M3NHFScheduleOfRatesCode | Retrofit/Fascia:Renew In Wbp Plywood Ne 300Mm | Retrofit - Fascia:Renew In Wbp Plywood Ne 300Mm, unit of measure LM | Retrofit-RE040203 | Y | Y | Y | Y | Y
M3NHFScheduleOfRatesCode | Retrofit/Soffit:Renew In Softwood Ne 450Mm | Retrofit - Soffit:Renew In Softwood Ne 450Mm, unit of measure LM | Retrofit-RE040205 | Y | Y | Y | Y | Y
M3NHFScheduleOfRatesCode | Retrofit/Soffit:Renew In Plywood Ne 450Mm | Retrofit - Soffit:Renew In Plywood Ne 450Mm, unit of measure LM | Retrofit-RE040207 | Y | Y | Y | Y | Y
M3NHFScheduleOfRatesCode | Retrofit/Soffit:Renew In Masterboard Ne 450Mm | Retrofit - Soffit:Renew In Masterboard Ne 450Mm, unit of measure LM | Retrofit-RE040209 | Y | Y | Y | Y | Y
M3NHFScheduleOfRatesCode | Retrofit/Boxed End:Renew To Fascia And Soffit | Retrofit - Boxed End:Renew To Fascia And Soffit, unit of measure NO | Retrofit-RE040211 | Y | Y | Y | Y | Y
M3NHFScheduleOfRatesCode | Retrofit/Fascia:Renew In Pvcu Ne 300Mm | Retrofit - Fascia:Renew In Pvcu Ne 300Mm, unit of measure LM | Retrofit-RE040301 | Y | Y | Y | Y | Y
M3NHFScheduleOfRatesCode | Retrofit/Soffit:Renew In Pvcu Ne 450Mm | Retrofit - Soffit:Renew In Pvcu Ne 450Mm, unit of measure LM | Retrofit-RE040303 | Y | Y | Y | Y | Y
M3NHFScheduleOfRatesCode | Retrofit/Boxed End:Renew In Pvcu To Fascia And Soffit | Retrofit - Boxed End:Renew In Pvcu To Fascia And Soffit, unit of measure NO | Retrofit-RE040305 | Y | Y | Y | Y | Y
M3NHFScheduleOfRatesCode | Retrofit/Cladding:Renew 19Mm Shiplap Over 2.0Sm | Retrofit - Cladding:Renew 19Mm Shiplap Over 2.0Sm, unit of measure SM | Retrofit-RE050101 | Y | Y | Y | Y | Y
M3NHFScheduleOfRatesCode | Retrofit/Cladding:Renew Feather Edge Over 2.0Sm | Retrofit - Cladding:Renew Feather Edge Over 2.0Sm, unit of measure SM | Retrofit-RE050201 | Y | Y | Y | Y | Y
M3NHFScheduleOfRatesCode | Retrofit/Cladding:Renew Tgv Joint Over 2.0Sm | Retrofit - Cladding:Renew Tgv Joint Over 2.0Sm, unit of measure SM | Retrofit-RE050301 | Y | Y | Y | Y | Y
M3NHFScheduleOfRatesCode | Retrofit/Cladding:Renew Pvc Shiplap Over 2.0Sm | Retrofit - Cladding:Renew Pvc Shiplap Over 2.0Sm, unit of measure SM | Retrofit-RE050401 | Y | Y | Y | Y | Y
M3NHFScheduleOfRatesCode | Retrofit/Tile:Remove And Renew Hanging Tiles | Retrofit - Tile:Remove And Renew Hanging Tiles, unit of measure SM | Retrofit-RE050501 | Y | Y | Y | Y | Y
M3NHFScheduleOfRatesCode | Retrofit/Tile:Renew Angle Hanging Tile | Retrofit - Tile:Renew Angle Hanging Tile, unit of measure LM | Retrofit-RE050503 | Y | Y | Y | Y | Y
M3NHFScheduleOfRatesCode | Retrofit/Slate:Remove And Renew Hanging Slates | Retrofit - Slate:Remove And Renew Hanging Slates, unit of measure SM | Retrofit-RE050601 | Y | Y | Y | Y | Y
M3NHFScheduleOfRatesCode | Retrofit/Render:Smooth Plain And Mineral Wool | Retrofit - Render:Smooth Plain And Mineral Wool, unit of measure SM | Retrofit-RE050701 | Y | Y | Y | Y | Y
M3NHFScheduleOfRatesCode | Retrofit/Render:Smooth Pre-Coloured And Mineral Wool | Retrofit - Render:Smooth Pre-Coloured And Mineral Wool, unit of measure SM | Retrofit-RE050703 | Y | Y | Y | Y | Y
M3NHFScheduleOfRatesCode | Retrofit/Render:Dashing And Mineral Wool | Retrofit - Render:Dashing And Mineral Wool, unit of measure SM | Retrofit-RE050705 | Y | Y | Y | Y | Y
M3NHFScheduleOfRatesCode | Retrofit/Render:Silicone Textured And Mineral Wool | Retrofit - Render:Silicone Textured And Mineral Wool, unit of measure SM | Retrofit-RE050707 | Y | Y | Y | Y | Y
M3NHFScheduleOfRatesCode | Retrofit/Render:Mineral Textured And Mineral Wool | Retrofit - Render:Mineral Textured And Mineral Wool, unit of measure SM | Retrofit-RE050709 | Y | Y | Y | Y | Y
M3NHFScheduleOfRatesCode | Retrofit/Render:Mock Brick Finish And Mineral Wool | Retrofit - Render:Mock Brick Finish And Mineral Wool, unit of measure SM | Retrofit-RE050711 | Y | Y | Y | Y | Y
M3NHFScheduleOfRatesCode | Retrofit/Render:Add For Every 10Mm Mineralwool | Retrofit - Render:Add For Every 10Mm Mineralwool, unit of measure SM | Retrofit-RE050713 | Y | Y | Y | Y | Y
M3NHFScheduleOfRatesCode | Retrofit/Render:Smooth Plain And Mineral Wool Ne 300Mm | Retrofit - Render:Smooth Plain And Mineral Wool Ne 300Mm, unit of measure LM | Retrofit-RE050715 | Y | Y | Y | Y | Y
M3NHFScheduleOfRatesCode | Retrofit/Render:Smooth Pre-Coloured Mineral Wool Ne 300Mm | Retrofit - Render:Smooth Pre-Coloured Mineral Wool Ne 300Mm, unit of measure LM | Retrofit-RE050717 | Y | Y | Y | Y | Y
M3NHFScheduleOfRatesCode | Retrofit/Render:Dashing And Mineral Wool Ne 300Mm | Retrofit - Render:Dashing And Mineral Wool Ne 300Mm, unit of measure LM | Retrofit-RE050719 | Y | Y | Y | Y | Y
M3NHFScheduleOfRatesCode | Retrofit/Render:Silicone Textured And Mineral Wool Ne 300Mm | Retrofit - Render:Silicone Textured And Mineral Wool Ne 300Mm, unit of measure LM | Retrofit-RE050721 | Y | Y | Y | Y
M3NHFScheduleOfRatesCode | Retrofit/Render:Mineral Textured And Mineral Wool Ne 300Mm | Retrofit - Render:Mineral Textured And Mineral Wool Ne 300Mm, unit of measure LM | Retrofit-RE050723 | Y | Y | Y | Y | Y
M3NHFScheduleOfRatesCode | Retrofit/Render:Mock Brick Finish And Mineral Wool Ne 300Mm | Retrofit - Render:Mock Brick Finish And Mineral Wool Ne 300Mm, unit of measure LM | Retrofit-RE050725 | Y | Y | Y | Y | Y
M3NHFScheduleOfRatesCode | Retrofit/Render:Add For Every 10Mm Mineral Wool Ne 300Mm | Retrofit - Render:Add For Every 10Mm Mineral Wool Ne 300Mm, unit of measure LM | Retrofit-RE050727 | Y | Y | Y | Y | Y
M3NHFScheduleOfRatesCode | Retrofit/Render:Smooth Plain And 20Mm Phenolic | Retrofit - Render:Smooth Plain And 20Mm Phenolic, unit of measure SM | Retrofit-RE050801 | Y | Y | Y | Y | Y
M3NHFScheduleOfRatesCode | Retrofit/Render:Smooth Pre-Coloured And 20Mm Phenolic | Retrofit - Render:Smooth Pre-Coloured And 20Mm Phenolic, unit of measure SM | Retrofit-RE050803 | Y | Y | Y | Y | Y
M3NHFScheduleOfRatesCode | Retrofit/Render:Dashing And 20Mm Phenolic | Retrofit - Render:Dashing And 20Mm Phenolic, unit of measure SM | Retrofit-RE050805 | Y | Y | Y | Y | Y
M3NHFScheduleOfRatesCode | Retrofit/Render:Silicone Textured And 20Mm Phenolic | Retrofit - Render:Silicone Textured And 20Mm Phenolic, unit of measure SM | Retrofit-RE050807 | Y | Y | Y | Y | Y
M3NHFScheduleOfRatesCode | Retrofit/Render:Mineral Textured And 20Mm Phenolic | Retrofit - Render:Mineral Textured And 20Mm Phenolic, unit of measure SM | Retrofit-RE050809 | Y | Y | Y | Y | Y
M3NHFScheduleOfRatesCode | Retrofit/Render:Mock Brick Finish And 20Mm Phenolic | Retrofit - Render:Mock Brick Finish And 20Mm Phenolic, unit of measure SM | Retrofit-RE050811 | Y | Y | Y | Y | Y
M3NHFScheduleOfRatesCode | Retrofit/Render:Add For Every 10Mm Phenolic | Retrofit - Render:Add For Every 10Mm Phenolic, unit of measure SM | Retrofit-RE050813 | Y | Y | Y | Y | Y
M3NHFScheduleOfRatesCode | Retrofit/Render:Smooth Plain And 20Mm Phenolic Ne 300Mm | Retrofit - Render:Smooth Plain And 20Mm Phenolic Ne 300Mm, unit of measure LM | Retrofit-RE050815 | Y | Y | Y | Y | Y
M3NHFScheduleOfRatesCode | Retrofit/Render:Smooth Pre-Coloured 20Mm Phenolic Ne 300Mm | Retrofit - Render:Smooth Pre-Coloured 20Mm Phenolic Ne 300Mm, unit of measure LM | Retrofit-RE050817 | Y | Y | Y | Y | Y
M3NHFScheduleOfRatesCode | Retrofit/Render:Dashing And 20Mm Phenolic Ne 300Mm | Retrofit - Render:Dashing And 20Mm Phenolic Ne 300Mm, unit of measure LM | Retrofit-RE050819 | Y | Y | Y | Y | Y
M3NHFScheduleOfRatesCode | Retrofit/Render:Silicone Textured 20Mm Phenolic Ne 300Mm | Retrofit - Render:Silicone Textured 20Mm Phenolic Ne 300Mm, unit of measure LM | Retrofit-RE050821 | Y | Y | Y | Y | Y
M3NHFScheduleOfRatesCode | Retrofit/Render:Mineral Textured 20Mm Phenolic Ne 300Mm | Retrofit - Render:Mineral Textured 20Mm Phenolic Ne 300Mm, unit of measure LM | Retrofit-RE050823 | Y | Y | Y | Y | Y
M3NHFScheduleOfRatesCode | Retrofit/Render:Mock Brick Finish 20Mm Phenolic Ne 300Mm | Retrofit - Render:Mock Brick Finish 20Mm Phenolic Ne 300Mm, unit of measure LM | Retrofit-RE050825 | Y | Y | Y | Y | Y
M3NHFScheduleOfRatesCode | Retrofit/Render:Add For Every 10Mm Phenolic Ne 300Mm Wide | Retrofit - Render:Add For Every 10Mm Phenolic Ne 300Mm Wide, unit of measure LM | Retrofit-RE050827 | Y | Y | Y | Y | Y
M3NHFScheduleOfRatesCode | Retrofit/Render:Smooth Plain And 20Mm Pir Insul | Retrofit - Render:Smooth Plain And 20Mm Pir Insul, unit of measure SM | Retrofit-RE050901 | Y | Y | Y | Y | Y
M3NHFScheduleOfRatesCode | Retrofit/Render:Smooth Pre-Coloured And 20Mm Pir Insul | Retrofit - Render:Smooth Pre-Coloured And 20Mm Pir Insul, unit of measure SM | Retrofit-RE050903 | Y | Y | Y | Y | Y
M3NHFScheduleOfRatesCode | Retrofit/Render:Dashing And 20Mm Pir Insul | Retrofit - Render:Dashing And 20Mm Pir Insul, unit of measure SM | Retrofit-RE050905 | Y | Y | Y | Y | Y
M3NHFScheduleOfRatesCode | Retrofit/Render:Silicone Textured And 20Mm Pir Insul | Retrofit - Render:Silicone Textured And 20Mm Pir Insul, unit of measure SM | Retrofit-RE050907 | Y | Y | Y | Y | Y
M3NHFScheduleOfRatesCode | Retrofit/Render:Mineral Textured And 20Mm Pir Insul | Retrofit - Render:Mineral Textured And 20Mm Pir Insul, unit of measure SM | Retrofit-RE050909 | Y | Y | Y | Y | Y
M3NHFScheduleOfRatesCode | Retrofit/Render:Mock Brick Finish And 20Mm Pir Insul | Retrofit - Render:Mock Brick Finish And 20Mm Pir Insul, unit of measure SM | Retrofit-RE050911 | Y | Y | Y | Y | Y
M3NHFScheduleOfRatesCode | Retrofit/Render:Add For Every 10Mm Pir Insulation | Retrofit - Render:Add For Every 10Mm Pir Insulation, unit of measure SM | Retrofit-RE050913 | Y | Y | Y | Y | Y
M3NHFScheduleOfRatesCode | Retrofit/Render:Smooth Plain 20Mm Pir Insul Ne 300Mm | Retrofit - Render:Smooth Plain 20Mm Pir Insul Ne 300Mm, unit of measure LM | Retrofit-RE050915 | Y | Y | Y | Y | Y
M3NHFScheduleOfRatesCode | Retrofit/Render:Smooth Pre-Coloured 20Mm Pir Insul Ne 300Mm | Retrofit - Render:Smooth Pre-Coloured 20Mm Pir Insul Ne 300Mm, unit of measure LM | Retrofit-RE050917 | Y | Y | Y | Y | Y
M3NHFScheduleOfRatesCode | Retrofit/Render:Dashing 20Mm Pir Insul Ne 300Mm | Retrofit - Render:Dashing 20Mm Pir Insul Ne 300Mm, unit of measure LM | Retrofit-RE050919 | Y | Y | Y | Y | Y
M3NHFScheduleOfRatesCode | Retrofit/Render:Silicone Textured 20Mm Pir Insul Ne 300Mm | Retrofit - Render:Silicone Textured 20Mm Pir Insul Ne 300Mm, unit of measure LM | Retrofit-RE050921 | Y | Y | Y | Y | Y
M3NHFScheduleOfRatesCode | Retrofit/Render:Mineral Textured 20Mm Pir Insul Ne 300Mm | Retrofit - Render:Mineral Textured 20Mm Pir Insul Ne 300Mm, unit of measure LM | Retrofit-RE050923 | Y | Y | Y | Y | Y
M3NHFScheduleOfRatesCode | Retrofit/Render:Mock Brick Finish 20Mm Pir Insul Ne 300Mm | Retrofit - Render:Mock Brick Finish 20Mm Pir Insul Ne 300Mm, unit of measure LM | Retrofit-RE050925 | Y | Y | Y | Y | Y
M3NHFScheduleOfRatesCode | Retrofit/Render:Add For Every 10Mm Pir Insul Ne 300Mm | Retrofit - Render:Add For Every 10Mm Pir Insul Ne 300Mm, unit of measure LM | Retrofit-RE050927 | Y | Y | Y | Y | Y
M3NHFScheduleOfRatesCode | Retrofit/Render:Smooth Plain 20Mm Polystyrene Insul | Retrofit - Render:Smooth Plain 20Mm Polystyrene Insul, unit of measure SM | Retrofit-RE051001 | Y | Y | Y | Y | Y
M3NHFScheduleOfRatesCode | Retrofit/Render:Smooth Pre-Coloured 20Mm Polystyrene Insul | Retrofit - Render:Smooth Pre-Coloured 20Mm Polystyrene Insul, unit of measure SM | Retrofit-RE051003 | Y | Y | Y | Y | Y
M3NHFScheduleOfRatesCode | Retrofit/Render:Dashing 20Mm Polystyrene Insul | Retrofit - Render:Dashing 20Mm Polystyrene Insul, unit of measure SM | Retrofit-RE051005 | Y | Y | Y | Y | Y
M3NHFScheduleOfRatesCode | Retrofit/Render:Silicone Textured 20Mm Polystyrene Insul | Retrofit - Render:Silicone Textured 20Mm Polystyrene Insul, unit of measure SM | Retrofit-RE051007 | Y | Y | Y | Y | Y
M3NHFScheduleOfRatesCode | Retrofit/Render:Mineral Textured 20Mm Polystyrene Insul | Retrofit - Render:Mineral Textured 20Mm Polystyrene Insul, unit of measure SM | Retrofit-RE051009 | Y | Y | Y | Y | Y
M3NHFScheduleOfRatesCode | Retrofit/Render:Mock Brick Finish 20Mm Polystyrene Insul | Retrofit - Render:Mock Brick Finish 20Mm Polystyrene Insul, unit of measure SM | Retrofit-RE051011 | Y | Y | Y | Y | Y
M3NHFScheduleOfRatesCode | Retrofit/Render:Add For Every 10Mm Polystyrene Insulation | Retrofit - Render:Add For Every 10Mm Polystyrene Insulation, unit of measure SM | Retrofit-RE051013 | Y | Y | Y | Y | Y
M3NHFScheduleOfRatesCode | Retrofit/Render:Smooth Plain 20Mm Poly Insul Ne 300Mm | Retrofit - Render:Smooth Plain 20Mm Poly Insul Ne 300Mm, unit of measure LM | Retrofit-RE051015 | Y | Y | Y | Y | Y
M3NHFScheduleOfRatesCode | Retrofit/Render:Smooth Precoloured 20Mm Poly Insul Ne 300Mm | Retrofit - Render:Smooth Precoloured 20Mm Poly Insul Ne 300Mm, unit of measure LM | Retrofit-RE051017 | Y | Y | Y | Y | Y
M3NHFScheduleOfRatesCode | Retrofit/Render:Dashing 20Mm Poly Insul Ne 300Mm | Retrofit - Render:Dashing 20Mm Poly Insul Ne 300Mm, unit of measure LM | Retrofit-RE051019 | Y | Y | Y | Y | Y
M3NHFScheduleOfRatesCode | Retrofit/Render:Silicone Textured 20Mm Poly Insul Ne 300Mm | Retrofit - Render:Silicone Textured 20Mm Poly Insul Ne 300Mm, unit of measure LM | Retrofit-RE051021 | Y | Y | Y | Y | Y
M3NHFScheduleOfRatesCode | Retrofit/Render:Mineral Textured 20Mm Poly Insul Ne 300Mm | Retrofit - Render:Mineral Textured 20Mm Poly Insul Ne 300Mm, unit of measure LM | Retrofit-RE051023 | Y | Y | Y | Y | Y
M3NHFScheduleOfRatesCode | Retrofit/Render:Mock Brick Finish 20Mm Poly Insul Ne 300Mm | Retrofit - Render:Mock Brick Finish 20Mm Poly Insul Ne 300Mm, unit of measure LM | Retrofit-RE051025 | Y | Y | Y | Y | Y
M3NHFScheduleOfRatesCode | Retrofit/Render:Add For Every 10Mm Poly Insul Ne 300Mm | Retrofit - Render:Add For Every 10Mm Poly Insul Ne 300Mm, unit of measure LM | Retrofit-RE051027 | Y | Y | Y | Y | Y
M3NHFScheduleOfRatesCode | Retrofit/Render:Smooth Plain And Cork Insulation | Retrofit - Render:Smooth Plain And Cork Insulation, unit of measure SM | Retrofit-RE051101 | Y | Y | Y | Y | Y
M3NHFScheduleOfRatesCode | Retrofit/Render:Smooth Pre-Coloured And Cork Insul | Retrofit - Render:Smooth Pre-Coloured And Cork Insul, unit of measure SM | Retrofit-RE051103 | Y | Y | Y | Y | Y
M3NHFScheduleOfRatesCode | Retrofit/Render:Dashing And Cork Insul | Retrofit - Render:Dashing And Cork Insul, unit of measure SM | Retrofit-RE051105 | Y | Y | Y | Y | Y
M3NHFScheduleOfRatesCode | Retrofit/Render:Silicone Textured And Cork Insul | Retrofit - Render:Silicone Textured And Cork Insul, unit of measure SM | Retrofit-RE051107 | Y | Y | Y | Y | Y
M3NHFScheduleOfRatesCode | Retrofit/Render:Mineral Textured And Cork Insul | Retrofit - Render:Mineral Textured And Cork Insul, unit of measure SM | Retrofit-RE051109 | Y | Y | Y | Y | Y
M3NHFScheduleOfRatesCode | Retrofit/Render:Mock Brick Finish And Cork Insul | Retrofit - Render:Mock Brick Finish And Cork Insul, unit of measure SM | Retrofit-RE051111 | Y | Y | Y | Y | Y
M3NHFScheduleOfRatesCode | Retrofit/Render:Add For Every 10Mm Cork Insulation | Retrofit - Render:Add For Every 10Mm Cork Insulation, unit of measure SM | Retrofit-RE051113 | Y | Y | Y | Y | Y
M3NHFScheduleOfRatesCode | Retrofit/Render:Smooth Plain And Cork Insul Ne 300Mm | Retrofit - Render:Smooth Plain And Cork Insul Ne 300Mm, unit of measure LM | Retrofit-RE051115 | Y | Y | Y | Y | Y
M3NHFScheduleOfRatesCode | Retrofit/Render:Smooth Pre-Coloured And Cork Insul Ne 300Mm | Retrofit - Render:Smooth Pre-Coloured And Cork Insul Ne 300Mm, unit of measure LM | Retrofit-RE051117 | Y | Y | Y | Y | Y
M3NHFScheduleOfRatesCode | Retrofit/Render:Dashing And Cork Insul Ne 300Mm | Retrofit - Render:Dashing And Cork Insul Ne 300Mm, unit of measure LM | Retrofit-RE051119 | Y | Y | Y | Y | Y
M3NHFScheduleOfRatesCode | Retrofit/Render:Silicone Textured And Cork Insul Ne 300Mm | Retrofit - Render:Silicone Textured And Cork Insul Ne 300Mm, unit of measure LM | Retrofit-RE051121 | Y | Y | Y | Y | Y
M3NHFScheduleOfRatesCode | Retrofit/Render:Mineral Textured And Cork Insul Ne 300Mm | Retrofit - Render:Mineral Textured And Cork Insul Ne 300Mm, unit of measure LM | Retrofit-RE051123 | Y | Y | Y | Y | Y
M3NHFScheduleOfRatesCode | Retrofit/Render:Mock Brick Finish And Cork Insul Ne 300Mm | Retrofit - Render:Mock Brick Finish And Cork Insul Ne 300Mm, unit of measure LM | Retrofit-RE051125 | Y | Y | Y | Y | Y
M3NHFScheduleOfRatesCode | Retrofit/Render:Add For Every 10Mm Cork Insul Ne 300Mm | Retrofit - Render:Add For Every 10Mm Cork Insul Ne 300Mm, unit of measure LM | Retrofit-RE051127 | Y | Y | Y | Y | Y
M3NHFScheduleOfRatesCode | Retrofit/Brick:Facing Slips And 40Mm Mineral Wool | Retrofit - Brick:Facing Slips And 40Mm Mineral Wool, unit of measure SM | Retrofit-RE051201 | Y | Y | Y | Y | Y
M3NHFScheduleOfRatesCode | Retrofit/Brick:Facing Slips And 40Mm Mineral Wool Ne 300Mm | Retrofit - Brick:Facing Slips And 40Mm Mineral Wool Ne 300Mm, unit of measure LM | Retrofit-RE051203 | Y | Y | Y | Y | Y
M3NHFScheduleOfRatesCode | Retrofit/Brick:Facing Slips And 20Mm Phenolic | Retrofit - Brick:Facing Slips And 20Mm Phenolic, unit of measure SM | Retrofit-RE051301 | Y | Y | Y | Y | Y
M3NHFScheduleOfRatesCode | Retrofit/Brick:Facing Slips And 20Mm Phenolic Ne 300Mm | Retrofit - Brick:Facing Slips And 20Mm Phenolic Ne 300Mm, unit of measure LM | Retrofit-RE051303 | Y | Y | Y | Y | Y
M3NHFScheduleOfRatesCode | Retrofit/Brick:Facing Slips And 20Mm Pir Insul | Retrofit - Brick:Facing Slips And 20Mm Pir Insul, unit of measure SM | Retrofit-RE051401 | Y | Y | Y | Y | Y
M3NHFScheduleOfRatesCode | Retrofit/Brick:Facing Slips And 20Mm Pir Insul Ne 300Mm | Retrofit - Brick:Facing Slips And 20Mm Pir Insul Ne 300Mm, unit of measure LM | Retrofit-RE051403 | Y | Y | Y | Y | Y
M3NHFScheduleOfRatesCode | Retrofit/Brick:Facing Slips And 20Mm Polystyrene | Retrofit - Brick:Facing Slips And 20Mm Polystyrene, unit of measure SM | Retrofit-RE051501 | Y | Y | Y | Y | Y
M3NHFScheduleOfRatesCode | Retrofit/Brick:Facing Slips And 20Mm Polystyrene Ne 300Mm | Retrofit - Brick:Facing Slips And 20Mm Polystyrene Ne 300Mm, unit of measure LM | Retrofit-RE051503 | Y | Y | Y | Y | Y
M3NHFScheduleOfRatesCode | Retrofit/Brick:Facing Slips And 40Mm Cork Insul | Retrofit - Brick:Facing Slips And 40Mm Cork Insul, unit of measure SM | Retrofit-RE051601 | Y | Y | Y | Y | Y
M3NHFScheduleOfRatesCode | Retrofit/Brick:Facing Slips And 40Mm Cork Insul Ne 300Mm | Retrofit - Brick:Facing Slips And 40Mm Cork Insul Ne 300Mm, unit of measure LM | Retrofit-RE051603 | Y | Y | Y | Y | Y
M3NHFScheduleOfRatesCode | Retrofit/Brick:Acrylic Facing Slips And 40Mm Mineral Wool | Retrofit - Brick:Acrylic Facing Slips And 40Mm Mineral Wool, unit of measure SM | Retrofit-RE051701 | Y | Y | Y | Y | Y
M3NHFScheduleOfRatesCode | Retrofit/Brick:Acrylic Facing Slips 40Mm Min Wool Ne 300Mm | Retrofit - Brick:Acrylic Facing Slips 40Mm Min Wool Ne 300Mm, unit of measure LM | Retrofit-RE051703 | Y | Y | Y | Y | Y
M3NHFScheduleOfRatesCode | Retrofit/Brick:Acrylic Facing Slips 20Mm Phenolic | Retrofit - Brick:Acrylic Facing Slips 20Mm Phenolic, unit of measure SM | Retrofit-RE051801 | Y | Y | Y | Y | Y
M3NHFScheduleOfRatesCode | Retrofit/Brick:Acrylic Facing Slips 20Mm Phenolic Ne 300Mm | Retrofit - Brick:Acrylic Facing Slips 20Mm Phenolic Ne 300Mm, unit of measure LM | Retrofit-RE051803 | Y | Y | Y | Y | Y
M3NHFScheduleOfRatesCode | Retrofit/Brick:Acrylic Facing Slips 20Mm Pir Insul | Retrofit - Brick:Acrylic Facing Slips 20Mm Pir Insul, unit of measure SM | Retrofit-RE051901 | Y | Y | Y | Y | Y
M3NHFScheduleOfRatesCode | Retrofit/Brick:Acrylic Facing Slips 20Mm Pir Insul Ne 300Mm | Retrofit - Brick:Acrylic Facing Slips 20Mm Pir Insul Ne 300Mm, unit of measure LM | Retrofit-RE051903 | Y | Y | Y | Y | Y
M3NHFScheduleOfRatesCode | Retrofit/Brick:Acrylic Facing Slips 20Mm Polystyrene | Retrofit - Brick:Acrylic Facing Slips 20Mm Polystyrene, unit of measure SM | Retrofit-RE052001 | Y | Y | Y | Y | Y
M3NHFScheduleOfRatesCode | Retrofit/Brick:Acrylic Facing Slips 20Mm Poly Ne 300Mm | Retrofit - Brick:Acrylic Facing Slips 20Mm Poly Ne 300Mm, unit of measure LM | Retrofit-RE052003 | Y | Y | Y | Y | Y
M3NHFScheduleOfRatesCode | Retrofit/Brick:Acrylic Facing Slips 40Mm Cork Insul | Retrofit - Brick:Acrylic Facing Slips 40Mm Cork Insul, unit of measure SM | Retrofit-RE052101 | Y | Y | Y | Y | Y
M3NHFScheduleOfRatesCode | Retrofit/Brick:Acrylic Facing Slip 40Mm Cork Insul Ne 300Mm | Retrofit - Brick:Acrylic Facing Slip 40Mm Cork Insul Ne 300Mm, unit of measure LM | Retrofit-RE052103 | Y | Y | Y | Y | Y
M3NHFScheduleOfRatesCode | Retrofit/Wall:Dry Line 22Mm Insul Basic Board, Metal Framed | Retrofit - Wall:Dry Line 22Mm Insul Basic Board, Metal Framed, unit of measure SM | Retrofit-RE060101 | Y | Y | Y | Y | Y
M3NHFScheduleOfRatesCode | Retrofit/Wall:Dry Line 30Mm Insul Basic Board, Metal Framed | Retrofit - Wall:Dry Line 30Mm Insul Basic Board, Metal Framed, unit of measure SM | Retrofit-RE060103 | Y | Y | Y | Y | Y
M3NHFScheduleOfRatesCode | Retrofit/Wall:Dry Line 40Mm Insul Basic Board, Metal Framed | Retrofit - Wall:Dry Line 40Mm Insul Basic Board, Metal Framed, unit of measure SM | Retrofit-RE060105 | Y | Y | Y | Y | Y
M3NHFScheduleOfRatesCode | Retrofit/Wall:Dry Line 50Mm Insul Basic Board, Metal Framed | Retrofit - Wall:Dry Line 50Mm Insul Basic Board, Metal Framed, unit of measure SM | Retrofit-RE060107 | Y | Y | Y | Y | Y
M3NHFScheduleOfRatesCode | Retrofit/Wall:Dry Line 27Mm Insul Board, Metal Framed | Retrofit - Wall:Dry Line 27Mm Insul Board, Metal Framed, unit of measure SM | Retrofit-RE060201 | Y | Y | Y | Y | Y
M3NHFScheduleOfRatesCode | Retrofit/Wall:Dry Line 35Mm Insul Board, Metal Framed | Retrofit - Wall:Dry Line 35Mm Insul Board, Metal Framed, unit of measure SM | Retrofit-RE060203 | Y | Y | Y | Y | Y
M3NHFScheduleOfRatesCode | Retrofit/Wall:Dry Line 40Mm Insul Board, Metal Framed | Retrofit - Wall:Dry Line 40Mm Insul Board, Metal Framed, unit of measure SM | Retrofit-RE060205 | Y | Y | Y | Y | Y
M3NHFScheduleOfRatesCode | Retrofit/Wall:Dry Line 45Mm Insul Board, Metal Framed | Retrofit - Wall:Dry Line 45Mm Insul Board, Metal Framed, unit of measure SM | Retrofit-RE060207 | Y | Y | Y | Y | Y
M3NHFScheduleOfRatesCode | Retrofit/Wall:Dry Line 55Mm Insul Board, Metal Framed | Retrofit - Wall:Dry Line 55Mm Insul Board, Metal Framed, unit of measure SM | Retrofit-RE060209 | Y | Y | Y | Y | Y
M3NHFScheduleOfRatesCode | Retrofit/Wall:Dry Line 50Mm Insul Board, Metal Framed | Retrofit - Wall:Dry Line 50Mm Insul Board, Metal Framed, unit of measure SM | Retrofit-RE060301 | Y | Y | Y | Y | Y
M3NHFScheduleOfRatesCode | Retrofit/Wall:Dry Line 60Mm Insul Board, Metal Framed | Retrofit - Wall:Dry Line 60Mm Insul Board, Metal Framed, unit of measure SM | Retrofit-RE060303 | Y | Y | Y | Y | Y
M3NHFScheduleOfRatesCode | Retrofit/Wall:Dry Line 65Mm Insul Board, Metal Framed | Retrofit - Wall:Dry Line 65Mm Insul Board, Metal Framed, unit of measure SM | Retrofit-RE060305 | Y | Y | Y | Y | Y
M3NHFScheduleOfRatesCode | Retrofit/Reveal:Dry Line 18Mm Board Metal Framed Over 300Mm | Retrofit - Reveal:Dry Line 18Mm Board Metal Framed Over 300Mm, unit of measure SM | Retrofit-RE060401 | Y | Y | Y | Y | Y
M3NHFScheduleOfRatesCode | Retrofit/Reveal:Dry Line 18Mm Board Metal Framed Ne 300Mm | Retrofit - Reveal:Dry Line 18Mm Board Metal Framed Ne 300Mm, unit of measure LM | Retrofit-RE060403 | Y | Y | Y | Y | Y
M3NHFScheduleOfRatesCode | Retrofit/Wall:12.5Mm Dry Line Board 75Mm Insul Eco Studs | Retrofit - Wall:12.5Mm Dry Line Board 75Mm Insul Eco Studs, unit of measure SM | Retrofit-RE060501 | Y | Y | Y | Y | Y
M3NHFScheduleOfRatesCode | Retrofit/Reveal:27Mm Polyfoam Dry Line Board Over 300Mm | Retrofit - Reveal:27Mm Polyfoam Dry Line Board Over 300Mm, unit of measure SM | Retrofit-RE060601 | Y | Y | Y | Y | Y
M3NHFScheduleOfRatesCode | Retrofit/Reveal:27Mm Polyfoam Dry Line Board Ne 300Mm | Retrofit - Reveal:27Mm Polyfoam Dry Line Board Ne 300Mm, unit of measure LM | Retrofit-RE060603 | Y | Y | Y | Y | Y
M3NHFScheduleOfRatesCode | Retrofit/Wall:Dry Line 12.5Mm Wallboard, Paper Insul | Retrofit - Wall:Dry Line 12.5Mm Wallboard, Paper Insul, unit of measure SM | Retrofit-RE060701 | Y | Y | Y | Y | Y
M3NHFScheduleOfRatesCode | Retrofit/Wall:Dry Line Ne 12.5Mm Plasterboard Skim | Retrofit - Wall:Dry Line Ne 12.5Mm Plasterboard Skim, unit of measure SM | Retrofit-RE060702 | Y
M3NHFScheduleOfRatesCode | Retrofit/Wall:Insulated Wallpaper To Walls, Over 300Mm | Retrofit - Wall:Insulated Wallpaper To Walls, Over 300Mm, unit of measure SM | Retrofit-RE060801 | Y | Y | Y | Y | Y
M3NHFScheduleOfRatesCode | Retrofit/Reveal:Insulated Wallpaper To Reveals, Ne 300Mm | Retrofit - Reveal:Insulated Wallpaper To Reveals, Ne 300Mm, unit of measure LM | Retrofit-RE060803 | Y | Y | Y | Y | Y
M3NHFScheduleOfRatesCode | Retrofit/Ceiling:Install 2 X 12.5Mm Fireline 50Mm Isowool | Retrofit - Ceiling:Install 2 X 12.5Mm Fireline 50Mm Isowool, unit of measure SM | Retrofit-RE070101 | Y | Y | Y | Y | Y
M3NHFScheduleOfRatesCode | Retrofit/Ceiling:Install 2 X 12.5Mm Fireline 100Mm Isowool | Retrofit - Ceiling:Install 2 X 12.5Mm Fireline 100Mm Isowool, unit of measure SM | Retrofit-RE070103 | Y | Y | Y | Y | Y
M3NHFScheduleOfRatesCode | Retrofit/Ceiling:Dry Line 12.5Mm Thermalboard | Retrofit - Ceiling:Dry Line 12.5Mm Thermalboard, unit of measure SM | Retrofit-RE070105 | Y | Y | Y | Y | Y
M3NHFScheduleOfRatesCode | Retrofit/Ceiling:Dry Line 25Mm Thermalboard | Retrofit - Ceiling:Dry Line 25Mm Thermalboard, unit of measure SM | Retrofit-RE070107 | Y | Y | Y | Y | Y
M3NHFScheduleOfRatesCode | Retrofit/Floor Insulation:Overlay Floor With 43Mm Board | Retrofit - Floor Insulation:Overlay Floor With 43Mm Board, unit of measure SM | Retrofit-RE080101 | Y | Y | Y | Y | Y
M3NHFScheduleOfRatesCode | Retrofit/Floor Insulation:Overlay Floor With 48Mm Board | Retrofit - Floor Insulation:Overlay Floor With 48Mm Board, unit of measure SM | Retrofit-RE080103 | Y | Y | Y | Y | Y
M3NHFScheduleOfRatesCode | Retrofit/Floor Insulation:Allow Additional 10Mm Thickness | Retrofit - Floor Insulation:Allow Additional 10Mm Thickness, unit of measure SM | Retrofit-RE080105 | Y | Y | Y | Y | Y
M3NHFScheduleOfRatesCode | Retrofit/Floor Insulation:Lay 200Mm Quilt - Mineral Fibre | Retrofit - Floor Insulation:Lay 200Mm Quilt - Mineral Fibre, unit of measure SM | Retrofit-RE080201 | Y | Y | Y | Y | Y
M3NHFScheduleOfRatesCode | Retrofit/Floor Insulation:Lay 200Mm Quilt - Glass Fibre | Retrofit - Floor Insulation:Lay 200Mm Quilt - Glass Fibre, unit of measure SM | Retrofit-RE080301 | Y | Y | Y | Y | Y
M3NHFScheduleOfRatesCode | Retrofit/Floor Insulation:Lay 200Mm Quilt - Glass/Min Mix | Retrofit - Floor Insulation:Lay 200Mm Quilt - Glass/Min Mix, unit of measure SM | Retrofit-RE080401 | Y | Y | Y | Y | Y
M3NHFScheduleOfRatesCode | Retrofit/Floor Insulation:Lay 200Mm Quilt - Hemp/Cotton Mix | Retrofit - Floor Insulation:Lay 200Mm Quilt - Hemp/Cotton Mix, unit of measure SM | Retrofit-RE080501 | Y | Y | Y | Y | Y
M3NHFScheduleOfRatesCode | Retrofit/Floor Insulation:Lay 100Mm Quilt - Recycle Plastic | Retrofit - Floor Insulation:Lay 100Mm Quilt - Recycle Plastic, unit of measure SM | Retrofit-RE080601 | Y | Y | Y | Y | Y
M3NHFScheduleOfRatesCode | Retrofit/Floor Insulation:Lay 200Mm Quilt - Sheeps Wool | Retrofit - Floor Insulation:Lay 200Mm Quilt - Sheeps Wool, unit of measure SM | Retrofit-RE080701 | Y | Y | Y | Y | Y
M3NHFScheduleOfRatesCode | Retrofit/Floor Insulation:Lay 200Mm - Rigid Polystyrene | Retrofit - Floor Insulation:Lay 200Mm - Rigid Polystyrene, unit of measure SM | Retrofit-RE080801 | Y | Y | Y | Y | Y
M3NHFScheduleOfRatesCode | Retrofit/Floor Insulation:Lay Foil And Insulation Layer | Retrofit - Floor Insulation:Lay Foil And Insulation Layer, unit of measure SM | Retrofit-RE080901 | Y | Y | Y | Y | Y
M3NHFScheduleOfRatesCode | Retrofit/Floor Insulation:Lay 200Mm Thick - Recycled Paper | Retrofit - Floor Insulation:Lay 200Mm Thick - Recycled Paper, unit of measure SM | Retrofit-RE081001 | Y | Y | Y | Y | Y
M3NHFScheduleOfRatesCode | Retrofit/Screed:Provide Polystyrene Insulation | Retrofit - Screed:Provide Polystyrene Insulation, unit of measure SM | Retrofit-RE083001 | Y
M3NHFScheduleOfRatesCode | Retrofit/Window:Renew With Pvcu Casement 1 Light Triple Gl | Retrofit - Window:Renew With Pvcu Casement 1 Light Triple Gl, unit of measure SM | Retrofit-RE090101 | Y | Y | Y | Y | Y
M3NHFScheduleOfRatesCode | Retrofit/Window:Renew With Pvcu Casement 2 Light Triple Gl | Retrofit - Window:Renew With Pvcu Casement 2 Light Triple Gl, unit of measure SM | Retrofit-RE090103 | Y | Y | Y | Y | Y
M3NHFScheduleOfRatesCode | Retrofit/Window:Renew With Pvcu Casement 3 Light Triple Gl | Retrofit - Window:Renew With Pvcu Casement 3 Light Triple Gl, unit of measure SM | Retrofit-RE090105 | Y | Y | Y | Y | Y
M3NHFScheduleOfRatesCode | Retrofit/Window:Renew With Pvcu Casement 4 Light Triple Gl | Retrofit - Window:Renew With Pvcu Casement 4 Light Triple Gl, unit of measure SM | Retrofit-RE090107 | Y | Y | Y | Y | Y
M3NHFScheduleOfRatesCode | Retrofit/Window:Renew With Pvcu Tilt Turn 1 Light Triple Gl | Retrofit - Window:Renew With Pvcu Tilt Turn 1 Light Triple Gl, unit of measure SM | Retrofit-RE090201 | Y | Y | Y | Y | Y
M3NHFScheduleOfRatesCode | Retrofit/Window:Renew With Pvcu Tilt Turn 2 Light Triple Gl | Retrofit - Window:Renew With Pvcu Tilt Turn 2 Light Triple Gl, unit of measure SM | Retrofit-RE090203 | Y | Y | Y | Y | Y
M3NHFScheduleOfRatesCode | Retrofit/Window:Renew With Pvcu Tilt Turn 3 Light Triple Gl | Retrofit - Window:Renew With Pvcu Tilt Turn 3 Light Triple Gl, unit of measure SM | Retrofit-RE090205 | Y | Y | Y | Y | Y
M3NHFScheduleOfRatesCode | Retrofit/Window:Renew With Pvcu Tilt Turn 4 Light Triple Gl | Retrofit - Window:Renew With Pvcu Tilt Turn 4 Light Triple Gl, unit of measure SM | Retrofit-RE090207 | Y | Y | Y | Y | Y
M3NHFScheduleOfRatesCode | Retrofit/Frame:Renew Pvcu Combination Unit Triple Gl | Retrofit - Frame:Renew Pvcu Combination Unit Triple Gl, unit of measure SM | Retrofit-RE090301 | Y | Y | Y | Y | Y
M3NHFScheduleOfRatesCode | Retrofit/Window:Renew Purpose Sw Casement 1 Light Triple Gl | Retrofit - Window:Renew Purpose Sw Casement 1 Light Triple Gl, unit of measure SM | Retrofit-RE090401 | Y | Y | Y | Y | Y
M3NHFScheduleOfRatesCode | Retrofit/Window:Renew Purpose Sw Casement 2 Light Triple Gl | Retrofit - Window:Renew Purpose Sw Casement 2 Light Triple Gl, unit of measure SM | Retrofit-RE090403 | Y | Y | Y | Y | Y
M3NHFScheduleOfRatesCode | Retrofit/Window:Renew Purpose Sw Casement 3 Light Triple Gl | Retrofit - Window:Renew Purpose Sw Casement 3 Light Triple Gl, unit of measure SM | Retrofit-RE090405 | Y | Y | Y | Y | Y
M3NHFScheduleOfRatesCode | Retrofit/Window:Renew Purpose Sw Casement 4 Light Triple Gl | Retrofit - Window:Renew Purpose Sw Casement 4 Light Triple Gl, unit of measure SM | Retrofit-RE090407 | Y | Y | Y | Y | Y
M3NHFScheduleOfRatesCode | Retrofit/Window:Renew Sw Box Sash Triple Gl | Retrofit - Window:Renew Sw Box Sash Triple Gl, unit of measure SM | Retrofit-RE090501 | Y | Y | Y | Y | Y
M3NHFScheduleOfRatesCode | Retrofit/Window:Renew Sw Horizontal Pivot Triple Gl | Retrofit - Window:Renew Sw Horizontal Pivot Triple Gl, unit of measure SM | Retrofit-RE090601 | Y | Y | Y | Y | Y
M3NHFScheduleOfRatesCode | Retrofit/Frame:Renew Sw Combination Unit Triple Gl | Retrofit - Frame:Renew Sw Combination Unit Triple Gl, unit of measure SM | Retrofit-RE090701 | Y | Y | Y | Y | Y
M3NHFScheduleOfRatesCode | Retrofit/Roof Window:Renew Ne 0.78X0.98M Triple Glazed | Retrofit - Roof Window:Renew Ne 0.78X0.98M Triple Glazed, unit of measure NO | Retrofit-RE090801 | Y | Y | Y | Y | Y
M3NHFScheduleOfRatesCode | Retrofit/Roof Window:Renew Ne 1.14X1.18M Triple Glazed | Retrofit - Roof Window:Renew Ne 1.14X1.18M Triple Glazed, unit of measure NO | Retrofit-RE090803 | Y | Y | Y | Y | Y
M3NHFScheduleOfRatesCode | Retrofit/Roof Window:Renew Ne 1.34X1.40M Triple Glazed | Retrofit - Roof Window:Renew Ne 1.34X1.40M Triple Glazed, unit of measure NO | Retrofit-RE090805 | Y | Y | Y | Y | Y
M3NHFScheduleOfRatesCode | Retrofit/Sun Tube:Install Ne 250Mm To Flat Roof | Retrofit - Sun Tube:Install Ne 250Mm To Flat Roof, unit of measure NO | Retrofit-RE090901 | Y | Y | Y | Y | Y
M3NHFScheduleOfRatesCode | Retrofit/Sun Tube:Install Ne 250Mm To Pitched Roof | Retrofit - Sun Tube:Install Ne 250Mm To Pitched Roof, unit of measure NO | Retrofit-RE090903 | Y | Y | Y | Y | Y
M3NHFScheduleOfRatesCode | Retrofit/Sun Tube:Install Ne 500Mm To Flat Roof | Retrofit - Sun Tube:Install Ne 500Mm To Flat Roof, unit of measure NO | Retrofit-RE090905 | Y | Y | Y | Y | Y
M3NHFScheduleOfRatesCode | Retrofit/Sun Tube:Install Ne 500Mm To Pitched Roof | Retrofit - Sun Tube:Install Ne 500Mm To Pitched Roof, unit of measure NO | Retrofit-RE090907 | Y | Y | Y | Y | Y
M3NHFScheduleOfRatesCode | Retrofit/Sun Tube:Install Multi-Outlet To Flat Roof | Retrofit - Sun Tube:Install Multi-Outlet To Flat Roof, unit of measure NO | Retrofit-RE090909 | Y | Y | Y | Y | Y
M3NHFScheduleOfRatesCode | Retrofit/Sun Tube:Install Multi-Outlet To Pitched Roof | Retrofit - Sun Tube:Install Multi-Outlet To Pitched Roof, unit of measure NO | Retrofit-RE090911 | Y | Y | Y | Y | Y
M3NHFScheduleOfRatesCode | Retrofit/Door:High Performance Pvcu Back Door | Retrofit - Door:High Performance Pvcu Back Door, unit of measure NO | Retrofit-RE100101 | Y | Y | Y | Y | Y
M3NHFScheduleOfRatesCode | Retrofit/Door:High Performance Pvcu Front Door | Retrofit - Door:High Performance Pvcu Front Door, unit of measure NO | Retrofit-RE100103 | Y | Y | Y | Y | Y
M3NHFScheduleOfRatesCode | Retrofit/Door:Renew Hp Softwood Triple Glazed Back Door | Retrofit - Door:Renew Hp Softwood Triple Glazed Back Door, unit of measure NO | Retrofit-RE100201 | Y | Y | Y | Y | Y
M3NHFScheduleOfRatesCode | Retrofit/Door:Renew Hp Softwood Triple Glazed Front Door | Retrofit - Door:Renew Hp Softwood Triple Glazed Front Door, unit of measure NO | Retrofit-RE100203 | Y | Y | Y | Y | Y
M3NHFScheduleOfRatesCode | Retrofit/Door:High Performance Back Door Triple Glazed | Retrofit - Door:High Performance Back Door Triple Glazed, unit of measure NO | Retrofit-RE100301 | Y | Y | Y | Y | Y
M3NHFScheduleOfRatesCode | Retrofit/Door:High Performance Front Door Triple Glazed | Retrofit - Door:High Performance Front Door Triple Glazed, unit of measure NO | Retrofit-RE100303 | Y | Y | Y | Y | Y
M3NHFScheduleOfRatesCode | Retrofit/Door Frame:Rake Out And Repoint Sealant | Retrofit - Door Frame:Rake Out And Repoint Sealant, unit of measure IT | Retrofit-RE110101 | Y | Y | Y | Y | Y
M3NHFScheduleOfRatesCode | Retrofit/Window Frame:Rake Out And Repoint | Retrofit - Window Frame:Rake Out And Repoint, unit of measure IT | Retrofit-RE110103 | Y | Y | Y | Y | Y
M3NHFScheduleOfRatesCode | Retrofit/Window Frame:Supply And Fix Bead Or Sealant | Retrofit - Window Frame:Supply And Fix Bead Or Sealant, unit of measure IT | Retrofit-RE110105 | Y | Y | Y | Y | Y
M3NHFScheduleOfRatesCode | Retrofit/Weatherstrip:Fix Aa To Door And Frame | Retrofit - Weatherstrip:Fix Aa To Door And Frame, unit of measure NO | Retrofit-RE110201 | Y | Y | Y | Y | Y
M3NHFScheduleOfRatesCode | Retrofit/Weatherstrip:Renew Rebated To Door | Retrofit - Weatherstrip:Renew Rebated To Door, unit of measure NO | Retrofit-RE110203 | Y | Y | Y | Y | Y
M3NHFScheduleOfRatesCode | Retrofit/Cill:Renew Or Supply And Fix Proprietary Cill | Retrofit - Cill:Renew Or Supply And Fix Proprietary Cill, unit of measure NO | Retrofit-RE110205 | Y | Y | Y | Y | Y
M3NHFScheduleOfRatesCode | Retrofit/Draughtproof:Renew Foam Strip | Retrofit - Draughtproof:Renew Foam Strip, unit of measure LM | Retrofit-RE110207 | Y | Y | Y | Y | Y
M3NHFScheduleOfRatesCode | Retrofit/Draughtproof:Renew Plastic Brush Type | Retrofit - Draughtproof:Renew Plastic Brush Type, unit of measure LM | Retrofit-RE110209 | Y | Y | Y | Y | Y
M3NHFScheduleOfRatesCode | Retrofit/Window:Renew Weather/Draught Proofing Metal | Retrofit - Window:Renew Weather/Draught Proofing Metal, unit of measure IT | Retrofit-RE110211 | Y | Y | Y | Y | Y
M3NHFScheduleOfRatesCode | Retrofit/Vacuum Double Glazing:Reglaze Upto 1Sm-Clear | Retrofit - Vacuum Double Glazing:Reglaze Upto 1Sm-Clear, unit of measure NO | Retrofit-RE120101 | Y | Y | Y | Y | Y
M3NHFScheduleOfRatesCode | Retrofit/Vacuum Double Glazing:Reglaze Over 1Sm-Clear | Retrofit - Vacuum Double Glazing:Reglaze Over 1Sm-Clear, unit of measure SM | Retrofit-RE120103 | Y | Y | Y | Y | Y
M3NHFScheduleOfRatesCode | Retrofit/Vacuum Double Glazing:Reglaze Upto 1Sm-Obscure | Retrofit - Vacuum Double Glazing:Reglaze Upto 1Sm-Obscure, unit of measure NO | Retrofit-RE120105 | Y | Y | Y | Y | Y
M3NHFScheduleOfRatesCode | Retrofit/Vacuum Double Glazing:Reglaze Over 1Sm-Obscure | Retrofit - Vacuum Double Glazing:Reglaze Over 1Sm-Obscure, unit of measure SM | Retrofit-RE120107 | Y | Y | Y | Y | Y
M3NHFScheduleOfRatesCode | Retrofit/Vacuum Double Glazing:Reglaze Upto 1Sm-Safety | Retrofit - Vacuum Double Glazing:Reglaze Upto 1Sm-Safety, unit of measure NO | Retrofit-RE120109 | Y | Y | Y | Y | Y
M3NHFScheduleOfRatesCode | Retrofit/Vacuum Double Glazing:Reglaze Over 1Sm-Safety | Retrofit - Vacuum Double Glazing:Reglaze Over 1Sm-Safety, unit of measure SM | Retrofit-RE120111 | Y | Y | Y | Y | Y
M3NHFScheduleOfRatesCode | Retrofit/Sash:Extra Over Vacuum Double Glazing To Dismantle | Retrofit - Sash:Extra Over Vacuum Double Glazing To Dismantle, unit of measure NO | Retrofit-RE120113 | Y | Y | Y | Y | Y
M3NHFScheduleOfRatesCode | Retrofit/Triple Glazing:Reglaze Upto 1Sm-Clear | Retrofit - Triple Glazing:Reglaze Upto 1Sm-Clear, unit of measure NO | Retrofit-RE120201 | Y | Y | Y | Y | Y
M3NHFScheduleOfRatesCode | Retrofit/Triple Glazing:Reglaze Over 1Sm-Clear | Retrofit - Triple Glazing:Reglaze Over 1Sm-Clear, unit of measure SM | Retrofit-RE120203 | Y | Y | Y | Y | Y
M3NHFScheduleOfRatesCode | Retrofit/Triple Glazing:Reglaze Upto 1Sm-Obscure | Retrofit - Triple Glazing:Reglaze Upto 1Sm-Obscure, unit of measure NO | Retrofit-RE120205 | Y | Y | Y | Y | Y
M3NHFScheduleOfRatesCode | Retrofit/Triple Glazing:Reglaze Over 1Sm-Obscure | Retrofit - Triple Glazing:Reglaze Over 1Sm-Obscure, unit of measure SM | Retrofit-RE120207 | Y | Y | Y | Y | Y
M3NHFScheduleOfRatesCode | Retrofit/Triple Glazing:Reglaze Upto 1Sm-Safety | Retrofit - Triple Glazing:Reglaze Upto 1Sm-Safety, unit of measure NO | Retrofit-RE120209 | Y | Y | Y | Y | Y
M3NHFScheduleOfRatesCode | Retrofit/Triple Glazing:Reglaze Over 1Sm-Safety | Retrofit - Triple Glazing:Reglaze Over 1Sm-Safety, unit of measure SM | Retrofit-RE120211 | Y | Y | Y | Y | Y
M3NHFScheduleOfRatesCode | Retrofit/Sash:Extra Over Triple Glazing To Dismantle Sash | Retrofit - Sash:Extra Over Triple Glazing To Dismantle Sash, unit of measure NO | Retrofit-RE120213 | Y | Y | Y | Y | Y
M3NHFScheduleOfRatesCode | Retrofit/Kitchen Unit:Renew Single Base To Match Existing | Retrofit - Kitchen Unit:Renew Single Base To Match Existing, unit of measure NO | Retrofit-RE130101 | Y | Y | Y | Y | Y
M3NHFScheduleOfRatesCode | Retrofit/Kitchen Unit:Renew Double Base To Match Existing | Retrofit - Kitchen Unit:Renew Double Base To Match Existing, unit of measure NO | Retrofit-RE130103 | Y | Y | Y | Y | Y
M3NHFScheduleOfRatesCode | Retrofit/Kitchen Unit:Renew Corner Base To Match Existing | Retrofit - Kitchen Unit:Renew Corner Base To Match Existing, unit of measure NO | Retrofit-RE130105 | Y | Y | Y | Y | Y
M3NHFScheduleOfRatesCode | Retrofit/Kitchen Unit:Renew Tall Floor To Match Existing | Retrofit - Kitchen Unit:Renew Tall Floor To Match Existing, unit of measure NO | Retrofit-RE130107 | Y | Y | Y | Y | Y
M3NHFScheduleOfRatesCode | Retrofit/Kitchen Unit:Renew Single Wall To Match Existing | Retrofit - Kitchen Unit:Renew Single Wall To Match Existing, unit of measure NO | Retrofit-RE130109 | Y | Y | Y | Y | Y
M3NHFScheduleOfRatesCode | Retrofit/Kitchen Unit:Renew Double Wall To Match Existing | Retrofit - Kitchen Unit:Renew Double Wall To Match Existing, unit of measure NO | Retrofit-RE130111 | Y | Y | Y | Y | Y
M3NHFScheduleOfRatesCode | Retrofit/Kitchen Unit:Renew Corner Wall To Match Existing | Retrofit - Kitchen Unit:Renew Corner Wall To Match Existing, unit of measure NO | Retrofit-RE130113 | Y | Y | Y | Y | Y
M3NHFScheduleOfRatesCode | Retrofit/Kitchen Unit:Renew Single Base 300X500 | Retrofit - Kitchen Unit:Renew Single Base 300X500, unit of measure NO | Retrofit-RE130201 | Y | Y | Y | Y | Y
M3NHFScheduleOfRatesCode | Retrofit/Kitchen Unit:Renew Single Base 600X500 | Retrofit - Kitchen Unit:Renew Single Base 600X500, unit of measure NO | Retrofit-RE130203 | Y | Y | Y | Y | Y
M3NHFScheduleOfRatesCode | Retrofit/Kitchen Unit:Renew Single Base 300X600 | Retrofit - Kitchen Unit:Renew Single Base 300X600, unit of measure NO | Retrofit-RE130205 | Y | Y | Y | Y | Y
M3NHFScheduleOfRatesCode | Retrofit/Kitchen Unit:Renew Single Base 400X600 | Retrofit - Kitchen Unit:Renew Single Base 400X600, unit of measure NO | Retrofit-RE130207 | Y | Y | Y | Y | Y
M3NHFScheduleOfRatesCode | Retrofit/Kitchen Unit:Renew Single Base 500X600 | Retrofit - Kitchen Unit:Renew Single Base 500X600, unit of measure NO | Retrofit-RE130209 | Y | Y | Y | Y | Y
M3NHFScheduleOfRatesCode | Retrofit/Kitchen Unit:Renew Single Base 600X600 | Retrofit - Kitchen Unit:Renew Single Base 600X600, unit of measure NO | Retrofit-RE130211 | Y | Y | Y | Y | Y
M3NHFScheduleOfRatesCode | Retrofit/Kitchen Unit:Renew Double Base 800Mm | Retrofit - Kitchen Unit:Renew Double Base 800Mm, unit of measure NO | Retrofit-RE130213 | Y | Y | Y | Y | Y
M3NHFScheduleOfRatesCode | Retrofit/Kitchen Unit:Renew Double Base 1000Mm | Retrofit - Kitchen Unit:Renew Double Base 1000Mm, unit of measure NO | Retrofit-RE130215 | Y | Y | Y | Y | Y
M3NHFScheduleOfRatesCode | Retrofit/Kitchen Unit:Renew Double Base 1200Mm | Retrofit - Kitchen Unit:Renew Double Base 1200Mm, unit of measure NO | Retrofit-RE130217 | Y | Y | Y | Y | Y
M3NHFScheduleOfRatesCode | Retrofit/Kitchen Unit:Renew Corner Base 800Mm | Retrofit - Kitchen Unit:Renew Corner Base 800Mm, unit of measure NO | Retrofit-RE130219 | Y | Y | Y | Y | Y
M3NHFScheduleOfRatesCode | Retrofit/Kitchen Unit:Renew Corner Base 1000Mm | Retrofit - Kitchen Unit:Renew Corner Base 1000Mm, unit of measure NO | Retrofit-RE130221 | Y | Y | Y | Y | Y
M3NHFScheduleOfRatesCode | Retrofit/Kitchen Unit:Renew Corner Base 1200Mm | Retrofit - Kitchen Unit:Renew Corner Base 1200Mm, unit of measure NO | Retrofit-RE130223 | Y | Y | Y | Y | Y
M3NHFScheduleOfRatesCode | Retrofit/Kitchen Unit:Renew Larder Unit | Retrofit - Kitchen Unit:Renew Larder Unit, unit of measure NO | Retrofit-RE130225 | Y | Y | Y | Y | Y
M3NHFScheduleOfRatesCode | Retrofit/Kitchen Unit:Renew Appliance Unit 1950Mm | Retrofit - Kitchen Unit:Renew Appliance Unit 1950Mm, unit of measure NO | Retrofit-RE130227 | Y | Y | Y | Y | Y
M3NHFScheduleOfRatesCode | Retrofit/Kitchen Unit:Renew Appliance Unit 600Mm | Retrofit - Kitchen Unit:Renew Appliance Unit 600Mm, unit of measure NO | Retrofit-RE130229 | Y | Y | Y | Y | Y
M3NHFScheduleOfRatesCode | Retrofit/Kitchen Unit:Renew Single Wall 300X300 900Mm High | Retrofit - Kitchen Unit:Renew Single Wall 300X300 900Mm High, unit of measure NO | Retrofit-RE130231 | Y | Y | Y | Y | Y
M3NHFScheduleOfRatesCode | Retrofit/Kitchen Unit:Renew Single Wall 400X300 900Mm High | Retrofit - Kitchen Unit:Renew Single Wall 400X300 900Mm High, unit of measure NO | Retrofit-RE130233 | Y | Y | Y | Y | Y
M3NHFScheduleOfRatesCode | Retrofit/Kitchen Unit:Renew Single Wall 500X300 900Mm High | Retrofit - Kitchen Unit:Renew Single Wall 500X300 900Mm High, unit of measure NO | Retrofit-RE130235 | Y | Y | Y | Y | Y
M3NHFScheduleOfRatesCode | Retrofit/Kitchen Unit:Renew Single Wall 600X300 900Mm High | Retrofit - Kitchen Unit:Renew Single Wall 600X300 900Mm High, unit of measure NO | Retrofit-RE130237 | Y | Y | Y | Y | Y
M3NHFScheduleOfRatesCode | Retrofit/Kitchen Unit:Renew Double Wall 1000X300 500Mm High | Retrofit - Kitchen Unit:Renew Double Wall 1000X300 500Mm High, unit of measure NO | Retrofit-RE130239 | Y | Y | Y | Y | Y
M3NHFScheduleOfRatesCode | Retrofit/Kitchen Unit:Renew Double Wall 1000X300 900Mm High | Retrofit - Kitchen Unit:Renew Double Wall 1000X300 900Mm High, unit of measure NO | Retrofit-RE130241 | Y | Y | Y | Y | Y
M3NHFScheduleOfRatesCode | Retrofit/Kitchen Unit:Renew Double Wall 1200X300 500Mm High | Retrofit - Kitchen Unit:Renew Double Wall 1200X300 500Mm High, unit of measure NO | Retrofit-RE130243 | Y | Y | Y | Y | Y
M3NHFScheduleOfRatesCode | Retrofit/Kitchen Unit:Renew Double Wall 1200X300 900Mm High | Retrofit - Kitchen Unit:Renew Double Wall 1200X300 900Mm High, unit of measure NO | Retrofit-RE130245 | Y | Y | Y | Y | Y
M3NHFScheduleOfRatesCode | Retrofit/Kitchen Unit:Renew Corner Wall 500X300 500Mm High | Retrofit - Kitchen Unit:Renew Corner Wall 500X300 500Mm High, unit of measure NO | Retrofit-RE130247 | Y | Y | Y | Y | Y
M3NHFScheduleOfRatesCode | Retrofit/Kitchen Unit:Renew Corner Wall 500X300 900Mm High | Retrofit - Kitchen Unit:Renew Corner Wall 500X300 900Mm High, unit of measure NO | Retrofit-RE130248 | Y
M3NHFScheduleOfRatesCode | Retrofit/Kitchen Unit:Renew Corner Wall 600X300 500Mm High | Retrofit - Kitchen Unit:Renew Corner Wall 600X300 500Mm High, unit of measure NO | Retrofit-RE130249 | Y | Y | Y | Y | Y
M3NHFScheduleOfRatesCode | Retrofit/Kitchen Unit:Renew Corner Wall 600X300 900Mm High | Retrofit - Kitchen Unit:Renew Corner Wall 600X300 900Mm High, unit of measure NO | Retrofit-RE130250 | Y
M3NHFScheduleOfRatesCode | Retrofit/Kitchen Unit:Renew Drawer Pack 500X600 | Retrofit - Kitchen Unit:Renew Drawer Pack 500X600, unit of measure NO | Retrofit-RE130251 | Y | Y | Y | Y | Y
M3NHFScheduleOfRatesCode | Retrofit/Kitchen Unit:Renew Drawer Pack 600X600 | Retrofit - Kitchen Unit:Renew Drawer Pack 600X600, unit of measure NO | Retrofit-RE130253 | Y | Y | Y | Y | Y
M3NHFScheduleOfRatesCode | Retrofit/Worktop:Renew Ne 40Mm Thick Post Formed | Retrofit - Worktop:Renew Ne 40Mm Thick Post Formed, unit of measure LM | Retrofit-RE130301 | Y | Y | Y | Y | Y
M3NHFScheduleOfRatesCode | Retrofit/Worktop:Renew Ne 40Mm Thick Double Post Formed | Retrofit - Worktop:Renew Ne 40Mm Thick Double Post Formed, unit of measure LM | Retrofit-RE130302 | Y | Y | Y | Y
M3NHFScheduleOfRatesCode | Retrofit/Worktop:Provide Fly End Panel | Retrofit - Worktop:Provide Fly End Panel, unit of measure NO | Retrofit-RE130303 | Y | Y | Y | Y | Y
M3NHFScheduleOfRatesCode | Retrofit/Worktop:Renew Gallows Bracket | Retrofit - Worktop:Renew Gallows Bracket, unit of measure NO | Retrofit-RE130305 | Y | Y | Y | Y | Y
M3NHFScheduleOfRatesCode | Retrofit/Worktop:Renew Leg To Worktop | Retrofit - Worktop:Renew Leg To Worktop, unit of measure NO | Retrofit-RE130307 | Y | Y | Y | Y | Y
M3NHFScheduleOfRatesCode | Retrofit/Worktop:Renew Joint Strip | Retrofit - Worktop:Renew Joint Strip, unit of measure NO | Retrofit-RE130309 | Y | Y | Y | Y | Y
M3NHFScheduleOfRatesCode | Retrofit/Worktop:25X25Mm Edge Trim | Retrofit - Worktop:25X25Mm Edge Trim, unit of measure LM | Retrofit-RE130311 | Y | Y | Y | Y | Y
M3NHFScheduleOfRatesCode | Retrofit/Worktop:Provide Coverbead | Retrofit - Worktop:Provide Coverbead, unit of measure NO | Retrofit-RE130313 | Y | Y | Y | Y | Y
M3NHFScheduleOfRatesCode | Retrofit/Kitchen Unit:Remove And Refix Any Type | Retrofit - Kitchen Unit:Remove And Refix Any Type, unit of measure NO | Retrofit-RE130401 | Y | Y | Y | Y | Y
M3NHFScheduleOfRatesCode | Retrofit/Kitchen Unit:Renew Cupboard Back | Retrofit - Kitchen Unit:Renew Cupboard Back, unit of measure NO | Retrofit-RE130403 | Y | Y | Y | Y | Y
M3NHFScheduleOfRatesCode | Retrofit/Kitchen Unit:Renew Side Panel | Retrofit - Kitchen Unit:Renew Side Panel, unit of measure NO | Retrofit-RE130405 | Y | Y | Y | Y | Y
M3NHFScheduleOfRatesCode | Retrofit/Kitchen Unit:Renew Plinth | Retrofit - Kitchen Unit:Renew Plinth, unit of measure NO | Retrofit-RE130407 | Y | Y | Y | Y | Y
M3NHFScheduleOfRatesCode | Retrofit/Kitchen Unit:Overhaul Any Type | Retrofit - Kitchen Unit:Overhaul Any Type, unit of measure NO | Retrofit-RE130409 | Y | Y | Y | Y | Y
M3NHFScheduleOfRatesCode | Retrofit/Wall:Remove And Refix Base Unit In Association | Retrofit - Wall:Remove And Refix Base Unit In Association, unit of measure IT | Retrofit-RE130451 | Y | Y | Y | Y
M3NHFScheduleOfRatesCode | Retrofit/Wall:Remove And Refix Wall Unit In Association | Retrofit - Wall:Remove And Refix Wall Unit In Association, unit of measure IT | Retrofit-RE130453 | Y | Y | Y | Y
M3NHFScheduleOfRatesCode | Retrofit/Wall:Remove Refix Sink Base Unit In Association | Retrofit - Wall:Remove Refix Sink Base Unit In Association, unit of measure IT | Retrofit-RE130455 | Y | Y | Y | Y
M3NHFScheduleOfRatesCode | Retrofit/Wall:Remove And Refix Worktop In Association | Retrofit - Wall:Remove And Refix Worktop In Association, unit of measure LM | Retrofit-RE130457 | Y | Y | Y | Y
M3NHFScheduleOfRatesCode | Retrofit/Skirting:Renew Softwood Skirting | Retrofit - Skirting:Renew Softwood Skirting, unit of measure LM | Retrofit-RE130501 | Y | Y | Y | Y | Y
M3NHFScheduleOfRatesCode | Retrofit/Skirting:Take Off And Refix | Retrofit - Skirting:Take Off And Refix, unit of measure LM | Retrofit-RE130503 | Y | Y | Y | Y | Y
M3NHFScheduleOfRatesCode | Retrofit/Architrave:Renew Sw Set To One Side Of Door | Retrofit - Architrave:Renew Sw Set To One Side Of Door, unit of measure IT | Retrofit-RE130601 | Y | Y | Y | Y | Y
M3NHFScheduleOfRatesCode | Retrofit/Architrave:Renew Leg One Side | Retrofit - Architrave:Renew Leg One Side, unit of measure IT | Retrofit-RE130603 | Y | Y | Y | Y | Y
M3NHFScheduleOfRatesCode | Retrofit/Curtain Batten:Renew Or Fix New | Retrofit - Curtain Batten:Renew Or Fix New, unit of measure LM | Retrofit-RE130701 | Y | Y | Y | Y | Y
M3NHFScheduleOfRatesCode | Retrofit/Curtain Track:Renew Including Runners | Retrofit - Curtain Track:Renew Including Runners, unit of measure LM | Retrofit-RE130703 | Y | Y | Y | Y | Y
M3NHFScheduleOfRatesCode | Retrofit/Windowboard:Renew Softwood | Retrofit - Windowboard:Renew Softwood, unit of measure LM | Retrofit-RE130801 | Y | Y | Y | Y | Y
M3NHFScheduleOfRatesCode | Retrofit/Windowboard:Renew Mdf | Retrofit - Windowboard:Renew Mdf, unit of measure LM | Retrofit-RE130803 | Y | Y | Y | Y | Y
M3NHFScheduleOfRatesCode | Retrofit/Windowboard:Renew Hardwood | Retrofit - Windowboard:Renew Hardwood, unit of measure LM | Retrofit-RE130805 | Y | Y | Y | Y | Y
M3NHFScheduleOfRatesCode | Retrofit/Windowboard:Renew Pvcu | Retrofit - Windowboard:Renew Pvcu, unit of measure LM | Retrofit-RE130807 | Y | Y | Y | Y | Y
M3NHFScheduleOfRatesCode | Retrofit/Ceiling Hatch:Fix New Insulated Proprietary Hatch | Retrofit - Ceiling Hatch:Fix New Insulated Proprietary Hatch, unit of measure IT | Retrofit-RE130901 | Y | Y | Y | Y | Y
M3NHFScheduleOfRatesCode | Retrofit/Ceiling Hatch:Renew Insulated Proprietary Hatch | Retrofit - Ceiling Hatch:Renew Insulated Proprietary Hatch, unit of measure IT | Retrofit-RE130903 | Y | Y | Y | Y | Y
M3NHFScheduleOfRatesCode | Retrofit/Ceiling Hatch:Renew Draught Insulation Strips | Retrofit - Ceiling Hatch:Renew Draught Insulation Strips, unit of measure IT | Retrofit-RE130905 | Y | Y | Y | Y | Y
M3NHFScheduleOfRatesCode | Retrofit/Flooring:Renew In 19Mm Plywood | Retrofit - Flooring:Renew In 19Mm Plywood, unit of measure SM | Retrofit-RE131001 | Y | Y | Y | Y | Y
M3NHFScheduleOfRatesCode | Retrofit/Flooring:Renew In 6Mm Plywood | Retrofit - Flooring:Renew In 6Mm Plywood, unit of measure SM | Retrofit-RE131003 | Y | Y | Y | Y | Y
M3NHFScheduleOfRatesCode | Retrofit/Flooring:Renew In 19Mm Chipboard | Retrofit - Flooring:Renew In 19Mm Chipboard, unit of measure SM | Retrofit-RE131101 | Y | Y | Y | Y | Y
M3NHFScheduleOfRatesCode | Retrofit/Flooring:Renew In Insulated Chipboard | Retrofit - Flooring:Renew In Insulated Chipboard, unit of measure SM | Retrofit-RE131103 | Y | Y | Y | Y | Y
M3NHFScheduleOfRatesCode | Retrofit/Floorboard:Renew Any Type Over 1.0Sm | Retrofit - Floorboard:Renew Any Type Over 1.0Sm, unit of measure SM | Retrofit-RE131201 | Y | Y | Y | Y | Y
M3NHFScheduleOfRatesCode | Retrofit/Floorboard:Remove And Refix | Retrofit - Floorboard:Remove And Refix, unit of measure SM | Retrofit-RE131203 | Y | Y | Y | Y | Y
M3NHFScheduleOfRatesCode | Retrofit/Floorboard:Remove And Refix Single Board | Retrofit - Floorboard:Remove And Refix Single Board, unit of measure LM | Retrofit-RE131205 | Y | Y | Y | Y | Y
M3NHFScheduleOfRatesCode | Retrofit/Surface:Strip Back Surfaces Over 300Mm | Retrofit - Surface:Strip Back Surfaces Over 300Mm, unit of measure SM | Retrofit-RE140101 | Y | Y | Y | Y | Y
M3NHFScheduleOfRatesCode | Retrofit/Surface:Strip Back Surfaces Ne 300Mm | Retrofit - Surface:Strip Back Surfaces Ne 300Mm, unit of measure LM | Retrofit-RE140103 | Y | Y | Y | Y | Y
M3NHFScheduleOfRatesCode | Retrofit/Surface:Strip Back Windows | Retrofit - Surface:Strip Back Windows, unit of measure SM | Retrofit-RE140105 | Y | Y | Y | Y | Y
M3NHFScheduleOfRatesCode | Retrofit/Sealer:Apply One Coat To Walls And Ceilings | Retrofit - Sealer:Apply One Coat To Walls And Ceilings, unit of measure SM | Retrofit-RE140107 | Y | Y | Y | Y | Y
M3NHFScheduleOfRatesCode | Retrofit/Stain Block:Apply One Coat | Retrofit - Stain Block:Apply One Coat, unit of measure SM | Retrofit-RE140109 | Y | Y | Y | Y | Y
M3NHFScheduleOfRatesCode | Retrofit/Walls:Apply 2 Coats Masonry Paint | Retrofit - Walls:Apply 2 Coats Masonry Paint, unit of measure SM | Retrofit-RE140201 | Y | Y | Y | Y | Y
M3NHFScheduleOfRatesCode | Retrofit/Walls:Apply Sealer 2 Coats Masonry - Render | Retrofit - Walls:Apply Sealer 2 Coats Masonry - Render, unit of measure SM | Retrofit-RE140203 | Y | Y | Y | Y | Y
M3NHFScheduleOfRatesCode | Retrofit/Surfaces:Prime Paint General Surfaces Timber | Retrofit - Surfaces:Prime Paint General Surfaces Timber, unit of measure SM | Retrofit-RE140301 | Y | Y | Y | Y
M3NHFScheduleOfRatesCode | Retrofit/Fascias,Soffits Etc:Prime Paint Timber Ne 300Mm | Retrofit - Fascias,Soffits Etc:Prime Paint Timber Ne 300Mm, unit of measure LM | Retrofit-RE140303 | Y | Y | Y | Y | Y
M3NHFScheduleOfRatesCode | Retrofit/Window:Prepare Prime Paint Timber | Retrofit - Window:Prepare Prime Paint Timber, unit of measure SM | Retrofit-RE140305 | Y | Y | Y | Y | Y
M3NHFScheduleOfRatesCode | Retrofit/Frame:Prepare Prime Paint Timber Ne 300Mm | Retrofit - Frame:Prepare Prime Paint Timber Ne 300Mm, unit of measure LM | Retrofit-RE140307 | Y | Y | Y | Y | Y
M3NHFScheduleOfRatesCode | Retrofit/Door:Prepare Prime Paint Timber Glazed Door (O/S) | Retrofit - Door:Prepare Prime Paint Timber Glazed Door (O/S), unit of measure IT | Retrofit-RE140309 | Y | Y | Y | Y | Y
M3NHFScheduleOfRatesCode | Retrofit/Door:Prepare Prime Paint Timber Glazed Door (B/S) | Retrofit - Door:Prepare Prime Paint Timber Glazed Door (B/S), unit of measure IT | Retrofit-RE140311 | Y | Y | Y | Y | Y
M3NHFScheduleOfRatesCode | Retrofit/Door:Prepare Prime Paint Timber Door (O/S) | Retrofit - Door:Prepare Prime Paint Timber Door (O/S), unit of measure IT | Retrofit-RE140313 | Y | Y | Y | Y | Y
M3NHFScheduleOfRatesCode | Retrofit/Door:Prepare Prime Paint Timber Door (B/S) | Retrofit - Door:Prepare Prime Paint Timber Door (B/S), unit of measure IT | Retrofit-RE140315 | Y | Y | Y | Y | Y
M3NHFScheduleOfRatesCode | Retrofit/Fencing Isolated:Prepare Prime Paint Ne 300Mm | Retrofit - Fencing Isolated:Prepare Prime Paint Ne 300Mm, unit of measure LM | Retrofit-RE140317 | Y | Y | Y | Y | Y
M3NHFScheduleOfRatesCode | Retrofit/Gates:Prepare Prime Paint Timber Gates Posts | Retrofit - Gates:Prepare Prime Paint Timber Gates Posts, unit of measure SM | Retrofit-RE140319 | Y | Y | Y | Y | Y
M3NHFScheduleOfRatesCode | Retrofit/Fascias,Soffits Etc:Paint 1 Gloss Timber Ne 300Mm | Retrofit - Fascias,Soffits Etc:Paint 1 Gloss Timber Ne 300Mm, unit of measure LM | Retrofit-RE140401 | Y | Y | Y | Y | Y
M3NHFScheduleOfRatesCode | Retrofit/Fascias,Soffits Etc:Paint 2 Gloss Timber Ne 300Mm | Retrofit - Fascias,Soffits Etc:Paint 2 Gloss Timber Ne 300Mm, unit of measure LM | Retrofit-RE140501 | Y | Y | Y | Y | Y
M3NHFScheduleOfRatesCode | Retrofit/Fencing Isolated:Prepare 2 Gloss Ne 300Mm | Retrofit - Fencing Isolated:Prepare 2 Gloss Ne 300Mm, unit of measure LM | Retrofit-RE140503 | Y | Y | Y | Y | Y
M3NHFScheduleOfRatesCode | Retrofit/Gates:Prepare 2 Gloss Timber Gates Posts | Retrofit - Gates:Prepare 2 Gloss Timber Gates Posts, unit of measure SM | Retrofit-RE140505 | Y | Y | Y | Y | Y
M3NHFScheduleOfRatesCode | Retrofit/Surfaces:Prepare Prime 3 Coats Decorative Stain | Retrofit - Surfaces:Prepare Prime 3 Coats Decorative Stain, unit of measure SM | Retrofit-RE140601 | Y | Y | Y | Y | Y
M3NHFScheduleOfRatesCode | Retrofit/Window:Prepare Prime 3 Coats Decorative Stain | Retrofit - Window:Prepare Prime 3 Coats Decorative Stain, unit of measure SM | Retrofit-RE140603 | Y | Y | Y | Y | Y
M3NHFScheduleOfRatesCode | Retrofit/Frame:Prepare 3 Coats Decorative Frame Ne 300Mm | Retrofit - Frame:Prepare 3 Coats Decorative Frame Ne 300Mm, unit of measure LM | Retrofit-RE140605 | Y | Y | Y | Y | Y
M3NHFScheduleOfRatesCode | Retrofit/Door:Prepare 3 Coats Decorative Stain (O/S) | Retrofit - Door:Prepare 3 Coats Decorative Stain (O/S), unit of measure IT | Retrofit-RE140607 | Y | Y | Y | Y | Y
M3NHFScheduleOfRatesCode | Retrofit/Door:Prepare 3 Coats Decorative Stain (B/S) | Retrofit - Door:Prepare 3 Coats Decorative Stain (B/S), unit of measure IT | Retrofit-RE140609 | Y | Y | Y | Y | Y
M3NHFScheduleOfRatesCode | Retrofit/Door:Prepare 3 Coat Decorative Stain Glazed (O/S) | Retrofit - Door:Prepare 3 Coat Decorative Stain Glazed (O/S), unit of measure IT | Retrofit-RE140611 | Y | Y | Y | Y | Y
M3NHFScheduleOfRatesCode | Retrofit/Door:Prepare 3 Coat Decorative Stain Glazed (B/S) | Retrofit - Door:Prepare 3 Coat Decorative Stain Glazed (B/S), unit of measure IT | Retrofit-RE140613 | Y | Y | Y | Y | Y
M3NHFScheduleOfRatesCode | Retrofit/Fencing:Prepare 3 Coats Decorative Stain Ne 300Mm | Retrofit - Fencing:Prepare 3 Coats Decorative Stain Ne 300Mm, unit of measure LM | Retrofit-RE140615 | Y | Y | Y | Y | Y
M3NHFScheduleOfRatesCode | Retrofit/Gates:Prepare 3 Coats Decorative Stain Gates Posts | Retrofit - Gates:Prepare 3 Coats Decorative Stain Gates Posts, unit of measure IT | Retrofit-RE140617 | Y | Y | Y | Y | Y
M3NHFScheduleOfRatesCode | Retrofit/Surfaces:Apply 1 Coat Opaque Preservative | Retrofit - Surfaces:Apply 1 Coat Opaque Preservative, unit of measure SM | Retrofit-RE140701 | Y | Y | Y | Y | Y
M3NHFScheduleOfRatesCode | Retrofit/Fencing Close Type:Apply 1 Ct Opaque Preservative | Retrofit - Fencing Close Type:Apply 1 Ct Opaque Preservative, unit of measure SM | Retrofit-RE140703 | Y | Y | Y | Y | Y
M3NHFScheduleOfRatesCode | Retrofit/Gates:Apply 1 Coat Opaque Preservative | Retrofit - Gates:Apply 1 Coat Opaque Preservative, unit of measure SM | Retrofit-RE140705 | Y | Y | Y | Y | Y
M3NHFScheduleOfRatesCode | Retrofit/Surfaces:Apply 2 Coat Opaque Preservative | Retrofit - Surfaces:Apply 2 Coat Opaque Preservative, unit of measure SM | Retrofit-RE140707 | Y | Y | Y | Y | Y
M3NHFScheduleOfRatesCode | Retrofit/Fencing Close Type:Apply 2 Cts Opaque Preservative | Retrofit - Fencing Close Type:Apply 2 Cts Opaque Preservative, unit of measure SM | Retrofit-RE140709 | Y | Y | Y | Y | Y
M3NHFScheduleOfRatesCode | Retrofit/Gates:Apply 2 Coat Opaque Preservative | Retrofit - Gates:Apply 2 Coat Opaque Preservative, unit of measure SM | Retrofit-RE140711 | Y | Y | Y | Y | Y
M3NHFScheduleOfRatesCode | Retrofit/Wash:Wash Surfaces To Any Room | Retrofit - Wash:Wash Surfaces To Any Room, unit of measure IT | Retrofit-RE140801 | Y | Y | Y | Y | Y
M3NHFScheduleOfRatesCode | Retrofit/Wash:Wash Surfaces Of Hall Landing Stair | Retrofit - Wash:Wash Surfaces Of Hall Landing Stair, unit of measure IT | Retrofit-RE140803 | Y | Y | Y | Y | Y
M3NHFScheduleOfRatesCode | Retrofit/Ceilings:Strip Polystyrene Tiles | Retrofit - Ceilings:Strip Polystyrene Tiles, unit of measure SM | Retrofit-RE140805 | Y | Y | Y | Y | Y
M3NHFScheduleOfRatesCode | Retrofit/Individual Walls:Apply Mist 2 Coats Emulsion | Retrofit - Individual Walls:Apply Mist 2 Coats Emulsion, unit of measure SM | Retrofit-RE140901 | Y | Y | Y | Y | Y
M3NHFScheduleOfRatesCode | Retrofit/Individual Walls:Apply 2 Coats Eggshell Gloss | Retrofit - Individual Walls:Apply 2 Coats Eggshell Gloss, unit of measure SM | Retrofit-RE140903 | Y | Y | Y | Y | Y
M3NHFScheduleOfRatesCode | Retrofit/Individual Walls:Hang Lining, Woodchip In Repair | Retrofit - Individual Walls:Hang Lining, Woodchip In Repair, unit of measure SM | Retrofit-RE140905 | Y | Y | Y | Y | Y
M3NHFScheduleOfRatesCode | Retrofit/Individual Walls:Hang Wallpaper In Repair | Retrofit - Individual Walls:Hang Wallpaper In Repair, unit of measure SM | Retrofit-RE140907 | Y | Y | Y | Y | Y
M3NHFScheduleOfRatesCode | Retrofit/Room:Redecorate Upto 20Sm Ceiling Area | Retrofit - Room:Redecorate Upto 20Sm Ceiling Area, unit of measure IT | Retrofit-RE141001 | Y | Y | Y | Y | Y
M3NHFScheduleOfRatesCode | Retrofit/Room:Redecorate 20-25Sm Ceiling Area | Retrofit - Room:Redecorate 20-25Sm Ceiling Area, unit of measure IT | Retrofit-RE141003 | Y | Y | Y | Y | Y
M3NHFScheduleOfRatesCode | Retrofit/Room:Redecorate 25-30Sm Ceiling Area | Retrofit - Room:Redecorate 25-30Sm Ceiling Area, unit of measure IT | Retrofit-RE141005 | Y | Y | Y | Y | Y
M3NHFScheduleOfRatesCode | Retrofit/Room:Redecorate Over 30Sm Ceiling Area | Retrofit - Room:Redecorate Over 30Sm Ceiling Area, unit of measure IT | Retrofit-RE141007 | Y | Y | Y | Y | Y
M3NHFScheduleOfRatesCode | Retrofit/Hall Stairs:Redecorate 2 Storey | Retrofit - Hall Stairs:Redecorate 2 Storey, unit of measure IT | Retrofit-RE141009 | Y | Y | Y | Y | Y
M3NHFScheduleOfRatesCode | Retrofit/Hall Stairs:Redecorate 3 Storey | Retrofit - Hall Stairs:Redecorate 3 Storey, unit of measure IT | Retrofit-RE141011 | Y | Y | Y | Y | Y
M3NHFScheduleOfRatesCode | Retrofit/Hall:Redecorate Complete Over 3Sm Ceiling Area | Retrofit - Hall:Redecorate Complete Over 3Sm Ceiling Area, unit of measure IT | Retrofit-RE141013 | Y | Y | Y | Y | Y
M3NHFScheduleOfRatesCode | Retrofit/Lobby:Redecorate Complete Ne 3Sm Ceiling Area | Retrofit - Lobby:Redecorate Complete Ne 3Sm Ceiling Area, unit of measure IT | Retrofit-RE141015 | Y | Y | Y | Y | Y
M3NHFScheduleOfRatesCode | Retrofit/Corridor/Communal Area:Redecorate | Retrofit - Corridor/Communal Area:Redecorate, unit of measure SM | Retrofit-RE141017 | Y | Y | Y | Y | Y
M3NHFScheduleOfRatesCode | Retrofit/Room:Decorate Ceiling Upto 20Sm Ceiling Area | Retrofit - Room:Decorate Ceiling Upto 20Sm Ceiling Area, unit of measure IT | Retrofit-RE141101 | Y | Y | Y | Y | Y
M3NHFScheduleOfRatesCode | Retrofit/Room:Decorate Ceiling 20-25Sm Area | Retrofit - Room:Decorate Ceiling 20-25Sm Area, unit of measure IT | Retrofit-RE141103 | Y | Y | Y | Y | Y
M3NHFScheduleOfRatesCode | Retrofit/Room:Decorate Ceiling 25-30Sm Area | Retrofit - Room:Decorate Ceiling 25-30Sm Area, unit of measure IT | Retrofit-RE141105 | Y | Y | Y | Y | Y
M3NHFScheduleOfRatesCode | Retrofit/Room:Decorate Ceiling Over 30Sm Area | Retrofit - Room:Decorate Ceiling Over 30Sm Area, unit of measure IT | Retrofit-RE141107 | Y | Y | Y | Y | Y
M3NHFScheduleOfRatesCode | Retrofit/Hall Stairs:Redecorate Ceilings 2 Storey | Retrofit - Hall Stairs:Redecorate Ceilings 2 Storey, unit of measure IT | Retrofit-RE141109 | Y | Y | Y | Y | Y
M3NHFScheduleOfRatesCode | Retrofit/Hall Stairs:Redecorate Ceilings 3 Storey | Retrofit - Hall Stairs:Redecorate Ceilings 3 Storey, unit of measure IT | Retrofit-RE141111 | Y | Y | Y | Y | Y
M3NHFScheduleOfRatesCode | Retrofit/Hall:Redecorate Ceilings Over 3Sm Area | Retrofit - Hall:Redecorate Ceilings Over 3Sm Area, unit of measure IT | Retrofit-RE141113 | Y | Y | Y | Y | Y
M3NHFScheduleOfRatesCode | Retrofit/Lobby:Decorate Ceilings Ne 3Sm Area | Retrofit - Lobby:Decorate Ceilings Ne 3Sm Area, unit of measure IT | Retrofit-RE141115 | Y | Y | Y | Y | Y
M3NHFScheduleOfRatesCode | Retrofit/Corridor/Communal Rooms:Decorate Ceiling | Retrofit - Corridor/Communal Rooms:Decorate Ceiling, unit of measure SM | Retrofit-RE141117 | Y | Y | Y | Y | Y
M3NHFScheduleOfRatesCode | Retrofit/Room:Strip Paper Upto 20Sm Ceiling Area | Retrofit - Room:Strip Paper Upto 20Sm Ceiling Area, unit of measure IT | Retrofit-RE141201 | Y | Y | Y | Y | Y
M3NHFScheduleOfRatesCode | Retrofit/Room:Strip Paper Over 20Sm Ceiling Area | Retrofit - Room:Strip Paper Over 20Sm Ceiling Area, unit of measure SM | Retrofit-RE141203 | Y | Y | Y | Y | Y
M3NHFScheduleOfRatesCode | Retrofit/Hall Stairs:Strip Paper 2 Storey | Retrofit - Hall Stairs:Strip Paper 2 Storey, unit of measure IT | Retrofit-RE141205 | Y | Y | Y | Y | Y
M3NHFScheduleOfRatesCode | Retrofit/Hall Stairs:Strip Paper 3 Storey | Retrofit - Hall Stairs:Strip Paper 3 Storey, unit of measure IT | Retrofit-RE141207 | Y | Y | Y | Y | Y
M3NHFScheduleOfRatesCode | Retrofit/Hall:Strip Paper Over 3Sm Ceiling Area | Retrofit - Hall:Strip Paper Over 3Sm Ceiling Area, unit of measure IT | Retrofit-RE141209 | Y | Y | Y | Y | Y
M3NHFScheduleOfRatesCode | Retrofit/Lobby:Strip Paper Ne 3Sm Ceiling Area | Retrofit - Lobby:Strip Paper Ne 3Sm Ceiling Area, unit of measure IT | Retrofit-RE141211 | Y | Y | Y | Y | Y
M3NHFScheduleOfRatesCode | Retrofit/Corridor/Communal Rooms:Strip Paper | Retrofit - Corridor/Communal Rooms:Strip Paper, unit of measure SM | Retrofit-RE141213 | Y | Y | Y | Y | Y
M3NHFScheduleOfRatesCode | Retrofit/Room:Strip Painted Paper Upto 20Sm Ceiling Area | Retrofit - Room:Strip Painted Paper Upto 20Sm Ceiling Area, unit of measure IT | Retrofit-RE141301 | Y | Y | Y | Y | Y
M3NHFScheduleOfRatesCode | Retrofit/Room:Strip Painted Paper Over 20Sm Area | Retrofit - Room:Strip Painted Paper Over 20Sm Area, unit of measure SM | Retrofit-RE141303 | Y | Y | Y | Y | Y
M3NHFScheduleOfRatesCode | Retrofit/Hall Stairs:Strip Painted Paper 2 Storey | Retrofit - Hall Stairs:Strip Painted Paper 2 Storey, unit of measure IT | Retrofit-RE141305 | Y | Y | Y | Y | Y
M3NHFScheduleOfRatesCode | Retrofit/Hall Stairs:Strip Painted Paper 3 Storey | Retrofit - Hall Stairs:Strip Painted Paper 3 Storey, unit of measure IT | Retrofit-RE141307 | Y | Y | Y | Y | Y
M3NHFScheduleOfRatesCode | Retrofit/Hall:Strip Painted Paper Over 3Sm Ceiling Area | Retrofit - Hall:Strip Painted Paper Over 3Sm Ceiling Area, unit of measure IT | Retrofit-RE141309 | Y | Y | Y | Y | Y
M3NHFScheduleOfRatesCode | Retrofit/Lobby:Strip Painted Paper Ne 3Sm Ceiling Area | Retrofit - Lobby:Strip Painted Paper Ne 3Sm Ceiling Area, unit of measure IT | Retrofit-RE141311 | Y | Y | Y | Y | Y
M3NHFScheduleOfRatesCode | Retrofit/Corridor/Communal Rooms:Strip Painted Paper | Retrofit - Corridor/Communal Rooms:Strip Painted Paper, unit of measure SM | Retrofit-RE141313 | Y | Y | Y | Y | Y
M3NHFScheduleOfRatesCode | Retrofit/Room:Paper Ceiling Upto 20Sm Ceiling Area | Retrofit - Room:Paper Ceiling Upto 20Sm Ceiling Area, unit of measure IT | Retrofit-RE141401 | Y | Y | Y | Y | Y
M3NHFScheduleOfRatesCode | Retrofit/Room:Paper Ceiling Over 20Sm Ceiling Area | Retrofit - Room:Paper Ceiling Over 20Sm Ceiling Area, unit of measure SM | Retrofit-RE141403 | Y | Y | Y | Y | Y
M3NHFScheduleOfRatesCode | Retrofit/Hall Stairs:Paper Ceiling 2 Storey | Retrofit - Hall Stairs:Paper Ceiling 2 Storey, unit of measure IT | Retrofit-RE141405 | Y | Y | Y | Y | Y
M3NHFScheduleOfRatesCode | Retrofit/Hall Stairs:Paper Ceiling 3 Storey | Retrofit - Hall Stairs:Paper Ceiling 3 Storey, unit of measure IT | Retrofit-RE141407 | Y | Y | Y | Y | Y
M3NHFScheduleOfRatesCode | Retrofit/Hall:Paper Ceilings Over 3Sm Ceiling Area | Retrofit - Hall:Paper Ceilings Over 3Sm Ceiling Area, unit of measure IT | Retrofit-RE141409 | Y | Y | Y | Y | Y
M3NHFScheduleOfRatesCode | Retrofit/Lobby:Paper Ceilings Ne 3Sm Ceiling Area | Retrofit - Lobby:Paper Ceilings Ne 3Sm Ceiling Area, unit of measure IT | Retrofit-RE141411 | Y | Y | Y | Y | Y
M3NHFScheduleOfRatesCode | Retrofit/Corridor/Communal Rooms:Paper Ceiling | Retrofit - Corridor/Communal Rooms:Paper Ceiling, unit of measure SM | Retrofit-RE141413 | Y | Y | Y | Y | Y
M3NHFScheduleOfRatesCode | Retrofit/Room:Eggshell Gloss Ceiling Upto 20Sm Ceiling Area | Retrofit - Room:Eggshell Gloss Ceiling Upto 20Sm Ceiling Area, unit of measure IT | Retrofit-RE141415 | Y | Y | Y | Y | Y
M3NHFScheduleOfRatesCode | Retrofit/Room:Eggshell Gloss Ceiling Over 20Sm Ceiling Area | Retrofit - Room:Eggshell Gloss Ceiling Over 20Sm Ceiling Area, unit of measure SM | Retrofit-RE141417 | Y | Y | Y | Y | Y
M3NHFScheduleOfRatesCode | Retrofit/Hall Stairs:Eggshell Or Gloss Ceiling 2 Storey | Retrofit - Hall Stairs:Eggshell Or Gloss Ceiling 2 Storey, unit of measure IT | Retrofit-RE141419 | Y | Y | Y | Y | Y
M3NHFScheduleOfRatesCode | Retrofit/Hall Stairs:Eggshell Or Gloss Ceiling 3 Storey | Retrofit - Hall Stairs:Eggshell Or Gloss Ceiling 3 Storey, unit of measure IT | Retrofit-RE141421 | Y | Y | Y | Y | Y
M3NHFScheduleOfRatesCode | Retrofit/Hall:Eggshell Gloss Ceiling Over 3Sm Ceiling Area | Retrofit - Hall:Eggshell Gloss Ceiling Over 3Sm Ceiling Area, unit of measure IT | Retrofit-RE141423 | Y | Y | Y | Y | Y
M3NHFScheduleOfRatesCode | Retrofit/Lobby:Eggshell Gloss Ceiling Ne 3Sm Ceiling Area | Retrofit - Lobby:Eggshell Gloss Ceiling Ne 3Sm Ceiling Area, unit of measure IT | Retrofit-RE141425 | Y | Y | Y | Y | Y
M3NHFScheduleOfRatesCode | Retrofit/Corridor/Communal Rooms:Eggshell Gloss Ceiling | Retrofit - Corridor/Communal Rooms:Eggshell Gloss Ceiling, unit of measure SM | Retrofit-RE141427 | Y | Y | Y | Y | Y
M3NHFScheduleOfRatesCode | Retrofit/Room:Lining Paper Walls Upto 20Sm Ceiling Area | Retrofit - Room:Lining Paper Walls Upto 20Sm Ceiling Area, unit of measure IT | Retrofit-RE141501 | Y | Y | Y | Y | Y
M3NHFScheduleOfRatesCode | Retrofit/Room:Lining Paper Walls Over 20Sm Ceiling Area | Retrofit - Room:Lining Paper Walls Over 20Sm Ceiling Area, unit of measure SM | Retrofit-RE141503 | Y | Y | Y | Y | Y
M3NHFScheduleOfRatesCode | Retrofit/Hall Stairs:Lining Paper Walls 2 Storey | Retrofit - Hall Stairs:Lining Paper Walls 2 Storey, unit of measure IT | Retrofit-RE141505 | Y | Y | Y | Y | Y
M3NHFScheduleOfRatesCode | Retrofit/Hall Stairs:Lining Paper Walls 3 Storey | Retrofit - Hall Stairs:Lining Paper Walls 3 Storey, unit of measure IT | Retrofit-RE141507 | Y | Y | Y | Y | Y
M3NHFScheduleOfRatesCode | Retrofit/Hall:Lining Paper Walls Over 3Sm Ceiling Area | Retrofit - Hall:Lining Paper Walls Over 3Sm Ceiling Area, unit of measure IT | Retrofit-RE141509 | Y | Y | Y | Y | Y
M3NHFScheduleOfRatesCode | Retrofit/Lobby:Lining Paper Walls Ne 3Sm Ceiling Area | Retrofit - Lobby:Lining Paper Walls Ne 3Sm Ceiling Area, unit of measure IT | Retrofit-RE141511 | Y | Y | Y | Y | Y
M3NHFScheduleOfRatesCode | Retrofit/Corridor/Communal Rooms:Lining Paper Walls | Retrofit - Corridor/Communal Rooms:Lining Paper Walls, unit of measure SM | Retrofit-RE141513 | Y | Y | Y | Y | Y
M3NHFScheduleOfRatesCode | Retrofit/Room:Wallpaper Walls Upto 20Sm Ceiling Area | Retrofit - Room:Wallpaper Walls Upto 20Sm Ceiling Area, unit of measure IT | Retrofit-RE141515 | Y | Y | Y | Y | Y
M3NHFScheduleOfRatesCode | Retrofit/Room:Wallpaper Walls Over 20Sm Ceiling Area | Retrofit - Room:Wallpaper Walls Over 20Sm Ceiling Area, unit of measure SM | Retrofit-RE141517 | Y | Y | Y | Y | Y
M3NHFScheduleOfRatesCode | Retrofit/Hall Stairs:Wallpaper Walls 2 Storey | Retrofit - Hall Stairs:Wallpaper Walls 2 Storey, unit of measure IT | Retrofit-RE141519 | Y | Y | Y | Y | Y
M3NHFScheduleOfRatesCode | Retrofit/Hall Stairs:Wallpaper Walls 3 Storey | Retrofit - Hall Stairs:Wallpaper Walls 3 Storey, unit of measure IT | Retrofit-RE141521 | Y | Y | Y | Y | Y
M3NHFScheduleOfRatesCode | Retrofit/Hall:Wallpaper Walls Over 3Sm Ceiling Area | Retrofit - Hall:Wallpaper Walls Over 3Sm Ceiling Area, unit of measure IT | Retrofit-RE141523 | Y | Y | Y | Y | Y
M3NHFScheduleOfRatesCode | Retrofit/Lobby:Wallpaper Walls Ne 3Sm Ceiling Area | Retrofit - Lobby:Wallpaper Walls Ne 3Sm Ceiling Area, unit of measure IT | Retrofit-RE141525 | Y | Y | Y | Y | Y
M3NHFScheduleOfRatesCode | Retrofit/Corridor/Communal Rooms:Wallpaper Walls | Retrofit - Corridor/Communal Rooms:Wallpaper Walls, unit of measure SM | Retrofit-RE141527 | Y | Y | Y | Y | Y
M3NHFScheduleOfRatesCode | Retrofit/Room:Eggshell Gloss Walls Upto 20Sm Ceiling Area | Retrofit - Room:Eggshell Gloss Walls Upto 20Sm Ceiling Area, unit of measure IT | Retrofit-RE141529 | Y | Y | Y | Y | Y
M3NHFScheduleOfRatesCode | Retrofit/Room:Eggshell Gloss Walls Over 20Sm Ceiling Area | Retrofit - Room:Eggshell Gloss Walls Over 20Sm Ceiling Area, unit of measure SM | Retrofit-RE141531 | Y | Y | Y | Y | Y
M3NHFScheduleOfRatesCode | Retrofit/Hall Stairs:Eggshell Or Gloss Walls 2 Storey | Retrofit - Hall Stairs:Eggshell Or Gloss Walls 2 Storey, unit of measure IT | Retrofit-RE141533 | Y | Y | Y | Y | Y
M3NHFScheduleOfRatesCode | Retrofit/Hall Stairs:Eggshell Or Gloss Walls 3 Storey | Retrofit - Hall Stairs:Eggshell Or Gloss Walls 3 Storey, unit of measure IT | Retrofit-RE141535 | Y | Y | Y | Y | Y
M3NHFScheduleOfRatesCode | Retrofit/Hall:Eggshell Or Gloss Walls Over 3Sm Ceiling Area | Retrofit - Hall:Eggshell Or Gloss Walls Over 3Sm Ceiling Area, unit of measure IT | Retrofit-RE141537 | Y | Y | Y | Y | Y
M3NHFScheduleOfRatesCode | Retrofit/Lobby:Eggshell Or Gloss Walls Ne 3Sm Ceiling Area | Retrofit - Lobby:Eggshell Or Gloss Walls Ne 3Sm Ceiling Area, unit of measure IT | Retrofit-RE141539 | Y | Y | Y | Y | Y
M3NHFScheduleOfRatesCode | Retrofit/Corridor/Communal Rooms:Eggshell Walls | Retrofit - Corridor/Communal Rooms:Eggshell Walls, unit of measure SM | Retrofit-RE141541 | Y | Y | Y | Y | Y
M3NHFScheduleOfRatesCode | Retrofit/Dwelling:Redecorate 1 Bedroom Flat | Retrofit - Dwelling:Redecorate 1 Bedroom Flat, unit of measure IT | Retrofit-RE141601 | Y | Y | Y | Y | Y
M3NHFScheduleOfRatesCode | Retrofit/Dwelling:Redecorate 2 Bedroom Flat | Retrofit - Dwelling:Redecorate 2 Bedroom Flat, unit of measure IT | Retrofit-RE141603 | Y | Y | Y | Y | Y
M3NHFScheduleOfRatesCode | Retrofit/Dwelling:Redecorate 3 Bedroom Flat | Retrofit - Dwelling:Redecorate 3 Bedroom Flat, unit of measure IT | Retrofit-RE141605 | Y | Y | Y | Y | Y
M3NHFScheduleOfRatesCode | Retrofit/Dwelling:Redecorate 2 Bedroom House | Retrofit - Dwelling:Redecorate 2 Bedroom House, unit of measure IT | Retrofit-RE141607 | Y | Y | Y | Y | Y
M3NHFScheduleOfRatesCode | Retrofit/Dwelling:Redecorate 3 Bedroom House | Retrofit - Dwelling:Redecorate 3 Bedroom House, unit of measure IT | Retrofit-RE141609 | Y | Y | Y | Y | Y
M3NHFScheduleOfRatesCode | Retrofit/Dwelling:Redecorate 4 Bedroom House | Retrofit - Dwelling:Redecorate 4 Bedroom House, unit of measure IT | Retrofit-RE141611 | Y | Y | Y | Y | Y
M3NHFScheduleOfRatesCode | Retrofit/Dwelling:Redecorate Bedsit Ne 20Sm Ceiling Area | Retrofit - Dwelling:Redecorate Bedsit Ne 20Sm Ceiling Area, unit of measure IT | Retrofit-RE141613 | Y | Y | Y | Y | Y
M3NHFScheduleOfRatesCode | Retrofit/Dwelling:Redecorate Bedsit 20-30Sm Ceiling Area | Retrofit - Dwelling:Redecorate Bedsit 20-30Sm Ceiling Area, unit of measure IT | Retrofit-RE141615 | Y | Y | Y | Y | Y
M3NHFScheduleOfRatesCode | Retrofit/Dwelling:Redecorate Bedsit Over 30Sm Ceiling Area | Retrofit - Dwelling:Redecorate Bedsit Over 30Sm Ceiling Area, unit of measure IT | Retrofit-RE141617 | Y | Y | Y | Y | Y
M3NHFScheduleOfRatesCode | Retrofit/Dwelling:Redecorate Multiple Occupied 3 Bed Flat | Retrofit - Dwelling:Redecorate Multiple Occupied 3 Bed Flat, unit of measure IT | Retrofit-RE141619 | Y | Y | Y | Y | Y
M3NHFScheduleOfRatesCode | Retrofit/Dwelling:Redecorate Multiple Occupied 4 Bed Flat | Retrofit - Dwelling:Redecorate Multiple Occupied 4 Bed Flat, unit of measure IT | Retrofit-RE141621 | Y | Y | Y | Y | Y
M3NHFScheduleOfRatesCode | Retrofit/Dwelling:Redecorate Multiple Occupied 5 Bed Flat | Retrofit - Dwelling:Redecorate Multiple Occupied 5 Bed Flat, unit of measure IT | Retrofit-RE141623 | Y | Y | Y | Y | Y
M3NHFScheduleOfRatesCode | Retrofit/Room:Whole Redecoration Addition Ht Above 3.0M | Retrofit - Room:Whole Redecoration Addition Ht Above 3.0M, unit of measure SM | Retrofit-RE141650 | Y | Y | Y | Y | Y
M3NHFScheduleOfRatesCode | Retrofit/Downpipe:Renew Pvcu Ne 2 Storey | Retrofit - Downpipe:Renew Pvcu Ne 2 Storey, unit of measure IT | Retrofit-RE149001 | Y | Y | Y | Y
M3NHFScheduleOfRatesCode | Retrofit/Downpipe:Renew Pvcu 2-4 Storey | Retrofit - Downpipe:Renew Pvcu 2-4 Storey, unit of measure IT | Retrofit-RE149003 | Y | Y | Y | Y
M3NHFScheduleOfRatesCode | Retrofit/Downpipe:Remove And Refix Pvcu Complete | Retrofit - Downpipe:Remove And Refix Pvcu Complete, unit of measure LM | Retrofit-RE149005 | Y | Y | Y | Y
M3NHFScheduleOfRatesCode | Retrofit/Downpipe:76.5Mm Pc Aluminium Ne 2 Storey | Retrofit - Downpipe:76.5Mm Pc Aluminium Ne 2 Storey, unit of measure IT | Retrofit-RE149101 | Y | Y | Y | Y
M3NHFScheduleOfRatesCode | Retrofit/Downpipe:76.5Mm Pc Aluminium 2-4 Storey | Retrofit - Downpipe:76.5Mm Pc Aluminium 2-4 Storey, unit of measure IT | Retrofit-RE149103 | Y | Y | Y | Y
M3NHFScheduleOfRatesCode | Retrofit/Gutter:Renew Ne 112Mm Pvcu Complete | Retrofit - Gutter:Renew Ne 112Mm Pvcu Complete, unit of measure LM | Retrofit-RE149201 | Y | Y | Y | Y
M3NHFScheduleOfRatesCode | Retrofit/Gutter:Realign Pvcu Gutter | Retrofit - Gutter:Realign Pvcu Gutter, unit of measure LM | Retrofit-RE149203 | Y | Y | Y | Y
M3NHFScheduleOfRatesCode | Retrofit/Gutter:Renew Ne 113Mm Pc Cast Aluminium Complete | Retrofit - Gutter:Renew Ne 113Mm Pc Cast Aluminium Complete, unit of measure LM | Retrofit-RE149301 | Y | Y | Y | Y
M3NHFScheduleOfRatesCode | Retrofit/Stack:Renew External Pvcu Complete Ne 2 Storey | Retrofit - Stack:Renew External Pvcu Complete Ne 2 Storey, unit of measure IT | Retrofit-RE149501 | Y | Y | Y | Y
M3NHFScheduleOfRatesCode | Retrofit/Stack:Renew External Pvcu Complete 2 To 4 Storey | Retrofit - Stack:Renew External Pvcu Complete 2 To 4 Storey, unit of measure IT | Retrofit-RE149503 | Y | Y | Y | Y
M3NHFScheduleOfRatesCode | Retrofit/Waste:Renew 32Mm Pipe And Trap Basin | Retrofit - Waste:Renew 32Mm Pipe And Trap Basin, unit of measure NO | Retrofit-RE149601 | Y | Y | Y | Y
M3NHFScheduleOfRatesCode | Retrofit/Waste:Renew 40Mm Pipe And Trap Sink | Retrofit - Waste:Renew 40Mm Pipe And Trap Sink, unit of measure NO | Retrofit-RE149603 | Y | Y | Y | Y
M3NHFScheduleOfRatesCode | Retrofit/Waste:Renew 40Mm Pipe And Trap Bath | Retrofit - Waste:Renew 40Mm Pipe And Trap Bath, unit of measure NO | Retrofit-RE149605 | Y | Y | Y | Y
M3NHFScheduleOfRatesCode | Retrofit/Waste:Renew 40Mm Pipe And Trap Shower | Retrofit - Waste:Renew 40Mm Pipe And Trap Shower, unit of measure NO | Retrofit-RE149607 | Y | Y | Y | Y
M3NHFScheduleOfRatesCode | Retrofit/Pipe:Renew 32Mm Waste | Retrofit - Pipe:Renew 32Mm Waste, unit of measure LM | Retrofit-RE149609 | Y | Y | Y | Y
M3NHFScheduleOfRatesCode | Retrofit/Pipe:Renew 40Mm Waste | Retrofit - Pipe:Renew 40Mm Waste, unit of measure LM | Retrofit-RE149611 | Y | Y | Y | Y
M3NHFScheduleOfRatesCode | Retrofit/Pipe:Renew 50Mm Waste | Retrofit - Pipe:Renew 50Mm Waste, unit of measure LM | Retrofit-RE149613 | Y | Y | Y | Y
M3NHFScheduleOfRatesCode | Retrofit/Stack:Renew 50Mm Waste | Retrofit - Stack:Renew 50Mm Waste, unit of measure IT | Retrofit-RE149615 | Y | Y | Y | Y
M3NHFScheduleOfRatesCode | Retrofit/Stack:Renew 63Mm Waste | Retrofit - Stack:Renew 63Mm Waste, unit of measure IT | Retrofit-RE149617 | Y | Y | Y | Y
M3NHFScheduleOfRatesCode | Retrofit/Stack:Renew 75Mm Waste | Retrofit - Stack:Renew 75Mm Waste, unit of measure IT | Retrofit-RE149619 | Y | Y | Y | Y
M3NHFScheduleOfRatesCode | Retrofit/Sink Top:Renew Single Drainer Top Aerating Taps | Retrofit - Sink Top:Renew Single Drainer Top Aerating Taps, unit of measure NO | Retrofit-RE150101 | Y | Y | Y | Y | Y
M3NHFScheduleOfRatesCode | Retrofit/Sink Top:Renew Double Drainer Top Aerating Taps | Retrofit - Sink Top:Renew Double Drainer Top Aerating Taps, unit of measure NO | Retrofit-RE150103 | Y | Y | Y | Y | Y
M3NHFScheduleOfRatesCode | Retrofit/Sink Unit:Renew Single Drainer Top Base Aerating | Retrofit - Sink Unit:Renew Single Drainer Top Base Aerating, unit of measure NO | Retrofit-RE150105 | Y | Y | Y | Y | Y
M3NHFScheduleOfRatesCode | Retrofit/Sink Top:Renew Single Drainer Deep Bowl Aerating | Retrofit - Sink Top:Renew Single Drainer Deep Bowl Aerating, unit of measure NO | Retrofit-RE150201 | Y | Y | Y | Y | Y
M3NHFScheduleOfRatesCode | Retrofit/Sink Top:Renew Double Drainer Deep Bowl Aerating | Retrofit - Sink Top:Renew Double Drainer Deep Bowl Aerating, unit of measure NO | Retrofit-RE150203 | Y | Y | Y | Y | Y
M3NHFScheduleOfRatesCode | Retrofit/Sink Unit:Renew Single Drainer Deep Base Aerating | Retrofit - Sink Unit:Renew Single Drainer Deep Base Aerating, unit of measure NO | Retrofit-RE150205 | Y | Y | Y | Y | Y
M3NHFScheduleOfRatesCode | Retrofit/Sink Top:Supply Inset And Aerating Taps | Retrofit - Sink Top:Supply Inset And Aerating Taps, unit of measure NO | Retrofit-RE150301 | Y | Y | Y | Y | Y
M3NHFScheduleOfRatesCode | Retrofit/Sink Top:Renew Inset And Aerating Taps | Retrofit - Sink Top:Renew Inset And Aerating Taps, unit of measure NO | Retrofit-RE150303 | Y | Y | Y | Y | Y
M3NHFScheduleOfRatesCode | Retrofit/Sink Top:Supply Deep Bowl Inset And Aerating Taps | Retrofit - Sink Top:Supply Deep Bowl Inset And Aerating Taps, unit of measure NO | Retrofit-RE150401 | Y | Y | Y | Y | Y
M3NHFScheduleOfRatesCode | Retrofit/Sink Top:Renew With Deep Bowl Inset Aerating Taps | Retrofit - Sink Top:Renew With Deep Bowl Inset Aerating Taps, unit of measure NO | Retrofit-RE150403 | Y | Y | Y | Y | Y
M3NHFScheduleOfRatesCode | Retrofit/Sink Unit:Remove Sink Top Renew 1M Base Aerating | Retrofit - Sink Unit:Remove Sink Top Renew 1M Base Aerating, unit of measure NO | Retrofit-RE150501 | Y | Y | Y | Y | Y
M3NHFScheduleOfRatesCode | Retrofit/Sink Unit:Remove Sink Top Renew 1.2M Base Aerating | Retrofit - Sink Unit:Remove Sink Top Renew 1.2M Base Aerating, unit of measure NO | Retrofit-RE150503 | Y | Y | Y | Y | Y
M3NHFScheduleOfRatesCode | Retrofit/Sink Unit:Remove Sink Top Renew 1.5M Base Aerating | Retrofit - Sink Unit:Remove Sink Top Renew 1.5M Base Aerating, unit of measure NO | Retrofit-RE150505 | Y | Y | Y | Y | Y
M3NHFScheduleOfRatesCode | Retrofit/Wc Suite:Renew Low Level With 2/4 Litre Cistern | Retrofit - Wc Suite:Renew Low Level With 2/4 Litre Cistern, unit of measure NO | Retrofit-RE150601 | Y | Y | Y | Y | Y
M3NHFScheduleOfRatesCode | Retrofit/Wc Cistern:Renew High With Low 2/4 Litre Cistern | Retrofit - Wc Cistern:Renew High With Low 2/4 Litre Cistern, unit of measure NO | Retrofit-RE150603 | Y | Y | Y | Y | Y
M3NHFScheduleOfRatesCode | Retrofit/Wc Suite:Renew Low Level With 4/6 Litre Cistern | Retrofit - Wc Suite:Renew Low Level With 4/6 Litre Cistern, unit of measure NO | Retrofit-RE150605 | Y | Y | Y | Y | Y
M3NHFScheduleOfRatesCode | Retrofit/Wc Cistern:Renew High With Low 4/6 Litre Cistern | Retrofit - Wc Cistern:Renew High With Low 4/6 Litre Cistern, unit of measure NO | Retrofit-RE150607 | Y | Y | Y | Y | Y
M3NHFScheduleOfRatesCode | Retrofit/Wall:Remove And Refix Washbasin In Association | Retrofit - Wall:Remove And Refix Washbasin In Association, unit of measure IT | Retrofit-RE150651 | Y | Y | Y | Y
M3NHFScheduleOfRatesCode | Retrofit/Wall:Remove And Refix Wc Suite In Association | Retrofit - Wall:Remove And Refix Wc Suite In Association, unit of measure IT | Retrofit-RE150653 | Y | Y | Y | Y
M3NHFScheduleOfRatesCode | Retrofit/Wall:Remove And Refix Bath In Association | Retrofit - Wall:Remove And Refix Bath In Association, unit of measure IT | Retrofit-RE150655 | Y | Y | Y | Y
M3NHFScheduleOfRatesCode | Retrofit/Taps:Renew Kitchen Sink Pair Low Flow 3-4 L/S | Retrofit - Taps:Renew Kitchen Sink Pair Low Flow 3-4 L/S, unit of measure NO | Retrofit-RE150701 | Y | Y | Y | Y | Y
M3NHFScheduleOfRatesCode | Retrofit/Taps:Renew Wash Basin Pair Low Flow 2-3 L/S | Retrofit - Taps:Renew Wash Basin Pair Low Flow 2-3 L/S, unit of measure NO | Retrofit-RE150703 | Y | Y | Y | Y | Y
M3NHFScheduleOfRatesCode | Retrofit/Shower:Renew Thermostatic Low Flow Mixing Valve | Retrofit - Shower:Renew Thermostatic Low Flow Mixing Valve, unit of measure NO | Retrofit-RE150801 | Y | Y | Y | Y | Y
M3NHFScheduleOfRatesCode | Retrofit/Shower:Renew Non-Thermostatic Mix Valve Low Flow | Retrofit - Shower:Renew Non-Thermostatic Mix Valve Low Flow, unit of measure NO | Retrofit-RE150803 | Y | Y | Y | Y | Y
M3NHFScheduleOfRatesCode | Retrofit/Boiler:Additional Making Good New Boiler Location | Retrofit - Boiler:Additional Making Good New Boiler Location, unit of measure IT | Retrofit-RE160101 | Y | Y | Y | Y | Y
M3NHFScheduleOfRatesCode | Retrofit/Boiler:Renew With 12Kw He Condensing - Existing | Retrofit - Boiler:Renew With 12Kw He Condensing - Existing, unit of measure IT | Retrofit-RE160201 | Y | Y | Y | Y | Y
M3NHFScheduleOfRatesCode | Retrofit/Boiler:Renew With 15Kw He Condensing - Existing | Retrofit - Boiler:Renew With 15Kw He Condensing - Existing, unit of measure IT | Retrofit-RE160203 | Y | Y | Y | Y | Y
M3NHFScheduleOfRatesCode | Retrofit/Boiler:Renew With 20Kw He Condensing - Existing | Retrofit - Boiler:Renew With 20Kw He Condensing - Existing, unit of measure IT | Retrofit-RE160205 | Y | Y | Y | Y | Y
M3NHFScheduleOfRatesCode | Retrofit/Boiler:Renew With 30Kw He Condensing - Existing | Retrofit - Boiler:Renew With 30Kw He Condensing - Existing, unit of measure IT | Retrofit-RE160207 | Y | Y | Y | Y | Y
M3NHFScheduleOfRatesCode | Retrofit/Boiler:Renew With 12Kw He Condensing - New System | Retrofit - Boiler:Renew With 12Kw He Condensing - New System, unit of measure IT | Retrofit-RE160301 | Y | Y | Y | Y | Y
M3NHFScheduleOfRatesCode | Retrofit/Boiler:Renew With 15Kw He Condensing - New System | Retrofit - Boiler:Renew With 15Kw He Condensing - New System, unit of measure IT | Retrofit-RE160303 | Y | Y | Y | Y | Y
M3NHFScheduleOfRatesCode | Retrofit/Boiler:Renew With 20Kw He Condensing - New System | Retrofit - Boiler:Renew With 20Kw He Condensing - New System, unit of measure IT | Retrofit-RE160305 | Y | Y | Y | Y | Y
M3NHFScheduleOfRatesCode | Retrofit/Boiler:Renew With 30Kw He Condensing - New System | Retrofit - Boiler:Renew With 30Kw He Condensing - New System, unit of measure IT | Retrofit-RE160307 | Y | Y | Y | Y | Y
M3NHFScheduleOfRatesCode | Retrofit/Boiler:Renew With 12Kw Condensing Combi - Existing | Retrofit - Boiler:Renew With 12Kw Condensing Combi - Existing, unit of measure IT | Retrofit-RE160401 | Y | Y | Y | Y | Y
M3NHFScheduleOfRatesCode | Retrofit/Boiler:Renew With 15Kw Condensing Combi - Existing | Retrofit - Boiler:Renew With 15Kw Condensing Combi - Existing, unit of measure IT | Retrofit-RE160403 | Y | Y | Y | Y | Y
M3NHFScheduleOfRatesCode | Retrofit/Boiler:Renew With 24Kw Condensing Combi - Existing | Retrofit - Boiler:Renew With 24Kw Condensing Combi - Existing, unit of measure IT | Retrofit-RE160405 | Y | Y | Y | Y | Y
M3NHFScheduleOfRatesCode | Retrofit/Boiler:Renew With 30Kw Condensing Combi - Existing | Retrofit - Boiler:Renew With 30Kw Condensing Combi - Existing, unit of measure IT | Retrofit-RE160407 | Y | Y | Y | Y | Y
M3NHFScheduleOfRatesCode | Retrofit/Boiler:Renew With 12Kw Condensing Combi - New Syst | Retrofit - Boiler:Renew With 12Kw Condensing Combi - New Syst, unit of measure IT | Retrofit-RE160501 | Y | Y | Y | Y | Y
M3NHFScheduleOfRatesCode | Retrofit/Boiler:Renew With 15Kw Condensing Combi - New Syst | Retrofit - Boiler:Renew With 15Kw Condensing Combi - New Syst, unit of measure IT | Retrofit-RE160503 | Y | Y | Y | Y | Y
M3NHFScheduleOfRatesCode | Retrofit/Boiler:Renew With 24Kw Condensing Combi - New Syst | Retrofit - Boiler:Renew With 24Kw Condensing Combi - New Syst, unit of measure IT | Retrofit-RE160505 | Y | Y | Y | Y | Y
M3NHFScheduleOfRatesCode | Retrofit/Boiler:Renew With 30Kw Condensing Combi - New Syst | Retrofit - Boiler:Renew With 30Kw Condensing Combi - New Syst, unit of measure IT | Retrofit-RE160507 | Y | Y | Y | Y | Y
M3NHFScheduleOfRatesCode | Retrofit/Boiler:Renew With 12Kw He Condensing - New Pos | Retrofit - Boiler:Renew With 12Kw He Condensing - New Pos, unit of measure IT | Retrofit-RE160601 | Y | Y | Y | Y | Y
M3NHFScheduleOfRatesCode | Retrofit/Boiler:Renew With 15Kw He Condensing - New Pos | Retrofit - Boiler:Renew With 15Kw He Condensing - New Pos, unit of measure IT | Retrofit-RE160603 | Y | Y | Y | Y | Y
M3NHFScheduleOfRatesCode | Retrofit/Boiler:Renew With 24Kw He Condensing - New Pos | Retrofit - Boiler:Renew With 24Kw He Condensing - New Pos, unit of measure IT | Retrofit-RE160605 | Y | Y | Y | Y | Y
M3NHFScheduleOfRatesCode | Retrofit/Boiler:Renew With 30Kw He Condensing - New Pos | Retrofit - Boiler:Renew With 30Kw He Condensing - New Pos, unit of measure IT | Retrofit-RE160607 | Y | Y | Y | Y | Y
M3NHFScheduleOfRatesCode | Retrofit/Boiler:Renew With 12Kw He Condensing - New Inst | Retrofit - Boiler:Renew With 12Kw He Condensing - New Inst, unit of measure IT | Retrofit-RE160701 | Y | Y | Y | Y | Y
M3NHFScheduleOfRatesCode | Retrofit/Boiler:Renew With 15Kw He Condensing - New Inst | Retrofit - Boiler:Renew With 15Kw He Condensing - New Inst, unit of measure IT | Retrofit-RE160703 | Y | Y | Y | Y | Y
M3NHFScheduleOfRatesCode | Retrofit/Boiler:Renew With 24Kw He Condensing - New Inst | Retrofit - Boiler:Renew With 24Kw He Condensing - New Inst, unit of measure IT | Retrofit-RE160705 | Y | Y | Y | Y | Y
M3NHFScheduleOfRatesCode | Retrofit/Boiler:Renew With 30Kw He Condensing - New Inst | Retrofit - Boiler:Renew With 30Kw He Condensing - New Inst, unit of measure IT | Retrofit-RE160707 | Y | Y | Y | Y | Y
M3NHFScheduleOfRatesCode | Retrofit/Boiler:Renew With 12Kw Condensing Combi - New | Retrofit - Boiler:Renew With 12Kw Condensing Combi - New, unit of measure IT | Retrofit-RE160801 | Y | Y | Y | Y | Y
M3NHFScheduleOfRatesCode | Retrofit/Boiler:Renew With 15Kw Condensing Combi - New | Retrofit - Boiler:Renew With 15Kw Condensing Combi - New, unit of measure IT | Retrofit-RE160803 | Y | Y | Y | Y | Y
M3NHFScheduleOfRatesCode | Retrofit/Boiler:Renew With 24Kw Condensing Combi - New | Retrofit - Boiler:Renew With 24Kw Condensing Combi - New, unit of measure IT | Retrofit-RE160805 | Y | Y | Y | Y | Y
M3NHFScheduleOfRatesCode | Retrofit/Boiler:Renew With 30Kw Condensing Combi - New | Retrofit - Boiler:Renew With 30Kw Condensing Combi - New, unit of measure IT | Retrofit-RE160807 | Y | Y | Y | Y | Y
M3NHFScheduleOfRatesCode | Retrofit/Boiler:Renew With 12Kw Condensing Combi - New Inst | Retrofit - Boiler:Renew With 12Kw Condensing Combi - New Inst, unit of measure IT | Retrofit-RE160901 | Y | Y | Y | Y | Y
M3NHFScheduleOfRatesCode | Retrofit/Boiler:Renew With 15Kw Condensing Combi - New Inst | Retrofit - Boiler:Renew With 15Kw Condensing Combi - New Inst, unit of measure IT | Retrofit-RE160903 | Y | Y | Y | Y | Y
M3NHFScheduleOfRatesCode | Retrofit/Boiler:Renew With 24Kw Condensing Combi - New Inst | Retrofit - Boiler:Renew With 24Kw Condensing Combi - New Inst, unit of measure IT | Retrofit-RE160905 | Y | Y | Y | Y | Y
M3NHFScheduleOfRatesCode | Retrofit/Boiler:Renew With 30Kw Condensing Combi - New Inst | Retrofit - Boiler:Renew With 30Kw Condensing Combi - New Inst, unit of measure IT | Retrofit-RE160907 | Y | Y | Y | Y | Y
M3NHFScheduleOfRatesCode | Retrofit/Chp:Renew With 24Kw/1Kw Baxi Ecogen | Retrofit - Chp:Renew With 24Kw/1Kw Baxi Ecogen, unit of measure IT | Retrofit-RE161001 | Y | Y | Y | Y | Y
M3NHFScheduleOfRatesCode | Retrofit/Chp:Renew With 24Kw/1Kw Baxi Ecogen (New System) | Retrofit - Chp:Renew With 24Kw/1Kw Baxi Ecogen (New System), unit of measure IT | Retrofit-RE161101 | Y | Y | Y | Y | Y
M3NHFScheduleOfRatesCode | Retrofit/Boiler:Renew With 15Kw Multi Heat Biomass - Exist | Retrofit - Boiler:Renew With 15Kw Multi Heat Biomass - Exist, unit of measure IT | Retrofit-RE161201 | Y | Y | Y | Y | Y
M3NHFScheduleOfRatesCode | Retrofit/Boiler:Renew With 25Kw Multi Heat Biomass - Exist | Retrofit - Boiler:Renew With 25Kw Multi Heat Biomass - Exist, unit of measure IT | Retrofit-RE161203 | Y | Y | Y | Y | Y
M3NHFScheduleOfRatesCode | Retrofit/Boiler:Renew With 43Kw Multi Heat Biomass - Exist | Retrofit - Boiler:Renew With 43Kw Multi Heat Biomass - Exist, unit of measure IT | Retrofit-RE161205 | Y | Y | Y | Y | Y
M3NHFScheduleOfRatesCode | Retrofit/Boiler:Renew With 15Kw Multi Heat Biomass - New | Retrofit - Boiler:Renew With 15Kw Multi Heat Biomass - New, unit of measure IT | Retrofit-RE161301 | Y | Y | Y | Y | Y
M3NHFScheduleOfRatesCode | Retrofit/Boiler:Renew With 25Kw Multi Heat Biomass - New | Retrofit - Boiler:Renew With 25Kw Multi Heat Biomass - New, unit of measure IT | Retrofit-RE161303 | Y | Y | Y | Y | Y
M3NHFScheduleOfRatesCode | Retrofit/Boiler:Renew With 43Kw Multi Heat Biomass - New | Retrofit - Boiler:Renew With 43Kw Multi Heat Biomass - New, unit of measure IT | Retrofit-RE161305 | Y | Y | Y | Y | Y
M3NHFScheduleOfRatesCode | Retrofit/Boiler:Renew With 20Kw Solo Wood Burning - Exist | Retrofit - Boiler:Renew With 20Kw Solo Wood Burning - Exist, unit of measure IT | Retrofit-RE161401 | Y | Y | Y | Y | Y
M3NHFScheduleOfRatesCode | Retrofit/Boiler:Renew With 32Kw Solo Wood Burning - Exist | Retrofit - Boiler:Renew With 32Kw Solo Wood Burning - Exist, unit of measure IT | Retrofit-RE161403 | Y | Y | Y | Y | Y
M3NHFScheduleOfRatesCode | Retrofit/Boiler:Renew With 48Kw Solo Wood Burning - Exist | Retrofit - Boiler:Renew With 48Kw Solo Wood Burning - Exist, unit of measure IT | Retrofit-RE161405 | Y | Y | Y | Y | Y
M3NHFScheduleOfRatesCode | Retrofit/Boiler:Renew With 20Kw Solo Wood Burning - New | Retrofit - Boiler:Renew With 20Kw Solo Wood Burning - New, unit of measure IT | Retrofit-RE161501 | Y | Y | Y | Y | Y
M3NHFScheduleOfRatesCode | Retrofit/Boiler:Renew With 32Kw Solo Wood Burning - New | Retrofit - Boiler:Renew With 32Kw Solo Wood Burning - New, unit of measure IT | Retrofit-RE161503 | Y | Y | Y | Y | Y
M3NHFScheduleOfRatesCode | Retrofit/Boiler:Renew With 48Kw Solo Wood Burning - New | Retrofit - Boiler:Renew With 48Kw Solo Wood Burning - New, unit of measure IT | Retrofit-RE161505 | Y | Y | Y | Y | Y
M3NHFScheduleOfRatesCode | Retrofit/Heat Pump:Renew With Ext 7.5Kw Ashp - Existing | Retrofit - Heat Pump:Renew With Ext 7.5Kw Ashp - Existing, unit of measure IT | Retrofit-RE161601 | Y | Y | Y | Y | Y
M3NHFScheduleOfRatesCode | Retrofit/Heat Pump:Renew With Ext 9.0Kw Ashp - Existing | Retrofit - Heat Pump:Renew With Ext 9.0Kw Ashp - Existing, unit of measure IT | Retrofit-RE161603 | Y | Y | Y | Y | Y
M3NHFScheduleOfRatesCode | Retrofit/Heat Pump:Renew With Ext 10.5Kw Ashp - Existing | Retrofit - Heat Pump:Renew With Ext 10.5Kw Ashp - Existing, unit of measure IT | Retrofit-RE161605 | Y | Y | Y | Y | Y
M3NHFScheduleOfRatesCode | Retrofit/Heat Pump:Renew With Ext 7.5Kw Ashp - New | Retrofit - Heat Pump:Renew With Ext 7.5Kw Ashp - New, unit of measure IT | Retrofit-RE161701 | Y | Y | Y | Y | Y
M3NHFScheduleOfRatesCode | Retrofit/Heat Pump:Renew With Ext 9.0Kw Ashp - New | Retrofit - Heat Pump:Renew With Ext 9.0Kw Ashp - New, unit of measure IT | Retrofit-RE161703 | Y | Y | Y | Y | Y
M3NHFScheduleOfRatesCode | Retrofit/Heat Pump:Renew With Ext 10.5Kw Ashp - New | Retrofit - Heat Pump:Renew With Ext 10.5Kw Ashp - New, unit of measure IT | Retrofit-RE161705 | Y | Y | Y | Y | Y
M3NHFScheduleOfRatesCode | Retrofit/Heat Pump:Renew With Ext 5Kw Ashp - Exist And Hw | Retrofit - Heat Pump:Renew With Ext 5Kw Ashp - Exist And Hw, unit of measure IT | Retrofit-RE161801 | Y | Y | Y | Y | Y
M3NHFScheduleOfRatesCode | Retrofit/Heat Pump:Renew With Ext 9Kw Ashp - Exist And Hw | Retrofit - Heat Pump:Renew With Ext 9Kw Ashp - Exist And Hw, unit of measure IT | Retrofit-RE161803 | Y | Y | Y | Y | Y
M3NHFScheduleOfRatesCode | Retrofit/Heat Pump:Renew With Ext 14Kw Ashp - Exist And Hw | Retrofit - Heat Pump:Renew With Ext 14Kw Ashp - Exist And Hw, unit of measure IT | Retrofit-RE161805 | Y | Y | Y | Y | Y
M3NHFScheduleOfRatesCode | Retrofit/Heat Pump:Renew With Ext 5Kw Ashp - New And Hw | Retrofit - Heat Pump:Renew With Ext 5Kw Ashp - New And Hw, unit of measure IT | Retrofit-RE161901 | Y | Y | Y | Y | Y
M3NHFScheduleOfRatesCode | Retrofit/Heat Pump:Renew With Ext 9Kw Ashp - New And Hw | Retrofit - Heat Pump:Renew With Ext 9Kw Ashp - New And Hw, unit of measure IT | Retrofit-RE161903 | Y | Y | Y | Y | Y
M3NHFScheduleOfRatesCode | Retrofit/Heat Pump:Renew With Ext 14Kw Ashp - New And Hw | Retrofit - Heat Pump:Renew With Ext 14Kw Ashp - New And Hw, unit of measure IT | Retrofit-RE161905 | Y | Y | Y | Y | Y
M3NHFScheduleOfRatesCode | Retrofit/Heat Pump:Form Ne 1500X600X150Mm Concrete Base | Retrofit - Heat Pump:Form Ne 1500X600X150Mm Concrete Base, unit of measure IT | Retrofit-RE162001 | Y | Y | Y | Y | Y
M3NHFScheduleOfRatesCode | Retrofit/Underfloor Htg:Install Wood Low Build Ht Hydronic | Retrofit - Underfloor Htg:Install Wood Low Build Ht Hydronic, unit of measure SM | Retrofit-RE162101 | Y | Y | Y | Y | Y
M3NHFScheduleOfRatesCode | Retrofit/Underfloor Htg:Install Poly Low Build Ht Hydronic | Retrofit - Underfloor Htg:Install Poly Low Build Ht Hydronic, unit of measure SM | Retrofit-RE162103 | Y | Y | Y | Y
M3NHFScheduleOfRatesCode | Retrofit/Underfloor Htg:Lift Floor And Lay Hydronic | Retrofit - Underfloor Htg:Lift Floor And Lay Hydronic, unit of measure SM | Retrofit-RE162201 | Y | Y | Y | Y | Y
M3NHFScheduleOfRatesCode | Retrofit/Underfloor Htg:Install Manifold Etc For 2 Loop Sys | Retrofit - Underfloor Htg:Install Manifold Etc For 2 Loop Sys, unit of measure NO | Retrofit-RE162301 | Y | Y | Y | Y | Y
M3NHFScheduleOfRatesCode | Retrofit/Underfloor Htg:Add For Each Additional Loop To Sys | Retrofit - Underfloor Htg:Add For Each Additional Loop To Sys, unit of measure NO | Retrofit-RE162303 | Y | Y | Y | Y | Y
M3NHFScheduleOfRatesCode | Retrofit/Radiator:Relocate Position | Retrofit - Radiator:Relocate Position, unit of measure IT | Retrofit-RE162401 | Y | Y | Y | Y | Y
M3NHFScheduleOfRatesCode | Retrofit/Boiler:Renew Thermostat | Retrofit - Boiler:Renew Thermostat, unit of measure IT | Retrofit-RE162501 | Y | Y | Y | Y | Y
M3NHFScheduleOfRatesCode | Retrofit/Boiler:Renew Room Thermostat | Retrofit - Boiler:Renew Room Thermostat, unit of measure IT | Retrofit-RE162503 | Y | Y | Y | Y | Y
M3NHFScheduleOfRatesCode | Retrofit/Boiler:Renew Programmer | Retrofit - Boiler:Renew Programmer, unit of measure IT | Retrofit-RE162507 | Y | Y | Y | Y | Y
M3NHFScheduleOfRatesCode | Retrofit/Boiler:Renew Central Heating Time Clock | Retrofit - Boiler:Renew Central Heating Time Clock, unit of measure IT | Retrofit-RE162509 | Y | Y | Y | Y | Y
M3NHFScheduleOfRatesCode | Retrofit/Cylinder:Renew Direct Insulated New Heater | Retrofit - Cylinder:Renew Direct Insulated New Heater, unit of measure NO | Retrofit-RE162601 | Y | Y | Y | Y | Y
M3NHFScheduleOfRatesCode | Retrofit/Cylinder:Renew Indirect Insulated New Heater | Retrofit - Cylinder:Renew Indirect Insulated New Heater, unit of measure NO | Retrofit-RE162801 | Y | Y | Y | Y | Y
M3NHFScheduleOfRatesCode | Retrofit/Cylinder:Renew Unvented Eco 710 Pre-Insul 190 Ltr | Retrofit - Cylinder:Renew Unvented Eco 710 Pre-Insul 190 Ltr, unit of measure NO | Retrofit-RE162901 | Y | Y | Y | Y | Y
M3NHFScheduleOfRatesCode | Retrofit/Cylinder:Renew Unvented Eco 710 Pre-Insul 210 Ltr | Retrofit - Cylinder:Renew Unvented Eco 710 Pre-Insul 210 Ltr, unit of measure NO | Retrofit-RE162903 | Y | Y | Y | Y | Y
M3NHFScheduleOfRatesCode | Retrofit/Cylinder:Renew Unvented Eco 710 Pre-Insul 250 Ltr | Retrofit - Cylinder:Renew Unvented Eco 710 Pre-Insul 250 Ltr, unit of measure NO | Retrofit-RE162905 | Y | Y | Y | Y
M3NHFScheduleOfRatesCode | Retrofit/Cylinder:Renew Unvented Eco 710 Pre-Insul 300 Ltr | Retrofit - Cylinder:Renew Unvented Eco 710 Pre-Insul 300 Ltr, unit of measure NO | Retrofit-RE162907 | Y | Y | Y | Y
M3NHFScheduleOfRatesCode | Retrofit/Cylinder:Renew Unvented Indirect Pre-Insul 190 Ltr | Retrofit - Cylinder:Renew Unvented Indirect Pre-Insul 190 Ltr, unit of measure NO | Retrofit-RE163001 | Y | Y | Y | Y | Y
M3NHFScheduleOfRatesCode | Retrofit/Cylinder:Renew Unvented Indirect Pre-Insul 210 Ltr | Retrofit - Cylinder:Renew Unvented Indirect Pre-Insul 210 Ltr, unit of measure NO | Retrofit-RE163003 | Y | Y | Y | Y | Y
M3NHFScheduleOfRatesCode | Retrofit/Cylinder:Renew Unvented Indirect Pre-Insul 250 Ltr | Retrofit - Cylinder:Renew Unvented Indirect Pre-Insul 250 Ltr, unit of measure NO | Retrofit-RE163005 | Y | Y | Y | Y
M3NHFScheduleOfRatesCode | Retrofit/Cylinder:Renew Unvented Indirect Pre-Insul 300 Ltr | Retrofit - Cylinder:Renew Unvented Indirect Pre-Insul 300 Ltr, unit of measure NO | Retrofit-RE163007 | Y | Y | Y | Y
M3NHFScheduleOfRatesCode | Retrofit/Cylinder:Renew Or Provide Jacket | Retrofit - Cylinder:Renew Or Provide Jacket, unit of measure NO | Retrofit-RE163101 | Y | Y | Y | Y | Y
M3NHFScheduleOfRatesCode | Retrofit/Tank:Renew Insulation To Ne 113 Litre | Retrofit - Tank:Renew Insulation To Ne 113 Litre, unit of measure NO | Retrofit-RE163201 | Y | Y | Y | Y | Y
M3NHFScheduleOfRatesCode | Retrofit/Tank:Renew Insulation To Ne 227 Litre | Retrofit - Tank:Renew Insulation To Ne 227 Litre, unit of measure NO | Retrofit-RE163203 | Y | Y | Y | Y | Y
M3NHFScheduleOfRatesCode | Retrofit/Tank:Renew Insulation To Feed And Expansion | Retrofit - Tank:Renew Insulation To Feed And Expansion, unit of measure NO | Retrofit-RE163205 | Y | Y | Y | Y | Y
M3NHFScheduleOfRatesCode | Retrofit/Cylinder:Renew 190 Litre Insulated Solar Twin Coil | Retrofit - Cylinder:Renew 190 Litre Insulated Solar Twin Coil, unit of measure NO | Retrofit-RE163301 | Y | Y | Y | Y | Y
M3NHFScheduleOfRatesCode | Retrofit/Cylinder:Renew 210 Litre Insulated Solar Twin Coil | Retrofit - Cylinder:Renew 210 Litre Insulated Solar Twin Coil, unit of measure NO | Retrofit-RE163303 | Y | Y | Y | Y | Y
M3NHFScheduleOfRatesCode | Retrofit/Cylinder:Renew 250 Litre Insulated Solar Twin Coil | Retrofit - Cylinder:Renew 250 Litre Insulated Solar Twin Coil, unit of measure NO | Retrofit-RE163305 | Y | Y | Y | Y | Y
M3NHFScheduleOfRatesCode | Retrofit/Cylinder:Renew 300 Litre Insulated Solar Twin Coil | Retrofit - Cylinder:Renew 300 Litre Insulated Solar Twin Coil, unit of measure NO | Retrofit-RE163307 | Y | Y | Y | Y | Y
M3NHFScheduleOfRatesCode | Retrofit/Cylinder:Renew Indirect 190 Litre Solar Twin Coil | Retrofit - Cylinder:Renew Indirect 190 Litre Solar Twin Coil, unit of measure NO | Retrofit-RE163401 | Y | Y | Y | Y | Y
M3NHFScheduleOfRatesCode | Retrofit/Cylinder:Renew Indirect 210 Litre Solar Twin Coil | Retrofit - Cylinder:Renew Indirect 210 Litre Solar Twin Coil, unit of measure NO | Retrofit-RE163403 | Y | Y | Y | Y | Y
M3NHFScheduleOfRatesCode | Retrofit/Cylinder:Renew Indirect 250 Litre Solar Twin Coil | Retrofit - Cylinder:Renew Indirect 250 Litre Solar Twin Coil, unit of measure NO | Retrofit-RE163405 | Y | Y | Y | Y | Y
M3NHFScheduleOfRatesCode | Retrofit/Cylinder:Renew Indirect 300 Litre Solar Twin Coil | Retrofit - Cylinder:Renew Indirect 300 Litre Solar Twin Coil, unit of measure NO | Retrofit-RE163407 | Y | Y | Y | Y | Y
M3NHFScheduleOfRatesCode | Retrofit/Solar Hw:1 Ne 2Sm Flat Plate Pitch 1 St Ne 2B Bung | Retrofit - Solar Hw:1 Ne 2Sm Flat Plate Pitch 1 St Ne 2B Bung, unit of measure NO | Retrofit-RE163501 | Y | Y | Y | Y | Y
M3NHFScheduleOfRatesCode | Retrofit/Solar Hw:1 Ne 2Sm Flat Plate Pitched 2 St Ne 2B H | Retrofit - Solar Hw:1 Ne 2Sm Flat Plate Pitched 2 St Ne 2B H, unit of measure NO | Retrofit-RE163503 | Y | Y | Y | Y | Y
M3NHFScheduleOfRatesCode | Retrofit/Solar Hw:2 Ne 2Sm Flat Plate Pitch 1 St Ne 4B Bung | Retrofit - Solar Hw:2 Ne 2Sm Flat Plate Pitch 1 St Ne 4B Bung, unit of measure NO | Retrofit-RE163505 | Y | Y | Y | Y | Y
M3NHFScheduleOfRatesCode | Retrofit/Solar Hw:2 Ne 2Sm Flat Plate Pitched 2 St Ne 4B H | Retrofit - Solar Hw:2 Ne 2Sm Flat Plate Pitched 2 St Ne 4B H, unit of measure NO | Retrofit-RE163507 | Y | Y | Y | Y | Y
M3NHFScheduleOfRatesCode | Retrofit/Solar Hw:2 Ne 2Sm Flat Plate Pitched 3 St Ne 4B H | Retrofit - Solar Hw:2 Ne 2Sm Flat Plate Pitched 3 St Ne 4B H, unit of measure NO | Retrofit-RE163509 | Y | Y | Y | Y | Y
M3NHFScheduleOfRatesCode | Retrofit/Solar Hw:1 20 Tube Evac Tube Pitch 1 St Ne 3B Bung | Retrofit - Solar Hw:1 20 Tube Evac Tube Pitch 1 St Ne 3B Bung, unit of measure NO | Retrofit-RE163601 | Y | Y | Y | Y | Y
M3NHFScheduleOfRatesCode | Retrofit/Solar Hw:1 20 Tube Evac Tube Pitched 2 St Ne 3B H | Retrofit - Solar Hw:1 20 Tube Evac Tube Pitched 2 St Ne 3B H, unit of measure NO | Retrofit-RE163603 | Y | Y | Y | Y | Y
M3NHFScheduleOfRatesCode | Retrofit/Solar Hw:1 30 Tube Evac Tube Pitch 2 St Ne 5B H | Retrofit - Solar Hw:1 30 Tube Evac Tube Pitch 2 St Ne 5B H, unit of measure NO | Retrofit-RE163605 | Y | Y | Y | Y | Y
M3NHFScheduleOfRatesCode | Retrofit/Solar Hw:1 Ne 2Sm Flat Plate Flat 1 St Ne 2B Bung | Retrofit - Solar Hw:1 Ne 2Sm Flat Plate Flat 1 St Ne 2B Bung, unit of measure NO | Retrofit-RE170101 | Y | Y | Y | Y
M3NHFScheduleOfRatesCode | Retrofit/Solar Hw:1 Ne 2Sm Flat Plate Flat 2 St Ne 2B H | Retrofit - Solar Hw:1 Ne 2Sm Flat Plate Flat 2 St Ne 2B H, unit of measure NO | Retrofit-RE170103 | Y | Y | Y | Y
M3NHFScheduleOfRatesCode | Retrofit/Solar Hw:2 Ne 2Sm Flat Plate Flat 1 St Ne 4B Bung | Retrofit - Solar Hw:2 Ne 2Sm Flat Plate Flat 1 St Ne 4B Bung, unit of measure NO | Retrofit-RE170105 | Y | Y | Y | Y
M3NHFScheduleOfRatesCode | Retrofit/Solar Hw:2 Ne 2Sm Flat Plate Flat 2 St Ne 4B H | Retrofit - Solar Hw:2 Ne 2Sm Flat Plate Flat 2 St Ne 4B H, unit of measure NO | Retrofit-RE170107 | Y | Y | Y | Y
M3NHFScheduleOfRatesCode | Retrofit/Solar Hw:2 Ne 2Sm Flat Plate Flat 3 St Ne 4B H | Retrofit - Solar Hw:2 Ne 2Sm Flat Plate Flat 3 St Ne 4B H, unit of measure NO | Retrofit-RE170109 | Y | Y | Y | Y
M3NHFScheduleOfRatesCode | Retrofit/Solar Hw:1 20 Tube Evac Tube Flat 1 St Ne 3B Bung | Retrofit - Solar Hw:1 20 Tube Evac Tube Flat 1 St Ne 3B Bung, unit of measure NO | Retrofit-RE170201 | Y | Y | Y | Y
M3NHFScheduleOfRatesCode | Retrofit/Solar Hw:1 20 Tube Evac Tube Flat 2 St Ne 3B H | Retrofit - Solar Hw:1 20 Tube Evac Tube Flat 2 St Ne 3B H, unit of measure NO | Retrofit-RE170203 | Y | Y | Y | Y
M3NHFScheduleOfRatesCode | Retrofit/Solar Hw:1 30 Tube Evac Tube Flat 2 St Ne 5B H | Retrofit - Solar Hw:1 30 Tube Evac Tube Flat 2 St Ne 5B H, unit of measure NO | Retrofit-RE170205 | Y | Y | Y | Y
M3NHFScheduleOfRatesCode | Retrofit/Solar Hw:1 Ne 2Sm Flat Plate Wall 1 St Ne 2B Bung | Retrofit - Solar Hw:1 Ne 2Sm Flat Plate Wall 1 St Ne 2B Bung, unit of measure NO | Retrofit-RE170301 | Y | Y | Y | Y
M3NHFScheduleOfRatesCode | Retrofit/Solar Hw:1 Ne 2Sm Flat Plate Wall 2 St Ne 2B H | Retrofit - Solar Hw:1 Ne 2Sm Flat Plate Wall 2 St Ne 2B H, unit of measure NO | Retrofit-RE170303 | Y | Y | Y | Y
M3NHFScheduleOfRatesCode | Retrofit/Solar Hw:2 Ne 2Sm Flat Plate Wall 1 St Ne 4B Bung | Retrofit - Solar Hw:2 Ne 2Sm Flat Plate Wall 1 St Ne 4B Bung, unit of measure NO | Retrofit-RE170305 | Y | Y | Y | Y
M3NHFScheduleOfRatesCode | Retrofit/Solar Hw:2 Ne 2Sm Flat Plate Wall 2 St Ne 4B H | Retrofit - Solar Hw:2 Ne 2Sm Flat Plate Wall 2 St Ne 4B H, unit of measure NO | Retrofit-RE170307 | Y | Y | Y | Y
M3NHFScheduleOfRatesCode | Retrofit/Solar Hw:2 Ne 2Sm Flat Plate Wall 3 St Ne 4B H | Retrofit - Solar Hw:2 Ne 2Sm Flat Plate Wall 3 St Ne 4B H, unit of measure NO | Retrofit-RE170309 | Y | Y | Y | Y
M3NHFScheduleOfRatesCode | Retrofit/Solar Hw:1 20 Tube Evac Tube Wall 1 St Ne 3B Bung | Retrofit - Solar Hw:1 20 Tube Evac Tube Wall 1 St Ne 3B Bung, unit of measure NO | Retrofit-RE170401 | Y | Y | Y | Y
M3NHFScheduleOfRatesCode | Retrofit/Solar Hw:1 20 Tube Evac Tube Wall 2 St Ne 3B H | Retrofit - Solar Hw:1 20 Tube Evac Tube Wall 2 St Ne 3B H, unit of measure NO | Retrofit-RE170403 | Y | Y | Y | Y
M3NHFScheduleOfRatesCode | Retrofit/Solar Hw:1 30 Tube Evac Tube Wall 2 St Ne 5B H | Retrofit - Solar Hw:1 30 Tube Evac Tube Wall 2 St Ne 5B H, unit of measure NO | Retrofit-RE170405 | Y | Y | Y | Y
M3NHFScheduleOfRatesCode | Retrofit/Grey Water:Install Harvesting System For One Wc | Retrofit - Grey Water:Install Harvesting System For One Wc, unit of measure NO | Retrofit-RE180101 | Y | Y | Y | Y
M3NHFScheduleOfRatesCode | Retrofit/Grey Water:Install Harvesting System For Two Wc'S | Retrofit - Grey Water:Install Harvesting System For Two Wc'S, unit of measure NO | Retrofit-RE180103 | Y | Y | Y | Y
M3NHFScheduleOfRatesCode | Retrofit/Rainwater:Install Harvesting System For One Wc | Retrofit - Rainwater:Install Harvesting System For One Wc, unit of measure NO | Retrofit-RE180201 | Y | Y | Y | Y
M3NHFScheduleOfRatesCode | Retrofit/Rainwater:Install Harvesting System For Two Wc'S | Retrofit - Rainwater:Install Harvesting System For Two Wc'S, unit of measure NO | Retrofit-RE180203 | Y | Y | Y | Y
M3NHFScheduleOfRatesCode | Retrofit/Rainwater:Install Ne250 Litre Water Butt & Hose | Retrofit - Rainwater:Install Ne250 Litre Water Butt & Hose, unit of measure NO | Retrofit-RE180301 | Y | Y | Y | Y
M3NHFScheduleOfRatesCode | Retrofit/Rainwater:Install Ne500 Litre Water Butt & Hose | Retrofit - Rainwater:Install Ne500 Litre Water Butt & Hose, unit of measure NO | Retrofit-RE180303 | Y | Y | Y | Y
M3NHFScheduleOfRatesCode | Retrofit/Rainwater:Install Ne750 Litre Water Butt & Hose | Retrofit - Rainwater:Install Ne750 Litre Water Butt & Hose, unit of measure NO | Retrofit-RE180305 | Y | Y | Y | Y
M3NHFScheduleOfRatesCode | Retrofit/Rainwater:Install Ne1000 Litre Water Butt & Hose | Retrofit - Rainwater:Install Ne1000 Litre Water Butt & Hose, unit of measure NO | Retrofit-RE180307 | Y | Y | Y | Y
M3NHFScheduleOfRatesCode | Retrofit/Solar Pv Panel:Install On-Roof 3 Array - 1 St | Retrofit - Solar Pv Panel:Install On-Roof 3 Array - 1 St, unit of measure IT | Retrofit-RE190101 | Y | Y | Y | Y
M3NHFScheduleOfRatesCode | Retrofit/Solar Pv Panel:Install On-Roof 8 Array - 1 St | Retrofit - Solar Pv Panel:Install On-Roof 8 Array - 1 St, unit of measure IT | Retrofit-RE190103 | Y | Y | Y | Y
M3NHFScheduleOfRatesCode | Retrofit/Solar Pv Panel:Install On-Roof 10 Array - 1 St | Retrofit - Solar Pv Panel:Install On-Roof 10 Array - 1 St, unit of measure IT | Retrofit-RE190105 | Y | Y | Y | Y
M3NHFScheduleOfRatesCode | Retrofit/Solar Pv Panel:Install On-Roof 12 Array - 1 St | Retrofit - Solar Pv Panel:Install On-Roof 12 Array - 1 St, unit of measure IT | Retrofit-RE190107 | Y | Y | Y | Y
M3NHFScheduleOfRatesCode | Retrofit/Solar Pv Panel:Install On-Roof 14 Array - 1 St | Retrofit - Solar Pv Panel:Install On-Roof 14 Array - 1 St, unit of measure IT | Retrofit-RE190109 | Y | Y | Y | Y
M3NHFScheduleOfRatesCode | Retrofit/Solar Pv Panel:Install On-Roof 18 Array - 1 St | Retrofit - Solar Pv Panel:Install On-Roof 18 Array - 1 St, unit of measure IT | Retrofit-RE190111 | Y | Y | Y | Y
M3NHFScheduleOfRatesCode | Retrofit/Solar Pv Panel:Install On-Roof 3 Array - 2 St | Retrofit - Solar Pv Panel:Install On-Roof 3 Array - 2 St, unit of measure IT | Retrofit-RE190201 | Y | Y | Y | Y
M3NHFScheduleOfRatesCode | Retrofit/Solar Pv Panel:Install On-Roof 8 Array - 2 St | Retrofit - Solar Pv Panel:Install On-Roof 8 Array - 2 St, unit of measure IT | Retrofit-RE190203 | Y | Y | Y | Y
M3NHFScheduleOfRatesCode | Retrofit/Solar Pv Panel:Install On-Roof 10 Array - 2 St | Retrofit - Solar Pv Panel:Install On-Roof 10 Array - 2 St, unit of measure IT | Retrofit-RE190205 | Y | Y | Y | Y
M3NHFScheduleOfRatesCode | Retrofit/Solar Pv Panel:Install On-Roof 12 Array - 2 St | Retrofit - Solar Pv Panel:Install On-Roof 12 Array - 2 St, unit of measure IT | Retrofit-RE190207 | Y | Y | Y | Y
M3NHFScheduleOfRatesCode | Retrofit/Solar Pv Panel:Install On-Roof 14 Array - 2 St | Retrofit - Solar Pv Panel:Install On-Roof 14 Array - 2 St, unit of measure IT | Retrofit-RE190209 | Y | Y | Y | Y
M3NHFScheduleOfRatesCode | Retrofit/Solar Pv Panel:Install On-Roof 18 Array - 2 St | Retrofit - Solar Pv Panel:Install On-Roof 18 Array - 2 St, unit of measure IT | Retrofit-RE190211 | Y | Y | Y | Y
M3NHFScheduleOfRatesCode | Retrofit/Solar Pv Panel:Install On-Roof 3 Array - 3 St | Retrofit - Solar Pv Panel:Install On-Roof 3 Array - 3 St, unit of measure IT | Retrofit-RE190301 | Y | Y | Y | Y
M3NHFScheduleOfRatesCode | Retrofit/Solar Pv Panel:Install On-Roof 8 Array - 3 St | Retrofit - Solar Pv Panel:Install On-Roof 8 Array - 3 St, unit of measure IT | Retrofit-RE190303 | Y | Y | Y | Y
M3NHFScheduleOfRatesCode | Retrofit/Solar Pv Panel:Install On-Roof 10 Array - 3 St | Retrofit - Solar Pv Panel:Install On-Roof 10 Array - 3 St, unit of measure IT | Retrofit-RE190305 | Y | Y | Y | Y
M3NHFScheduleOfRatesCode | Retrofit/Solar Pv Panel:Install On-Roof 12 Array - 3 St | Retrofit - Solar Pv Panel:Install On-Roof 12 Array - 3 St, unit of measure IT | Retrofit-RE190307 | Y | Y | Y | Y
M3NHFScheduleOfRatesCode | Retrofit/Solar Pv Panel:Install On-Roof 14 Array - 3 St | Retrofit - Solar Pv Panel:Install On-Roof 14 Array - 3 St, unit of measure IT | Retrofit-RE190309 | Y | Y | Y | Y
M3NHFScheduleOfRatesCode | Retrofit/Solar Pv Panel:Install On-Roof 18 Array - 3 St | Retrofit - Solar Pv Panel:Install On-Roof 18 Array - 3 St, unit of measure IT | Retrofit-RE190311 | Y | Y | Y | Y
M3NHFScheduleOfRatesCode | Retrofit/Solar Pv Panel:Install In-Roof 3 Array - 1 St | Retrofit - Solar Pv Panel:Install In-Roof 3 Array - 1 St, unit of measure IT | Retrofit-RE190401 | Y | Y | Y | Y
M3NHFScheduleOfRatesCode | Retrofit/Solar Pv Panel:Install In-Roof 8 Array - 1 St | Retrofit - Solar Pv Panel:Install In-Roof 8 Array - 1 St, unit of measure IT | Retrofit-RE190403 | Y | Y | Y | Y
M3NHFScheduleOfRatesCode | Retrofit/Solar Pv Panel:Install In-Roof 10 Array - 1 St | Retrofit - Solar Pv Panel:Install In-Roof 10 Array - 1 St, unit of measure IT | Retrofit-RE190405 | Y | Y | Y | Y
M3NHFScheduleOfRatesCode | Retrofit/Solar Pv Panel:Install In-Roof 12 Array - 1 St | Retrofit - Solar Pv Panel:Install In-Roof 12 Array - 1 St, unit of measure IT | Retrofit-RE190407 | Y | Y | Y | Y
M3NHFScheduleOfRatesCode | Retrofit/Solar Pv Panel:Install In-Roof 14 Array - 1 St | Retrofit - Solar Pv Panel:Install In-Roof 14 Array - 1 St, unit of measure IT | Retrofit-RE190409 | Y | Y | Y | Y
M3NHFScheduleOfRatesCode | Retrofit/Solar Pv Panel:Install In-Roof 18 Array - 1 St | Retrofit - Solar Pv Panel:Install In-Roof 18 Array - 1 St, unit of measure IT | Retrofit-RE190411 | Y | Y | Y | Y
M3NHFScheduleOfRatesCode | Retrofit/Solar Pv Panel:Install In-Roof 3 Array - 2 St | Retrofit - Solar Pv Panel:Install In-Roof 3 Array - 2 St, unit of measure IT | Retrofit-RE190413 | Y | Y | Y | Y
M3NHFScheduleOfRatesCode | Retrofit/Solar Pv Panel:Install In-Roof 8 Array - 2 St | Retrofit - Solar Pv Panel:Install In-Roof 8 Array - 2 St, unit of measure IT | Retrofit-RE190415 | Y | Y | Y | Y
M3NHFScheduleOfRatesCode | Retrofit/Solar Pv Panel:Install In-Roof 10 Array - 2 St | Retrofit - Solar Pv Panel:Install In-Roof 10 Array - 2 St, unit of measure IT | Retrofit-RE190417 | Y | Y | Y | Y
M3NHFScheduleOfRatesCode | Retrofit/Solar Pv Panel:Install In-Roof 12 Array - 2 St | Retrofit - Solar Pv Panel:Install In-Roof 12 Array - 2 St, unit of measure IT | Retrofit-RE190419 | Y | Y | Y | Y
M3NHFScheduleOfRatesCode | Retrofit/Solar Pv Panel:Install In-Roof 14 Array - 2 St | Retrofit - Solar Pv Panel:Install In-Roof 14 Array - 2 St, unit of measure IT | Retrofit-RE190421 | Y | Y | Y | Y
M3NHFScheduleOfRatesCode | Retrofit/Solar Pv Panel:Install In-Roof 18 Array - 2 St | Retrofit - Solar Pv Panel:Install In-Roof 18 Array - 2 St, unit of measure IT | Retrofit-RE190423 | Y | Y | Y | Y
M3NHFScheduleOfRatesCode | Retrofit/Solar Pv Panel:Install In-Roof 3 Array - 3 St | Retrofit - Solar Pv Panel:Install In-Roof 3 Array - 3 St, unit of measure IT | Retrofit-RE190425 | Y | Y | Y | Y
M3NHFScheduleOfRatesCode | Retrofit/Solar Pv Panel:Install In-Roof 8 Array - 3 St | Retrofit - Solar Pv Panel:Install In-Roof 8 Array - 3 St, unit of measure IT | Retrofit-RE190427 | Y | Y | Y | Y
M3NHFScheduleOfRatesCode | Retrofit/Solar Pv Panel:Install In-Roof 10 Array - 3 St | Retrofit - Solar Pv Panel:Install In-Roof 10 Array - 3 St, unit of measure IT | Retrofit-RE190429 | Y | Y | Y | Y
M3NHFScheduleOfRatesCode | Retrofit/Solar Pv Panel:Install In-Roof 12 Array - 3 St | Retrofit - Solar Pv Panel:Install In-Roof 12 Array - 3 St, unit of measure IT | Retrofit-RE190431 | Y | Y | Y | Y
M3NHFScheduleOfRatesCode | Retrofit/Solar Pv Panel:Install In-Roof 14 Array - 3 St | Retrofit - Solar Pv Panel:Install In-Roof 14 Array - 3 St, unit of measure IT | Retrofit-RE190433 | Y | Y | Y | Y
M3NHFScheduleOfRatesCode | Retrofit/Solar Pv Panel:Install In-Roof 18 Array - 3 St | Retrofit - Solar Pv Panel:Install In-Roof 18 Array - 3 St, unit of measure IT | Retrofit-RE190435 | Y | Y | Y | Y
M3NHFScheduleOfRatesCode | Retrofit/Solar Pv Panel:Install Flat Roof 3 Array - 1 St | Retrofit - Solar Pv Panel:Install Flat Roof 3 Array - 1 St, unit of measure IT | Retrofit-RE190501 | Y | Y | Y | Y
M3NHFScheduleOfRatesCode | Retrofit/Solar Pv Panel:Install Flat Roof 8 Array - 1 St | Retrofit - Solar Pv Panel:Install Flat Roof 8 Array - 1 St, unit of measure IT | Retrofit-RE190503 | Y | Y | Y | Y
M3NHFScheduleOfRatesCode | Retrofit/Solar Pv Panel:Install Flat Roof 10 Array - 1 St | Retrofit - Solar Pv Panel:Install Flat Roof 10 Array - 1 St, unit of measure IT | Retrofit-RE190505 | Y | Y | Y | Y
M3NHFScheduleOfRatesCode | Retrofit/Solar Pv Panel:Install Flat Roof 12 Array - 1 St | Retrofit - Solar Pv Panel:Install Flat Roof 12 Array - 1 St, unit of measure IT | Retrofit-RE190507 | Y | Y | Y | Y
M3NHFScheduleOfRatesCode | Retrofit/Solar Pv Panel:Install Flat Roof 14 Array - 1 St | Retrofit - Solar Pv Panel:Install Flat Roof 14 Array - 1 St, unit of measure IT | Retrofit-RE190509 | Y | Y | Y | Y
M3NHFScheduleOfRatesCode | Retrofit/Solar Pv Panel:Install Flat Roof 18 Array - 1 St | Retrofit - Solar Pv Panel:Install Flat Roof 18 Array - 1 St, unit of measure IT | Retrofit-RE190511 | Y | Y | Y | Y
M3NHFScheduleOfRatesCode | Retrofit/Solar Pv Panel:Install Flat Roof 3 Array - 2 St | Retrofit - Solar Pv Panel:Install Flat Roof 3 Array - 2 St, unit of measure IT | Retrofit-RE190513 | Y | Y | Y | Y
M3NHFScheduleOfRatesCode | Retrofit/Solar Pv Panel:Install Flat Roof 8 Array - 2 St | Retrofit - Solar Pv Panel:Install Flat Roof 8 Array - 2 St, unit of measure IT | Retrofit-RE190515 | Y | Y | Y | Y
M3NHFScheduleOfRatesCode | Retrofit/Solar Pv Panel:Install Flat Roof 10 Array - 2 St | Retrofit - Solar Pv Panel:Install Flat Roof 10 Array - 2 St, unit of measure IT | Retrofit-RE190517 | Y | Y | Y | Y
M3NHFScheduleOfRatesCode | Retrofit/Solar Pv Panel:Install Flat Roof 12 Array - 2 St | Retrofit - Solar Pv Panel:Install Flat Roof 12 Array - 2 St, unit of measure IT | Retrofit-RE190519 | Y | Y | Y | Y
M3NHFScheduleOfRatesCode | Retrofit/Solar Pv Panel:Install Flat Roof 14 Array - 2 St | Retrofit - Solar Pv Panel:Install Flat Roof 14 Array - 2 St, unit of measure IT | Retrofit-RE190521 | Y | Y | Y | Y
M3NHFScheduleOfRatesCode | Retrofit/Solar Pv Panel:Install Flat Roof 18 Array - 2 St | Retrofit - Solar Pv Panel:Install Flat Roof 18 Array - 2 St, unit of measure IT | Retrofit-RE190523 | Y | Y | Y | Y
M3NHFScheduleOfRatesCode | Retrofit/Solar Pv Panel:Install Flat Roof 3 Array - 3 St | Retrofit - Solar Pv Panel:Install Flat Roof 3 Array - 3 St, unit of measure IT | Retrofit-RE190525 | Y | Y | Y | Y
M3NHFScheduleOfRatesCode | Retrofit/Solar Pv Panel:Install Flat Roof 8 Array - 3 St | Retrofit - Solar Pv Panel:Install Flat Roof 8 Array - 3 St, unit of measure IT | Retrofit-RE190527 | Y | Y | Y | Y
M3NHFScheduleOfRatesCode | Retrofit/Solar Pv Panel:Install Flat Roof 10 Array - 3 St | Retrofit - Solar Pv Panel:Install Flat Roof 10 Array - 3 St, unit of measure IT | Retrofit-RE190529 | Y | Y | Y | Y
M3NHFScheduleOfRatesCode | Retrofit/Solar Pv Panel:Install Flat Roof 12 Array - 3 St | Retrofit - Solar Pv Panel:Install Flat Roof 12 Array - 3 St, unit of measure IT | Retrofit-RE190531 | Y | Y | Y | Y
M3NHFScheduleOfRatesCode | Retrofit/Solar Pv Panel:Install Flat Roof 14 Array - 3 St | Retrofit - Solar Pv Panel:Install Flat Roof 14 Array - 3 St, unit of measure IT | Retrofit-RE190533 | Y | Y | Y | Y
M3NHFScheduleOfRatesCode | Retrofit/Solar Pv Panel:Install Flat Roof 18 Array - 3 St | Retrofit - Solar Pv Panel:Install Flat Roof 18 Array - 3 St, unit of measure IT | Retrofit-RE190535 | Y | Y | Y | Y
M3NHFScheduleOfRatesCode | Retrofit/Solar Pv Panel:Install Wireless Data Monitor | Retrofit - Solar Pv Panel:Install Wireless Data Monitor, unit of measure NO | Retrofit-RE190601 | Y | Y | Y | Y
M3NHFScheduleOfRatesCode | Retrofit/Wind Turbine:Install Bld Mtd 1.5Kw Generating 1 St | Retrofit - Wind Turbine:Install Bld Mtd 1.5Kw Generating 1 St, unit of measure NO | Retrofit-RE190701 | Y | Y | Y | Y
M3NHFScheduleOfRatesCode | Retrofit/Wind Turbine:Install Bld Mtd 1.5Kw Generating 2 St | Retrofit - Wind Turbine:Install Bld Mtd 1.5Kw Generating 2 St, unit of measure NO | Retrofit-RE190703 | Y | Y | Y | Y
M3NHFScheduleOfRatesCode | Retrofit/Wind Turbine:Install Bld Mtd 1.5Kw Generating 3 St | Retrofit - Wind Turbine:Install Bld Mtd 1.5Kw Generating 3 St, unit of measure NO | Retrofit-RE190705 | Y | Y | Y | Y
M3NHFScheduleOfRatesCode | Retrofit/Wind Turbine:Install Ne 6M Mast 1.5Kw Off Grid | Retrofit - Wind Turbine:Install Ne 6M Mast 1.5Kw Off Grid, unit of measure NO | Retrofit-RE190801 | Y | Y | Y | Y
M3NHFScheduleOfRatesCode | Retrofit/Wind Turbine:Install Ne 9M Mast 1.5Kw Off Grid | Retrofit - Wind Turbine:Install Ne 9M Mast 1.5Kw Off Grid, unit of measure NO | Retrofit-RE190803 | Y | Y | Y | Y
M3NHFScheduleOfRatesCode | Retrofit/Wind Turbine:Install Ne 9M Mast 2.5Kw Off Grid | Retrofit - Wind Turbine:Install Ne 9M Mast 2.5Kw Off Grid, unit of measure NO | Retrofit-RE190805 | Y | Y | Y | Y
M3NHFScheduleOfRatesCode | Retrofit/Wind Turbine:Install Ne 6M Mast 1.5Kw On Grid | Retrofit - Wind Turbine:Install Ne 6M Mast 1.5Kw On Grid, unit of measure NO | Retrofit-RE190807 | Y | Y | Y | Y
M3NHFScheduleOfRatesCode | Retrofit/Wind Turbine:Install Ne 9M Mast 2.5Kw On Grid | Retrofit - Wind Turbine:Install Ne 9M Mast 2.5Kw On Grid, unit of measure NO | Retrofit-RE190809 | Y | Y | Y | Y
M3NHFScheduleOfRatesCode | Retrofit/Wind Turbine:Install Ne 9M Mast 4.0Kw On Grid | Retrofit - Wind Turbine:Install Ne 9M Mast 4.0Kw On Grid, unit of measure NO | Retrofit-RE190811 | Y | Y | Y | Y
M3NHFScheduleOfRatesCode | Retrofit/Wind Turbine:Install Wireless Data Monitor | Retrofit - Wind Turbine:Install Wireless Data Monitor, unit of measure NO | Retrofit-RE190901 | Y | Y | Y | Y
M3NHFScheduleOfRatesCode | Retrofit/Programmer:Renew Heating Contol Time Clock | Retrofit - Programmer:Renew Heating Contol Time Clock, unit of measure NO | Retrofit-RE191101 | Y | Y | Y | Y
M3NHFScheduleOfRatesCode | Retrofit/Domestic:Install Wireless Data Logging Monitor | Retrofit - Domestic:Install Wireless Data Logging Monitor, unit of measure NO | Retrofit-RE191103 | Y | Y | Y | Y
M3NHFScheduleOfRatesCode | Retrofit/Domestic:Install Smart Meter | Retrofit - Domestic:Install Smart Meter, unit of measure NO | Retrofit-RE191105 | Y | Y | Y | Y
M3NHFScheduleOfRatesCode | Retrofit/Fan:Renew With Low Voltage Transformer Type | Retrofit - Fan:Renew With Low Voltage Transformer Type, unit of measure NO | Retrofit-RE191201 | Y | Y | Y | Y
M3NHFScheduleOfRatesCode | Retrofit/Fan:Install Low Voltage Transformer Type | Retrofit - Fan:Install Low Voltage Transformer Type, unit of measure NO | Retrofit-RE191203 | Y | Y | Y | Y
M3NHFScheduleOfRatesCode | Retrofit/Vent Unit:Install Loft Ventilation | Retrofit - Vent Unit:Install Loft Ventilation, unit of measure IT | Retrofit-RE191301 | Y | Y | Y | Y
M3NHFScheduleOfRatesCode | Retrofit/Vent Unit:Install Whole House | Retrofit - Vent Unit:Install Whole House, unit of measure IT | Retrofit-RE191303 | Y | Y | Y | Y
M3NHFScheduleOfRatesCode | Retrofit/Recovery Unit:Install Room Mounted | Retrofit - Recovery Unit:Install Room Mounted, unit of measure NO | Retrofit-RE191351 | Y | Y | Y | Y
M3NHFScheduleOfRatesCode | Retrofit/Recovery Unit:Install Loft Mounted | Retrofit - Recovery Unit:Install Loft Mounted, unit of measure NO | Retrofit-RE191353 | Y | Y | Y | Y
M3NHFScheduleOfRatesCode | Retrofit/Switch Or Outlet:Remove And Refix | Retrofit - Switch Or Outlet:Remove And Refix, unit of measure NO | Retrofit-RE191401 | Y | Y | Y | Y
M3NHFScheduleOfRatesCode | Retrofit/Switch Or Outlet:Fix Blank Plate | Retrofit - Switch Or Outlet:Fix Blank Plate, unit of measure NO | Retrofit-RE191403 | Y | Y | Y | Y
M3NHFScheduleOfRatesCode | Retrofit/Switch Or Outlet:Dry Lining Box | Retrofit - Switch Or Outlet:Dry Lining Box, unit of measure NO | Retrofit-RE191405 | Y | Y | Y | Y
M3NHFScheduleOfRatesCode | Retrofit/Light:Renew Ceiling Point With Low Energy Fitting | Retrofit - Light:Renew Ceiling Point With Low Energy Fitting, unit of measure NO | Retrofit-RE191501 | Y | Y | Y | Y
M3NHFScheduleOfRatesCode | Retrofit/Light:Renew Wall Point With Low Energy Fitting | Retrofit - Light:Renew Wall Point With Low Energy Fitting, unit of measure NO | Retrofit-RE191503 | Y | Y | Y | Y
M3NHFScheduleOfRatesCode | Retrofit/Test:Air Permeability Pre Retro-Fit | Retrofit - Test:Air Permeability Pre Retro-Fit, unit of measure IT | Retrofit-RE191601 | Y | Y | Y | Y
M3NHFScheduleOfRatesCode | Retrofit/Test:Thermal Imaging Pre Retro-Fit | Retrofit - Test:Thermal Imaging Pre Retro-Fit, unit of measure IT | Retrofit-RE191603 | Y | Y | Y | Y
M3NHFScheduleOfRatesCode | Retrofit/Test:Air Permeability Post Retro-Fit | Retrofit - Test:Air Permeability Post Retro-Fit, unit of measure IT | Retrofit-RE191605 | Y | Y | Y | Y
M3NHFScheduleOfRatesCode | Retrofit/Test:Thermal Imaging Post Retro-Fit | Retrofit - Test:Thermal Imaging Post Retro-Fit, unit of measure IT | Retrofit-RE191607 | Y | Y | Y | Y
M3NHFScheduleOfRatesCode | Retrofit/Test:Bre Assessment Post Retro-Fit | Retrofit - Test:Bre Assessment Post Retro-Fit, unit of measure IT | Retrofit-RE191609 | Y | Y | Y | Y
M3NHFScheduleOfRatesCode | Retrofit/Test:Carbon Footprint Assessment Post Retro-Fit | Retrofit - Test:Carbon Footprint Assessment Post Retro-Fit, unit of measure IT | Retrofit-RE191611 | Y | Y | Y | Y
M3NHFScheduleOfRatesCode | Retrofit/Cavity Insulation:Install Polyurethane Foam | Retrofit - Cavity Insulation:Install Polyurethane Foam, unit of measure SM | Retrofit-RE191701 | Y | Y | Y | Y
M3NHFScheduleOfRatesCode | Retrofit/Cavity Insulation:Install Blown Cellulose Fibre | Retrofit - Cavity Insulation:Install Blown Cellulose Fibre, unit of measure SM | Retrofit-RE191703 | Y | Y | Y | Y
M3NHFScheduleOfRatesCode | Retrofit/Cavity Insulation:Install Blown Glass Fibre | Retrofit - Cavity Insulation:Install Blown Glass Fibre, unit of measure SM | Retrofit-RE191705 | Y | Y | Y | Y
M3NHFScheduleOfRatesCode | Solid Fuel/Solid Fuel Or Biomass Boiler:Service Ne 80Kw | Solid Fuel - Solid Fuel Or Biomass Boiler:Service Ne 80Kw, unit of measure IT | Solid Fuel-BI110101 | Y | Y | Y | Y
M3NHFScheduleOfRatesCode | Solid Fuel/Solid Fuel Or Biomass Boiler:Service Ne 100Kw | Solid Fuel - Solid Fuel Or Biomass Boiler:Service Ne 100Kw, unit of measure IT | Solid Fuel-BI110103 | Y | Y | Y | Y
M3NHFScheduleOfRatesCode | Solid Fuel/Solid Fuel Or Biomass Boiler:Service Ne 150Kw | Solid Fuel - Solid Fuel Or Biomass Boiler:Service Ne 150Kw, unit of measure IT | Solid Fuel-BI110105 | Y | Y | Y | Y
M3NHFScheduleOfRatesCode | Solid Fuel/Solid Fuel Or Biomass Boiler:Service Ne 200Kw | Solid Fuel - Solid Fuel Or Biomass Boiler:Service Ne 200Kw, unit of measure IT | Solid Fuel-BI110107 | Y | Y | Y | Y
M3NHFScheduleOfRatesCode | Solid Fuel/Solid Fuel Or Biomass Boiler:Service Ne 250Kw | Solid Fuel - Solid Fuel Or Biomass Boiler:Service Ne 250Kw, unit of measure IT | Solid Fuel-BI110111 | Y | Y | Y | Y
M3NHFScheduleOfRatesCode | Solid Fuel/Solid Fuel Or Biomass Boiler:Breakdown No Parts | Solid Fuel - Solid Fuel Or Biomass Boiler:Breakdown No Parts, unit of measure IT | Solid Fuel-BI110201 | Y | Y | Y | Y
M3NHFScheduleOfRatesCode | Solid Fuel/Solid Fuel Or Biomass Boiler:Breakdown Parts Ne£50 | Solid Fuel - Solid Fuel Or Biomass Boiler:Breakdown Parts Ne£50, unit of measure IT | Solid Fuel-BI110203 | Y | Y | Y | Y
M3NHFScheduleOfRatesCode | Solid Fuel/Solid Fuel/Biomass Boiler:Breakdown Parts Ne£100 | Solid Fuel - Solid Fuel/Biomass Boiler:Breakdown Parts Ne£100, unit of measure IT | Solid Fuel-BI110205 | Y | Y | Y | Y
M3NHFScheduleOfRatesCode | Solid Fuel/Solid Fuel/Biomass Boiler:Breakdown Parts Ne £150 | Solid Fuel - Solid Fuel/Biomass Boiler:Breakdown Parts Ne £150, unit of measure IT | Solid Fuel-BI110207 | Y | Y | Y | Y
M3NHFScheduleOfRatesCode | Solid Fuel/Coal Bunker:Remove Existing Proprietary | Solid Fuel - Coal Bunker:Remove Existing Proprietary, unit of measure NO | Solid Fuel-SF080001 | Y | Y | Y | Y | Y
M3NHFScheduleOfRatesCode | Solid Fuel/Coal Bunker:Renew Wooden Top | Solid Fuel - Coal Bunker:Renew Wooden Top, unit of measure NO | Solid Fuel-SF080003 | Y | Y | Y | Y | Y
M3NHFScheduleOfRatesCode | Solid Fuel/Coal Bunker:Renew Concrete Top | Solid Fuel - Coal Bunker:Renew Concrete Top, unit of measure NO | Solid Fuel-SF080005 | Y | Y | Y | Y | Y
M3NHFScheduleOfRatesCode | Solid Fuel/Coal Bunker:Fix New To Existing Base | Solid Fuel - Coal Bunker:Fix New To Existing Base, unit of measure NO | Solid Fuel-SF080007 | Y | Y | Y | Y | Y
M3NHFScheduleOfRatesCode | Solid Fuel/Coal Bunker:Prepare Base | Solid Fuel - Coal Bunker:Prepare Base, unit of measure NO | Solid Fuel-SF080009 | Y | Y | Y | Y | Y
M3NHFScheduleOfRatesCode | Solid Fuel/Chimney:Ball Flue And Clear Obstruction | Solid Fuel - Chimney:Ball Flue And Clear Obstruction, unit of measure IT | Solid Fuel-SF125001 | Y | Y | Y | Y | Y
M3NHFScheduleOfRatesCode | Solid Fuel/Chimney:Ball Flue Remove Cowl | Solid Fuel - Chimney:Ball Flue Remove Cowl, unit of measure IT | Solid Fuel-SF125003 | Y | Y | Y | Y | Y
M3NHFScheduleOfRatesCode | Solid Fuel/Chimney:Sweep Flue - Registered | Solid Fuel - Chimney:Sweep Flue - Registered, unit of measure IT | Solid Fuel-SF125010 | Y | Y | Y | Y | Y
M3NHFScheduleOfRatesCode | Solid Fuel/Chimney:Smoke Test And Report | Solid Fuel - Chimney:Smoke Test And Report, unit of measure IT | Solid Fuel-SF125011 | Y | Y | Y | Y | Y
M3NHFScheduleOfRatesCode | Solid Fuel/Fireplace:Renew Complete | Solid Fuel - Fireplace:Renew Complete, unit of measure NO | Solid Fuel-SF140001 | Y | Y | Y | Y | Y
M3NHFScheduleOfRatesCode | Solid Fuel/Fire:Renew Complete | Solid Fuel - Fire:Renew Complete, unit of measure NO | Solid Fuel-SF140002 | Y | Y | Y | Y | Y
M3NHFScheduleOfRatesCode | Solid Fuel/Fire:Renew Surround | Solid Fuel - Fire:Renew Surround, unit of measure NO | Solid Fuel-SF140003 | Y | Y | Y | Y | Y
M3NHFScheduleOfRatesCode | Solid Fuel/Fire:Renew Surround And Hearth | Solid Fuel - Fire:Renew Surround And Hearth, unit of measure NO | Solid Fuel-SF140005 | Y | Y | Y | Y | Y
M3NHFScheduleOfRatesCode | Solid Fuel/Fire:Renew Hearth Complete | Solid Fuel - Fire:Renew Hearth Complete, unit of measure NO | Solid Fuel-SF140007 | Y | Y | Y | Y | Y
M3NHFScheduleOfRatesCode | Solid Fuel/Fire:Adapt For Gas | Solid Fuel - Fire:Adapt For Gas, unit of measure NO | Solid Fuel-SF140008 | Y | Y | Y | Y | Y
M3NHFScheduleOfRatesCode | Solid Fuel/Fire:Remove Fire And Seal Opening | Solid Fuel - Fire:Remove Fire And Seal Opening, unit of measure IT | Solid Fuel-SF140009 | Y | Y | Y | Y | Y
M3NHFScheduleOfRatesCode | Solid Fuel/Fire:Remove Refix For Backboiler Renewal | Solid Fuel - Fire:Remove Refix For Backboiler Renewal, unit of measure NO | Solid Fuel-SF140010 | Y | Y | Y | Y | Y
M3NHFScheduleOfRatesCode | Solid Fuel/Fire:Renew Lintel To Open Fire | Solid Fuel - Fire:Renew Lintel To Open Fire, unit of measure IT | Solid Fuel-SF140011 | Y | Y | Y | Y | Y
M3NHFScheduleOfRatesCode | Solid Fuel/Fire:Repoint Tiles With Fire Cement | Solid Fuel - Fire:Repoint Tiles With Fire Cement, unit of measure IT | Solid Fuel-SF140013 | Y | Y | Y | Y | Y
M3NHFScheduleOfRatesCode | Solid Fuel/Fire:Renew Firecheek | Solid Fuel - Fire:Renew Firecheek, unit of measure IT | Solid Fuel-SF140014 | Y | Y | Y | Y | Y
M3NHFScheduleOfRatesCode | Solid Fuel/Fire:Renew Firecheeks | Solid Fuel - Fire:Renew Firecheeks, unit of measure IT | Solid Fuel-SF140015 | Y | Y | Y | Y | Y
M3NHFScheduleOfRatesCode | Solid Fuel/Fire:Renew Firecheeks And Ash Pit | Solid Fuel - Fire:Renew Firecheeks And Ash Pit, unit of measure IT | Solid Fuel-SF140017 | Y | Y | Y | Y | Y
M3NHFScheduleOfRatesCode | Solid Fuel/Fire:Clean And Reset Damper | Solid Fuel - Fire:Clean And Reset Damper, unit of measure NO | Solid Fuel-SF140019 | Y | Y | Y | Y | Y
M3NHFScheduleOfRatesCode | Solid Fuel/Fire:Renew Standard Size Canopy | Solid Fuel - Fire:Renew Standard Size Canopy, unit of measure NO | Solid Fuel-SF140021 | Y | Y | Y | Y | Y
M3NHFScheduleOfRatesCode | Solid Fuel/Fire:Renew All Night Burner Grate | Solid Fuel - Fire:Renew All Night Burner Grate, unit of measure IT | Solid Fuel-SF140023 | Y | Y | Y | Y | Y
M3NHFScheduleOfRatesCode | Solid Fuel/Fire:Renew Or Refix Single Glazed Tile | Solid Fuel - Fire:Renew Or Refix Single Glazed Tile, unit of measure NO | Solid Fuel-SF140025 | Y | Y | Y | Y | Y
M3NHFScheduleOfRatesCode | Solid Fuel/Fire:Renew Glazed Tiles | Solid Fuel - Fire:Renew Glazed Tiles, unit of measure SM | Solid Fuel-SF140027 | Y | Y | Y | Y | Y
M3NHFScheduleOfRatesCode | Solid Fuel/Fire:Renew Fire Basket | Solid Fuel - Fire:Renew Fire Basket, unit of measure NO | Solid Fuel-SF140029 | Y | Y | Y | Y | Y
M3NHFScheduleOfRatesCode | Solid Fuel/Fire:Renew Fire Fret | Solid Fuel - Fire:Renew Fire Fret, unit of measure NO | Solid Fuel-SF140031 | Y | Y | Y | Y | Y
M3NHFScheduleOfRatesCode | Solid Fuel/Fire:Renew Fire Base | Solid Fuel - Fire:Renew Fire Base, unit of measure NO | Solid Fuel-SF140032 | Y | Y | Y | Y | Y
M3NHFScheduleOfRatesCode | Solid Fuel/Fire:Supply Set Of Tools | Solid Fuel - Fire:Supply Set Of Tools, unit of measure NO | Solid Fuel-SF140033 | Y | Y | Y | Y | Y
M3NHFScheduleOfRatesCode | Solid Fuel/Fire:Renew Bottom Grate | Solid Fuel - Fire:Renew Bottom Grate, unit of measure NO | Solid Fuel-SF140035 | Y | Y | Y | Y | Y
M3NHFScheduleOfRatesCode | Solid Fuel/Fire:Renew Bottom Bars | Solid Fuel - Fire:Renew Bottom Bars, unit of measure NO | Solid Fuel-SF140036 | Y | Y | Y | Y | Y
M3NHFScheduleOfRatesCode | Solid Fuel/Fire:Refix All Night Burner | Solid Fuel - Fire:Refix All Night Burner, unit of measure NO | Solid Fuel-SF140037 | Y | Y | Y | Y | Y
M3NHFScheduleOfRatesCode | Solid Fuel/Fire:Renew Fire Bricks | Solid Fuel - Fire:Renew Fire Bricks, unit of measure IT | Solid Fuel-SF140038 | Y | Y | Y | Y | Y
M3NHFScheduleOfRatesCode | Solid Fuel/Fire:Renew Glass | Solid Fuel - Fire:Renew Glass, unit of measure IT | Solid Fuel-SF140039 | Y | Y | Y | Y | Y
M3NHFScheduleOfRatesCode | Solid Fuel/Fire:Renew Glass Set | Solid Fuel - Fire:Renew Glass Set, unit of measure IT | Solid Fuel-SF140041 | Y | Y | Y | Y | Y
M3NHFScheduleOfRatesCode | Solid Fuel/Fire:Reflaunch Flue | Solid Fuel - Fire:Reflaunch Flue, unit of measure IT | Solid Fuel-SF140043 | Y | Y | Y | Y | Y
M3NHFScheduleOfRatesCode | Solid Fuel/Fire:Repair Cracks To Firebrick | Solid Fuel - Fire:Repair Cracks To Firebrick, unit of measure IT | Solid Fuel-SF140045 | Y | Y | Y | Y | Y
M3NHFScheduleOfRatesCode | Solid Fuel/Fire:Rebed Tiled Hearth | Solid Fuel - Fire:Rebed Tiled Hearth, unit of measure IT | Solid Fuel-SF140047 | Y | Y | Y | Y | Y
M3NHFScheduleOfRatesCode | Solid Fuel/Fire:Refix Fire Surround | Solid Fuel - Fire:Refix Fire Surround, unit of measure IT | Solid Fuel-SF140049 | Y | Y | Y | Y | Y
M3NHFScheduleOfRatesCode | Solid Fuel/Fire:Renew Fireback | Solid Fuel - Fire:Renew Fireback, unit of measure IT | Solid Fuel-SF140051 | Y | Y | Y | Y | Y
M3NHFScheduleOfRatesCode | Solid Fuel/Fire:Renew Adjustable Throat Unit | Solid Fuel - Fire:Renew Adjustable Throat Unit, unit of measure IT | Solid Fuel-SF140053 | Y | Y | Y | Y | Y
M3NHFScheduleOfRatesCode | Solid Fuel/Fire:Renew Asbestos Type Rope | Solid Fuel - Fire:Renew Asbestos Type Rope, unit of measure IT | Solid Fuel-SF140055 | Y | Y | Y | Y | Y
M3NHFScheduleOfRatesCode | Solid Fuel/Fire:Refix Asbestos Type Rope | Solid Fuel - Fire:Refix Asbestos Type Rope, unit of measure IT | Solid Fuel-SF140057 | Y | Y | Y | Y | Y
M3NHFScheduleOfRatesCode | Solid Fuel/Parkray:Renew Thermostat | Solid Fuel - Parkray:Renew Thermostat, unit of measure IT | Solid Fuel-SF140101 | Y | Y | Y | Y | Y
M3NHFScheduleOfRatesCode | Solid Fuel/Parkray:Renew Deepening Bar | Solid Fuel - Parkray:Renew Deepening Bar, unit of measure IT | Solid Fuel-SF140103 | Y | Y | Y | Y | Y
M3NHFScheduleOfRatesCode | Solid Fuel/Parkray:Renew Bottom Bars | Solid Fuel - Parkray:Renew Bottom Bars, unit of measure NO | Solid Fuel-SF140105 | Y | Y | Y | Y | Y
M3NHFScheduleOfRatesCode | Solid Fuel/Parkray:Renew Glass Strip | Solid Fuel - Parkray:Renew Glass Strip, unit of measure IT | Solid Fuel-SF140107 | Y | Y | Y | Y | Y
M3NHFScheduleOfRatesCode | Solid Fuel/Parkray:Renew Glass Panel | Solid Fuel - Parkray:Renew Glass Panel, unit of measure IT | Solid Fuel-SF140109 | Y | Y | Y | Y | Y
M3NHFScheduleOfRatesCode | Solid Fuel/Parkray:Renew Firecheeks | Solid Fuel - Parkray:Renew Firecheeks, unit of measure IT | Solid Fuel-SF140111 | Y | Y | Y | Y | Y
M3NHFScheduleOfRatesCode | Solid Fuel/Parkray:Overhaul | Solid Fuel - Parkray:Overhaul, unit of measure NO | Solid Fuel-SF140113 | Y | Y | Y | Y | Y
M3NHFScheduleOfRatesCode | Solid Fuel/Charnwood:Renew Thermostat | Solid Fuel - Charnwood:Renew Thermostat, unit of measure IT | Solid Fuel-SF140201 | Y | Y | Y | Y | Y
M3NHFScheduleOfRatesCode | Solid Fuel/Charnwood:Renew Glass Panel | Solid Fuel - Charnwood:Renew Glass Panel, unit of measure IT | Solid Fuel-SF140203 | Y | Y | Y | Y | Y
M3NHFScheduleOfRatesCode | Solid Fuel/Charnwood:Renew Bottom Grate Bar | Solid Fuel - Charnwood:Renew Bottom Grate Bar, unit of measure NO | Solid Fuel-SF140205 | Y | Y | Y | Y | Y
M3NHFScheduleOfRatesCode | Solid Fuel/Rayburn:Renew Bottom Bars | Solid Fuel - Rayburn:Renew Bottom Bars, unit of measure NO | Solid Fuel-SF140301 | Y | Y | Y | Y | Y
M3NHFScheduleOfRatesCode | Solid Fuel/Rayburn:Renew Fire Brick | Solid Fuel - Rayburn:Renew Fire Brick, unit of measure IT | Solid Fuel-SF140303 | Y | Y | Y | Y | Y
M3NHFScheduleOfRatesCode | Solid Fuel/Rayburn:Renew Bottom Set | Solid Fuel - Rayburn:Renew Bottom Set, unit of measure IT | Solid Fuel-SF140305 | Y | Y | Y | Y | Y
M3NHFScheduleOfRatesCode | Solid Fuel/Rayburn:Renew Riddler And Frame | Solid Fuel - Rayburn:Renew Riddler And Frame, unit of measure NO | Solid Fuel-SF140307 | Y | Y | Y | Y | Y
M3NHFScheduleOfRatesCode | Solid Fuel/Solid Fuel Boiler:Overhaul Or Annual Service | Solid Fuel - Solid Fuel Boiler:Overhaul Or Annual Service, unit of measure IT | Solid Fuel-SF140401 | Y | Y | Y | Y | Y
M3NHFScheduleOfRatesCode | Solid Fuel/Closed Room Heater:Annual Service | Solid Fuel - Closed Room Heater:Annual Service, unit of measure NO | Solid Fuel-SF140403 | Y | Y | Y | Y | Y
M3NHFScheduleOfRatesCode | Solid Fuel/Open Fire:Overhaul Or Annual Service | Solid Fuel - Open Fire:Overhaul Or Annual Service, unit of measure IT | Solid Fuel-SF140405 | Y | Y | Y | Y | Y
M3NHFScheduleOfRatesCode | Solid Fuel/Cooker:Remove Solid Fuel Cooker Complete | Solid Fuel - Cooker:Remove Solid Fuel Cooker Complete, unit of measure IT | Solid Fuel-SF145001 | Y | Y | Y | Y | Y
M3NHFScheduleOfRatesCode | Solid Fuel/Pipe:Renew Or Install 15Mm Copper | Solid Fuel - Pipe:Renew Or Install 15Mm Copper, unit of measure LM | Solid Fuel-SF635001 | Y | Y | Y | Y | Y
M3NHFScheduleOfRatesCode | Solid Fuel/Pipe:Renew Or Install 22Mm Copper | Solid Fuel - Pipe:Renew Or Install 22Mm Copper, unit of measure LM | Solid Fuel-SF635003 | Y | Y | Y | Y | Y
M3NHFScheduleOfRatesCode | Solid Fuel/Pipe:Renew Or Install 28Mm Copper | Solid Fuel - Pipe:Renew Or Install 28Mm Copper, unit of measure LM | Solid Fuel-SF635005 | Y | Y | Y | Y | Y
M3NHFScheduleOfRatesCode | Solid Fuel/Pipe:Renew Plastic Clip To Copper Pipe | Solid Fuel - Pipe:Renew Plastic Clip To Copper Pipe, unit of measure NO | Solid Fuel-SF635013 | Y | Y | Y | Y | Y
M3NHFScheduleOfRatesCode | Solid Fuel/Tee:Install 15Mm To Existing Copper Pipework | Solid Fuel - Tee:Install 15Mm To Existing Copper Pipework, unit of measure NO | Solid Fuel-SF635301 | Y | Y | Y | Y | Y
M3NHFScheduleOfRatesCode | Solid Fuel/Tee:Install 22Mm To Existing Copper Pipework | Solid Fuel - Tee:Install 22Mm To Existing Copper Pipework, unit of measure NO | Solid Fuel-SF635303 | Y | Y | Y | Y | Y
M3NHFScheduleOfRatesCode | Solid Fuel/Tee:Install 28Mm To Existing Copper Pipework | Solid Fuel - Tee:Install 28Mm To Existing Copper Pipework, unit of measure NO | Solid Fuel-SF635305 | Y | Y | Y | Y | Y
M3NHFScheduleOfRatesCode | Solid Fuel/Burst:Repair Burst Pipe Ne 28Mm | Solid Fuel - Burst:Repair Burst Pipe Ne 28Mm, unit of measure NO | Solid Fuel-SF640001 | Y | Y | Y | Y | Y
M3NHFScheduleOfRatesCode | Solid Fuel/Burst:Repair Leaking Fitting Ne 28Mm | Solid Fuel - Burst:Repair Leaking Fitting Ne 28Mm, unit of measure NO | Solid Fuel-SF640003 | Y | Y | Y | Y | Y
M3NHFScheduleOfRatesCode | Solid Fuel/Burst:Repair To Lead Pipe | Solid Fuel - Burst:Repair To Lead Pipe, unit of measure NO | Solid Fuel-SF640005 | Y | Y | Y | Y | Y
M3NHFScheduleOfRatesCode | Solid Fuel/Insulation:Remove Existing From Pipe | Solid Fuel - Insulation:Remove Existing From Pipe, unit of measure LM | Solid Fuel-SF645007 | Y | Y | Y | Y | Y
M3NHFScheduleOfRatesCode | Solid Fuel/Insulation:Renew Upto 22Mm Pipe | Solid Fuel - Insulation:Renew Upto 22Mm Pipe, unit of measure LM | Solid Fuel-SF645101 | Y | Y | Y | Y | Y
M3NHFScheduleOfRatesCode | Solid Fuel/Insulation:Renew To 28Mm Pipe | Solid Fuel - Insulation:Renew To 28Mm Pipe, unit of measure LM | Solid Fuel-SF645103 | Y | Y | Y | Y | Y
M3NHFScheduleOfRatesCode | Solid Fuel/Stopcock:Renew 15Mm Diameter | Solid Fuel - Stopcock:Renew 15Mm Diameter, unit of measure NO | Solid Fuel-SF650001 | Y | Y | Y | Y | Y
M3NHFScheduleOfRatesCode | Solid Fuel/Stopcock:Renew 20Mm Diameter | Solid Fuel - Stopcock:Renew 20Mm Diameter, unit of measure NO | Solid Fuel-SF650003 | Y | Y | Y | Y | Y
M3NHFScheduleOfRatesCode | Solid Fuel/Stopcock:Renew 22Mm Diameter | Solid Fuel - Stopcock:Renew 22Mm Diameter, unit of measure NO | Solid Fuel-SF650005 | Y | Y | Y | Y | Y
M3NHFScheduleOfRatesCode | Solid Fuel/Stopcock:Renew 25Mm Diameter | Solid Fuel - Stopcock:Renew 25Mm Diameter, unit of measure NO | Solid Fuel-SF650007 | Y | Y | Y | Y | Y
M3NHFScheduleOfRatesCode | Solid Fuel/Stopcock:Renew 28Mm Diameter | Solid Fuel - Stopcock:Renew 28Mm Diameter, unit of measure NO | Solid Fuel-SF650009 | Y | Y | Y | Y | Y
M3NHFScheduleOfRatesCode | Solid Fuel/Stopcock:Overhaul Any Size And Type | Solid Fuel - Stopcock:Overhaul Any Size And Type, unit of measure NO | Solid Fuel-SF650013 | Y | Y | Y | Y | Y
M3NHFScheduleOfRatesCode | Solid Fuel/Gatevalve:Renew 15Mm Diameter | Solid Fuel - Gatevalve:Renew 15Mm Diameter, unit of measure NO | Solid Fuel-SF655001 | Y | Y | Y | Y | Y
M3NHFScheduleOfRatesCode | Solid Fuel/Gatevalve:Renew 22Mm Diameter | Solid Fuel - Gatevalve:Renew 22Mm Diameter, unit of measure NO | Solid Fuel-SF655003 | Y | Y | Y | Y | Y
M3NHFScheduleOfRatesCode | Solid Fuel/Gatevalve:Renew 28Mm Diameter | Solid Fuel - Gatevalve:Renew 28Mm Diameter, unit of measure NO | Solid Fuel-SF655005 | Y | Y | Y | Y | Y
M3NHFScheduleOfRatesCode | Solid Fuel/Gatevalve:Overhaul Any Size And Type | Solid Fuel - Gatevalve:Overhaul Any Size And Type, unit of measure NO | Solid Fuel-SF655009 | Y | Y | Y | Y | Y
M3NHFScheduleOfRatesCode | Solid Fuel/Service Valve:Renew Or Install 15Mm | Solid Fuel - Service Valve:Renew Or Install 15Mm, unit of measure NO | Solid Fuel-SF656001 | Y | Y | Y | Y | Y
M3NHFScheduleOfRatesCode | Solid Fuel/Service Valve:Renew Or Install 22Mm | Solid Fuel - Service Valve:Renew Or Install 22Mm, unit of measure NO | Solid Fuel-SF656003 | Y | Y | Y | Y | Y
M3NHFScheduleOfRatesCode | Solid Fuel/Service Valve:Overhaul Any Size Or Type | Solid Fuel - Service Valve:Overhaul Any Size Or Type, unit of measure NO | Solid Fuel-SF656005 | Y | Y | Y | Y | Y
M3NHFScheduleOfRatesCode | Solid Fuel/Cylinder:Renew Direct Insulated New Heater | Solid Fuel - Cylinder:Renew Direct Insulated New Heater, unit of measure NO | Solid Fuel-SF675001 | Y | Y | Y | Y | Y
M3NHFScheduleOfRatesCode | Solid Fuel/Cylinder:Renew Direct Insulated Refix Heater | Solid Fuel - Cylinder:Renew Direct Insulated Refix Heater, unit of measure NO | Solid Fuel-SF675003 | Y | Y | Y | Y | Y
M3NHFScheduleOfRatesCode | Solid Fuel/Cylinder:Renew Indirect Insulated New Heater | Solid Fuel - Cylinder:Renew Indirect Insulated New Heater, unit of measure NO | Solid Fuel-SF675005 | Y | Y | Y | Y | Y
M3NHFScheduleOfRatesCode | Solid Fuel/Cylinder:Renew Indirect Insulated Refix Heater | Solid Fuel - Cylinder:Renew Indirect Insulated Refix Heater, unit of measure NO | Solid Fuel-SF675007 | Y | Y | Y | Y | Y
M3NHFScheduleOfRatesCode | Solid Fuel/Cylinder:Renew Direct Jacket New Heater | Solid Fuel - Cylinder:Renew Direct Jacket New Heater, unit of measure NO | Solid Fuel-SF675009 | Y | Y | Y | Y | Y
M3NHFScheduleOfRatesCode | Solid Fuel/Cylinder:Renew Direct Jacket Refix Heater | Solid Fuel - Cylinder:Renew Direct Jacket Refix Heater, unit of measure NO | Solid Fuel-SF675011 | Y | Y | Y | Y | Y
M3NHFScheduleOfRatesCode | Solid Fuel/Cylinder:Renew Indirect Jacket New Heater | Solid Fuel - Cylinder:Renew Indirect Jacket New Heater, unit of measure NO | Solid Fuel-SF675013 | Y | Y | Y | Y | Y
M3NHFScheduleOfRatesCode | Solid Fuel/Cylinder:Renew Indirect Jacket Refix Heater | Solid Fuel - Cylinder:Renew Indirect Jacket Refix Heater, unit of measure NO | Solid Fuel-SF675015 | Y | Y | Y | Y | Y
M3NHFScheduleOfRatesCode | Solid Fuel/Cylinder:Renew Primatic Jacket New Heater | Solid Fuel - Cylinder:Renew Primatic Jacket New Heater, unit of measure NO | Solid Fuel-SF675017 | Y | Y | Y | Y | Y
M3NHFScheduleOfRatesCode | Solid Fuel/Cylinder:Renew Primatic Jacket Refix Heater | Solid Fuel - Cylinder:Renew Primatic Jacket Refix Heater, unit of measure NO | Solid Fuel-SF675019 | Y | Y | Y | Y | Y
M3NHFScheduleOfRatesCode | Solid Fuel/Cylinder:Renew Fortic Direct New Heater | Solid Fuel - Cylinder:Renew Fortic Direct New Heater, unit of measure NO | Solid Fuel-SF675021 | Y | Y | Y | Y | Y
M3NHFScheduleOfRatesCode | Solid Fuel/Cylinder:Renew Fortic Direct Refix Heater | Solid Fuel - Cylinder:Renew Fortic Direct Refix Heater, unit of measure NO | Solid Fuel-SF675023 | Y | Y | Y | Y | Y
M3NHFScheduleOfRatesCode | Solid Fuel/Cylinder:Renew Fortic Indirect New Heater | Solid Fuel - Cylinder:Renew Fortic Indirect New Heater, unit of measure NO | Solid Fuel-SF675025 | Y | Y | Y | Y | Y
M3NHFScheduleOfRatesCode | Solid Fuel/Cylinder:Renew Fortic Indirect Refix Heater | Solid Fuel - Cylinder:Renew Fortic Indirect Refix Heater, unit of measure NO | Solid Fuel-SF675027 | Y | Y | Y | Y | Y
M3NHFScheduleOfRatesCode | Solid Fuel/Cylinder:Renew Elson Tank New Heaters | Solid Fuel - Cylinder:Renew Elson Tank New Heaters, unit of measure NO | Solid Fuel-SF675033 | Y | Y | Y | Y | Y
M3NHFScheduleOfRatesCode | Solid Fuel/Cylinder:Renew Elson Tank Refix Heaters | Solid Fuel - Cylinder:Renew Elson Tank Refix Heaters, unit of measure NO | Solid Fuel-SF675035 | Y | Y | Y | Y | Y
M3NHFScheduleOfRatesCode | Solid Fuel/Cylinder:Renew Leaking Fitting | Solid Fuel - Cylinder:Renew Leaking Fitting, unit of measure NO | Solid Fuel-SF675037 | Y | Y | Y | Y | Y
M3NHFScheduleOfRatesCode | Solid Fuel/Cylinder:Repair Leak | Solid Fuel - Cylinder:Repair Leak, unit of measure NO | Solid Fuel-SF675039 | Y | Y | Y | Y | Y
M3NHFScheduleOfRatesCode | Solid Fuel/Cylinder:Renew Flange | Solid Fuel - Cylinder:Renew Flange, unit of measure NO | Solid Fuel-SF675043 | Y | Y | Y | Y | Y
M3NHFScheduleOfRatesCode | Solid Fuel/Cylinder:Supply Pair Isolating Valves | Solid Fuel - Cylinder:Supply Pair Isolating Valves, unit of measure IT | Solid Fuel-SF675045 | Y | Y | Y | Y | Y
M3NHFScheduleOfRatesCode | Solid Fuel/Scale Reducer:Supply Magnetic Type | Solid Fuel - Scale Reducer:Supply Magnetic Type, unit of measure IT | Solid Fuel-SF680001 | Y | Y | Y | Y | Y
M3NHFScheduleOfRatesCode | Solid Fuel/Scale Reducer:Supply Electrolytic Type | Solid Fuel - Scale Reducer:Supply Electrolytic Type, unit of measure IT | Solid Fuel-SF680003 | Y | Y | Y | Y | Y
M3NHFScheduleOfRatesCode | Solid Fuel/Scale Reducer:Supply Chemical Type | Solid Fuel - Scale Reducer:Supply Chemical Type, unit of measure IT | Solid Fuel-SF680005 | Y | Y | Y | Y | Y
M3NHFScheduleOfRatesCode | Solid Fuel/Scale Reducer:Recharge Chemical Type | Solid Fuel - Scale Reducer:Recharge Chemical Type, unit of measure IT | Solid Fuel-SF680007 | Y | Y | Y | Y | Y
M3NHFScheduleOfRatesCode | Solid Fuel/Scale Reducer:Electro Magnetic Non Intrusive Type | Solid Fuel - Scale Reducer:Electro Magnetic Non Intrusive Type, unit of measure IT | Solid Fuel-SF680009 | Y | Y | Y | Y | Y
M3NHFScheduleOfRatesCode | Solid Fuel/Radiator Valve:Renew Valve And Drain Down | Solid Fuel - Radiator Valve:Renew Valve And Drain Down, unit of measure IT | Solid Fuel-SF701001 | Y | Y | Y | Y | Y
M3NHFScheduleOfRatesCode | Solid Fuel/Radiator Valve:Renew Whilst System Drained | Solid Fuel - Radiator Valve:Renew Whilst System Drained, unit of measure IT | Solid Fuel-SF701003 | Y | Y | Y | Y | Y
M3NHFScheduleOfRatesCode | Solid Fuel/Radiator Valve:Renew Thermostatic And Drain Down | Solid Fuel - Radiator Valve:Renew Thermostatic And Drain Down, unit of measure IT | Solid Fuel-SF701005 | Y | Y | Y | Y | Y
M3NHFScheduleOfRatesCode | Solid Fuel/Radiator Valve:Renew Thermostatic System Drained | Solid Fuel - Radiator Valve:Renew Thermostatic System Drained, unit of measure IT | Solid Fuel-SF701007 | Y | Y | Y | Y | Y
M3NHFScheduleOfRatesCode | Solid Fuel/Radiator Valve:Provide New Plastic Cover | Solid Fuel - Radiator Valve:Provide New Plastic Cover, unit of measure NO | Solid Fuel-SF701009 | Y | Y | Y | Y | Y
M3NHFScheduleOfRatesCode | Solid Fuel/Radiator Valve:Overhaul Any Type | Solid Fuel - Radiator Valve:Overhaul Any Type, unit of measure NO | Solid Fuel-SF701011 | Y | Y | Y | Y | Y
M3NHFScheduleOfRatesCode | Solid Fuel/Radiator Valve:Repair Leaking Joints | Solid Fuel - Radiator Valve:Repair Leaking Joints, unit of measure NO | Solid Fuel-SF701013 | Y | Y | Y | Y | Y
M3NHFScheduleOfRatesCode | Solid Fuel/Pump:Renew Where Isolating Valves Fitted | Solid Fuel - Pump:Renew Where Isolating Valves Fitted, unit of measure NO | Solid Fuel-SF702001 | Y | Y | Y | Y | Y
M3NHFScheduleOfRatesCode | Solid Fuel/Pump:Renew Including Supply Isolating Valves | Solid Fuel - Pump:Renew Including Supply Isolating Valves, unit of measure NO | Solid Fuel-SF702003 | Y | Y | Y | Y | Y
M3NHFScheduleOfRatesCode | Solid Fuel/Pump:Supply New Including Isolating Valves | Solid Fuel - Pump:Supply New Including Isolating Valves, unit of measure NO | Solid Fuel-SF702005 | Y | Y | Y | Y | Y
M3NHFScheduleOfRatesCode | Solid Fuel/Pump:Service And Overhaul | Solid Fuel - Pump:Service And Overhaul, unit of measure NO | Solid Fuel-SF702007 | Y | Y | Y | Y | Y
M3NHFScheduleOfRatesCode | Solid Fuel/Pump:Renew Single Pump Valve | Solid Fuel - Pump:Renew Single Pump Valve, unit of measure NO | Solid Fuel-SF702009 | Y | Y | Y | Y | Y
M3NHFScheduleOfRatesCode | Solid Fuel/Pump:Renew Pair Of Pump Valves | Solid Fuel - Pump:Renew Pair Of Pump Valves, unit of measure NO | Solid Fuel-SF702010 | Y | Y | Y | Y | Y
M3NHFScheduleOfRatesCode | Solid Fuel/Motorised Valve:Renew 22Mm | Solid Fuel - Motorised Valve:Renew 22Mm, unit of measure NO | Solid Fuel-SF702501 | Y | Y | Y | Y | Y
M3NHFScheduleOfRatesCode | Solid Fuel/Motorised Valve:Renew 28Mm | Solid Fuel - Motorised Valve:Renew 28Mm, unit of measure NO | Solid Fuel-SF702502 | Y | Y | Y | Y | Y
M3NHFScheduleOfRatesCode | Solid Fuel/Motorised Valve:Renew Ne 28Mm Activator | Solid Fuel - Motorised Valve:Renew Ne 28Mm Activator, unit of measure NO | Solid Fuel-SF702506 | Y | Y | Y | Y | Y
M3NHFScheduleOfRatesCode | Solid Fuel/Zone Valve:Renew 22Mm | Solid Fuel - Zone Valve:Renew 22Mm, unit of measure NO | Solid Fuel-SF702511 | Y | Y | Y | Y | Y
M3NHFScheduleOfRatesCode | Solid Fuel/Zone Valve:Renew 28Mm | Solid Fuel - Zone Valve:Renew 28Mm, unit of measure NO | Solid Fuel-SF702512 | Y | Y | Y | Y | Y
M3NHFScheduleOfRatesCode | Solid Fuel/Radiator:Vent Radiators | Solid Fuel - Radiator:Vent Radiators, unit of measure IT | Solid Fuel-SF703001 | Y | Y | Y | Y | Y
M3NHFScheduleOfRatesCode | Solid Fuel/Radiator:Drain Down And Refill System | Solid Fuel - Radiator:Drain Down And Refill System, unit of measure IT | Solid Fuel-SF703003 | Y | Y | Y | Y | Y
M3NHFScheduleOfRatesCode | Solid Fuel/Radiator:Make Good Connection | Solid Fuel - Radiator:Make Good Connection, unit of measure NO | Solid Fuel-SF703005 | Y | Y | Y | Y | Y
M3NHFScheduleOfRatesCode | Solid Fuel/Radiator:Remove And Refix Valveless | Solid Fuel - Radiator:Remove And Refix Valveless, unit of measure IT | Solid Fuel-SF703007 | Y | Y | Y | Y | Y
M3NHFScheduleOfRatesCode | Solid Fuel/Radiator:Remove And Refix | Solid Fuel - Radiator:Remove And Refix, unit of measure IT | Solid Fuel-SF703009 | Y | Y | Y | Y | Y
M3NHFScheduleOfRatesCode | Solid Fuel/Radiator:Test And Balance System | Solid Fuel - Radiator:Test And Balance System, unit of measure IT | Solid Fuel-SF703011 | Y | Y | Y | Y | Y
M3NHFScheduleOfRatesCode | Solid Fuel/Radiator:Renew And Refix Bracket | Solid Fuel - Radiator:Renew And Refix Bracket, unit of measure NO | Solid Fuel-SF703013 | Y | Y | Y | Y | Y
M3NHFScheduleOfRatesCode | Solid Fuel/Radiator:Clean And Flush Out Single | Solid Fuel - Radiator:Clean And Flush Out Single, unit of measure NO | Solid Fuel-SF703015 | Y | Y | Y | Y | Y
M3NHFScheduleOfRatesCode | Solid Fuel/Radiator:Renew Single Panel Ne 600X600 | Solid Fuel - Radiator:Renew Single Panel Ne 600X600, unit of measure IT | Solid Fuel-SF703017 | Y | Y | Y | Y | Y
M3NHFScheduleOfRatesCode | Solid Fuel/Radiator:Renew Single Panel Ne 1200X600 | Solid Fuel - Radiator:Renew Single Panel Ne 1200X600, unit of measure IT | Solid Fuel-SF703019 | Y | Y | Y | Y | Y
M3NHFScheduleOfRatesCode | Solid Fuel/Radiator:Renew Single Panel Ne 1800X600 | Solid Fuel - Radiator:Renew Single Panel Ne 1800X600, unit of measure IT | Solid Fuel-SF703021 | Y | Y | Y | Y | Y
M3NHFScheduleOfRatesCode | Solid Fuel/Radiator:Renew Single Panel Over 1800X600 | Solid Fuel - Radiator:Renew Single Panel Over 1800X600, unit of measure IT | Solid Fuel-SF703023 | Y | Y | Y | Y | Y
M3NHFScheduleOfRatesCode | Solid Fuel/Radiator:Renew Single Convector Ne 600X600 | Solid Fuel - Radiator:Renew Single Convector Ne 600X600, unit of measure IT | Solid Fuel-SF703025 | Y | Y | Y | Y | Y
M3NHFScheduleOfRatesCode | Solid Fuel/Radiator:Renew Single Convector Ne 1200X600 | Solid Fuel - Radiator:Renew Single Convector Ne 1200X600, unit of measure IT | Solid Fuel-SF703027 | Y | Y | Y | Y | Y
M3NHFScheduleOfRatesCode | Solid Fuel/Radiator:Renew Single Convector Ne 1800X600 | Solid Fuel - Radiator:Renew Single Convector Ne 1800X600, unit of measure IT | Solid Fuel-SF703029 | Y | Y | Y | Y | Y
M3NHFScheduleOfRatesCode | Solid Fuel/Radiator:Renew Single Convector Over 1800X600 | Solid Fuel - Radiator:Renew Single Convector Over 1800X600, unit of measure IT | Solid Fuel-SF703031 | Y | Y | Y | Y | Y
M3NHFScheduleOfRatesCode | Solid Fuel/Radiator:Renew Double Convector Ne 600X600 | Solid Fuel - Radiator:Renew Double Convector Ne 600X600, unit of measure IT | Solid Fuel-SF703033 | Y | Y | Y | Y | Y
M3NHFScheduleOfRatesCode | Solid Fuel/Radiator:Renew Double Convector Ne 1200X600 | Solid Fuel - Radiator:Renew Double Convector Ne 1200X600, unit of measure IT | Solid Fuel-SF703035 | Y | Y | Y | Y | Y
M3NHFScheduleOfRatesCode | Solid Fuel/Radiator:Renew Double Convector Ne 1800X600 | Solid Fuel - Radiator:Renew Double Convector Ne 1800X600, unit of measure IT | Solid Fuel-SF703037 | Y | Y | Y | Y | Y
M3NHFScheduleOfRatesCode | Solid Fuel/Radiator:Renew Double Convector Over 1800X600 | Solid Fuel - Radiator:Renew Double Convector Over 1800X600, unit of measure IT | Solid Fuel-SF703039 | Y | Y | Y | Y | Y
M3NHFScheduleOfRatesCode | Solid Fuel/Towel Rail:Renew Heated | Solid Fuel - Towel Rail:Renew Heated, unit of measure IT | Solid Fuel-SF703201 | Y | Y | Y | Y | Y
M3NHFScheduleOfRatesCode | Solid Fuel/Airlocks:Clear Airlocks | Solid Fuel - Airlocks:Clear Airlocks, unit of measure IT | Solid Fuel-SF704001 | Y | Y | Y | Y | Y
M3NHFScheduleOfRatesCode | Solid Fuel/Reprime:Reprime Pressurised System Complete | Solid Fuel - Reprime:Reprime Pressurised System Complete, unit of measure IT | Solid Fuel-SF704005 | Y | Y | Y | Y | Y
M3NHFScheduleOfRatesCode | Solid Fuel/Tank:Renew 18 Litre Feed And Expansion | Solid Fuel - Tank:Renew 18 Litre Feed And Expansion, unit of measure NO | Solid Fuel-SF705001 | Y | Y | Y | Y | Y
M3NHFScheduleOfRatesCode | Solid Fuel/Tank:Drain Clean Out Refill Feed And Expansion | Solid Fuel - Tank:Drain Clean Out Refill Feed And Expansion, unit of measure NO | Solid Fuel-SF705003 | Y | Y | Y | Y | Y
M3NHFScheduleOfRatesCode | Solid Fuel/Tank:Renew Insulation To Feed And Expansion | Solid Fuel - Tank:Renew Insulation To Feed And Expansion, unit of measure NO | Solid Fuel-SF706001 | Y | Y | Y | Y | Y
M3NHFScheduleOfRatesCode | Solid Fuel/Backboiler:Renew Mild Steel Complete | Solid Fuel - Backboiler:Renew Mild Steel Complete, unit of measure IT | Solid Fuel-SF707001 | Y | Y | Y | Y | Y
M3NHFScheduleOfRatesCode | Solid Fuel/Backboiler:Descale And Overhaul | Solid Fuel - Backboiler:Descale And Overhaul, unit of measure NO | Solid Fuel-SF707003 | Y | Y | Y | Y | Y
M3NHFScheduleOfRatesCode | Solid Fuel/Backboiler:Reset Thermostat | Solid Fuel - Backboiler:Reset Thermostat, unit of measure IT | Solid Fuel-SF707005 | Y | Y | Y | Y | Y
M3NHFScheduleOfRatesCode | Solid Fuel/Backboiler:Renew Thermostat | Solid Fuel - Backboiler:Renew Thermostat, unit of measure IT | Solid Fuel-SF707007 | Y | Y | Y | Y | Y
M3NHFScheduleOfRatesCode | Solid Fuel/Fire:Renew All Night Burner | Solid Fuel - Fire:Renew All Night Burner, unit of measure NO | Solid Fuel-SF708001 | Y | Y | Y | Y | Y
M3NHFScheduleOfRatesCode | Solid Fuel/Flue:Install Flexible Liner Complete | Solid Fuel - Flue:Install Flexible Liner Complete, unit of measure IT | Solid Fuel-SF709001 | Y | Y | Y | Y | Y
M3NHFScheduleOfRatesCode | Solid Fuel/Flue:Remove Flue Liner | Solid Fuel - Flue:Remove Flue Liner, unit of measure IT | Solid Fuel-SF709003 | Y | Y | Y | Y | Y
M3NHFScheduleOfRatesCode | Solid Fuel/Flue:Renew Ve Cast Iron Pipe Bend | Solid Fuel - Flue:Renew Ve Cast Iron Pipe Bend, unit of measure IT | Solid Fuel-SF709007 | Y | Y | Y | Y | Y
M3NHFScheduleOfRatesCode | Solid Fuel/Flue:Renew 125Mm Stainless Steel Pipe | Solid Fuel - Flue:Renew 125Mm Stainless Steel Pipe, unit of measure IT | Solid Fuel-SF709009 | Y | Y | Y | Y | Y
M3NHFScheduleOfRatesCode | Solid Fuel/Flue:Renew Stainless Steel Elbow | Solid Fuel - Flue:Renew Stainless Steel Elbow, unit of measure IT | Solid Fuel-SF709011 | Y | Y | Y | Y | Y
M3NHFScheduleOfRatesCode | Solid Fuel/Flue:Renew Metal Soffit Plate | Solid Fuel - Flue:Renew Metal Soffit Plate, unit of measure IT | Solid Fuel-SF709013 | Y | Y | Y | Y | Y
M3NHFScheduleOfRatesCode | Solid Fuel/Flue:Renew Aluminium Soot Door | Solid Fuel - Flue:Renew Aluminium Soot Door, unit of measure IT | Solid Fuel-SF709015 | Y | Y | Y | Y | Y
M3NHFScheduleOfRatesCode | Solid Fuel/Flue:Fix New Aluminium Soot Door | Solid Fuel - Flue:Fix New Aluminium Soot Door, unit of measure IT | Solid Fuel-SF709017 | Y | Y | Y | Y | Y
M3NHFScheduleOfRatesCode | Solid Fuel/Flue:Renew With Twin Walled Ss Flue | Solid Fuel - Flue:Renew With Twin Walled Ss Flue, unit of measure LM | Solid Fuel-SF709019 | Y | Y | Y | Y | Y
M3NHFScheduleOfRatesCode | Solid Fuel/Boiler:Renew Thermostat | Solid Fuel - Boiler:Renew Thermostat, unit of measure IT | Solid Fuel-SF710001 | Y | Y | Y | Y | Y
M3NHFScheduleOfRatesCode | Solid Fuel/Boiler:Renew Room Thermostat | Solid Fuel - Boiler:Renew Room Thermostat, unit of measure IT | Solid Fuel-SF710003 | Y | Y | Y | Y | Y
M3NHFScheduleOfRatesCode | Solid Fuel/Boiler:Renew Programmer | Solid Fuel - Boiler:Renew Programmer, unit of measure IT | Solid Fuel-SF710005 | Y | Y | Y | Y | Y
M3NHFScheduleOfRatesCode | Solid Fuel/Boiler:Renew Central Heating Time Clock | Solid Fuel - Boiler:Renew Central Heating Time Clock, unit of measure IT | Solid Fuel-SF710007 | Y | Y | Y | Y | Y
M3NHFScheduleOfRatesCode | Solid Fuel/Boiler:Remedy Fault To Controls | Solid Fuel - Boiler:Remedy Fault To Controls, unit of measure IT | Solid Fuel-SF710009 | Y | Y | Y | Y | Y
M3NHFScheduleOfRatesCode | Solid Fuel/Boiler:Renew Freestanding Multi-Fuel | Solid Fuel - Boiler:Renew Freestanding Multi-Fuel, unit of measure IT | Solid Fuel-SF711001 | Y | Y | Y | Y | Y
M3NHFScheduleOfRatesCode | Solid Fuel/Boiler:Renew Inset Multi-Fuel | Solid Fuel - Boiler:Renew Inset Multi-Fuel, unit of measure IT | Solid Fuel-SF711003 | Y | Y | Y | Y | Y
M3NHFScheduleOfRatesCode | Solid Fuel/Boiler:Renew With Parkray 99-Freestanding | Solid Fuel - Boiler:Renew With Parkray 99-Freestanding, unit of measure IT | Solid Fuel-SF712013 | Y | Y | Y | Y | Y
M3NHFScheduleOfRatesCode | Solid Fuel/Boiler:Renew With Parkray 99-Inset | Solid Fuel - Boiler:Renew With Parkray 99-Inset, unit of measure IT | Solid Fuel-SF712015 | Y | Y | Y | Y | Y
M3NHFScheduleOfRatesCode | Solid Fuel/Boiler:Renew With Parkray 111-Freestanding | Solid Fuel - Boiler:Renew With Parkray 111-Freestanding, unit of measure IT | Solid Fuel-SF712017 | Y | Y | Y | Y | Y
M3NHFScheduleOfRatesCode | Solid Fuel/Boiler:Renew With Parkray 111-Inset | Solid Fuel - Boiler:Renew With Parkray 111-Inset, unit of measure IT | Solid Fuel-SF712019 | Y | Y | Y | Y | Y
M3NHFScheduleOfRatesCode | Solid Fuel/Void:Drain Down Central Heating | Solid Fuel - Void:Drain Down Central Heating, unit of measure IT | Solid Fuel-SF713001 | Y | Y | Y | Y | Y
M3NHFScheduleOfRatesCode | Solid Fuel/Void:Refill Central Heating | Solid Fuel - Void:Refill Central Heating, unit of measure IT | Solid Fuel-SF713003 | Y | Y | Y | Y | Y
M3NHFScheduleOfRatesCode | Solid Fuel/Void:Test And Commission Central Heating System | Solid Fuel - Void:Test And Commission Central Heating System, unit of measure IT | Solid Fuel-SF713005 | Y | Y | Y | Y | Y
M3NHFScheduleOfRatesCode | Solid Fuel/Power Flush:Existing Heating System | Solid Fuel - Power Flush:Existing Heating System, unit of measure IT | Solid Fuel-SF760101 | Y | Y | Y | Y | Y
M3NHFScheduleOfRatesCode | Solid Fuel/Biomass Boiler:Annual Domestic Service | Solid Fuel - Biomass Boiler:Annual Domestic Service, unit of measure NO | Solid Fuel-SF780101 | Y | Y | Y | Y
M3NHFScheduleOfRatesCode | Solid Fuel/Biomass Boiler:Breakdown No Parts | Solid Fuel - Biomass Boiler:Breakdown No Parts, unit of measure IT | Solid Fuel-SF780201 | Y | Y | Y | Y
M3NHFScheduleOfRatesCode | Solid Fuel/Biomass Boiler:Breakdown Parts Ne £10.00 | Solid Fuel - Biomass Boiler:Breakdown Parts Ne £10.00, unit of measure IT | Solid Fuel-SF780203 | Y | Y | Y | Y
M3NHFScheduleOfRatesCode | Solid Fuel/Biomass Boiler:Breakdown Parts Ne £50.00 | Solid Fuel - Biomass Boiler:Breakdown Parts Ne £50.00, unit of measure IT | Solid Fuel-SF780205 | Y | Y | Y | Y
M3NHFScheduleOfRatesCode | Solid Fuel/Biomass Boiler:Breakdown Parts Ne £100.00 | Solid Fuel - Biomass Boiler:Breakdown Parts Ne £100.00, unit of measure IT | Solid Fuel-SF780207 | Y | Y | Y | Y
M3NHFScheduleOfRatesCode | Solid Fuel/Immersion Heater:Renew 3Kw Alloy (Top) | Solid Fuel - Immersion Heater:Renew 3Kw Alloy (Top), unit of measure NO | Solid Fuel-SF820003 | Y | Y | Y | Y | Y
M3NHFScheduleOfRatesCode | Solid Fuel/Immersion Heater:Renew Ne 3Kw Alloy (Bottom) | Solid Fuel - Immersion Heater:Renew Ne 3Kw Alloy (Bottom), unit of measure NO | Solid Fuel-SF820007 | Y | Y | Y | Y | Y
M3NHFScheduleOfRatesCode | Solid Fuel/Immersion Heater:Renew Cylinder Thermostat | Solid Fuel - Immersion Heater:Renew Cylinder Thermostat, unit of measure NO | Solid Fuel-SF820009 | Y | Y | Y | Y | Y
M3NHFScheduleOfRatesCode | Warden OAP/Intruder Alarm:Breakdown Parts Ne £30 | Warden OAP - Intruder Alarm:Breakdown Parts Ne £30, unit of measure IT | Warden OAP-IA010001 | Y | Y | Y | Y
M3NHFScheduleOfRatesCode | Warden OAP/Intruder Alarm:Reset At Premises | Warden OAP - Intruder Alarm:Reset At Premises, unit of measure NO | Warden OAP-IA010003 | Y | Y | Y | Y
M3NHFScheduleOfRatesCode | Warden OAP/Intruder Alarm:Reset At Control Station | Warden OAP - Intruder Alarm:Reset At Control Station, unit of measure NO | Warden OAP-IA010005 | Y | Y | Y | Y
M3NHFScheduleOfRatesCode | Warden OAP/Intruder Alarm:Renew Standard Pir Sounder | Warden OAP - Intruder Alarm:Renew Standard Pir Sounder, unit of measure NO | Warden OAP-IA010007 | Y | Y | Y | Y
M3NHFScheduleOfRatesCode | Warden OAP/Intruder Alarm:Renew Dual Tech Detector/Sounder | Warden OAP - Intruder Alarm:Renew Dual Tech Detector/Sounder, unit of measure NO | Warden OAP-IA010009 | Y | Y | Y | Y
M3NHFScheduleOfRatesCode | Warden OAP/Intruder Alarm:Renew Multiplex Control Panel | Warden OAP - Intruder Alarm:Renew Multiplex Control Panel, unit of measure NO | Warden OAP-IA010011 | Y | Y | Y | Y
M3NHFScheduleOfRatesCode | Warden OAP/Intruder Alarm:Renew Outside Bell Complete | Warden OAP - Intruder Alarm:Renew Outside Bell Complete, unit of measure NO | Warden OAP-IA010013 | Y | Y | Y | Y
M3NHFScheduleOfRatesCode | Warden OAP/Intruder Alarm:Renew Redcare Communications | Warden OAP - Intruder Alarm:Renew Redcare Communications, unit of measure NO | Warden OAP-IA010015 | Y | Y | Y | Y
M3NHFScheduleOfRatesCode | Warden OAP/Intruder Alarm:Test Central Station (Check) | Warden OAP - Intruder Alarm:Test Central Station (Check), unit of measure NO | Warden OAP-IA010017 | Y | Y | Y | Y
M3NHFScheduleOfRatesCode | Warden OAP/Intruder Alarm:Renew Wireless Autopager | Warden OAP - Intruder Alarm:Renew Wireless Autopager, unit of measure NO | Warden OAP-IA010019 | Y | Y | Y | Y
M3NHFScheduleOfRatesCode | Warden OAP/Intruder Alarm:Renew Door Contacts (Ne 5) | Warden OAP - Intruder Alarm:Renew Door Contacts (Ne 5), unit of measure IT | Warden OAP-IA010021 | Y | Y | Y | Y
M3NHFScheduleOfRatesCode | Warden OAP/Intruder Alarm:Rewire 8 Core Cable Clipped | Warden OAP - Intruder Alarm:Rewire 8 Core Cable Clipped, unit of measure LM | Warden OAP-IA010023 | Y | Y | Y | Y
M3NHFScheduleOfRatesCode | Warden OAP/Intruder Alarm:Install 8 Core Cable Mini Trunking | Warden OAP - Intruder Alarm:Install 8 Core Cable Mini Trunking, unit of measure LM | Warden OAP-IA010025 | Y | Y | Y | Y
M3NHFScheduleOfRatesCode | Warden OAP/Intruder Alarm:Test And Commission Installation | Warden OAP - Intruder Alarm:Test And Commission Installation, unit of measure NO | Warden OAP-IA010027 | Y | Y | Y | Y
M3NHFScheduleOfRatesCode | Warden OAP/Intruder Alarm:Provide New Log Book At Premises | Warden OAP - Intruder Alarm:Provide New Log Book At Premises, unit of measure NO | Warden OAP-IA010029 | Y | Y | Y | Y
M3NHFScheduleOfRatesCode | Warden OAP/Intruder Alarm:Renew Fixed Personal Attack Unit | Warden OAP - Intruder Alarm:Renew Fixed Personal Attack Unit, unit of measure NO | Warden OAP-IA010031 | Y | Y | Y | Y
M3NHFScheduleOfRatesCode | Warden OAP/Intruder Alarm:Renew Hand Held Transmitter | Warden OAP - Intruder Alarm:Renew Hand Held Transmitter, unit of measure NO | Warden OAP-IA010033 | Y | Y | Y | Y
M3NHFScheduleOfRatesCode | Warden OAP/Intruder Alarm:Link Via Door Entry Network | Warden OAP - Intruder Alarm:Link Via Door Entry Network, unit of measure NO | Warden OAP-IA010035 | Y | Y | Y | Y
M3NHFScheduleOfRatesCode | Warden OAP/Intruder Alarm:Check Renewed Spur Cartridge Fuse | Warden OAP - Intruder Alarm:Check Renewed Spur Cartridge Fuse, unit of measure NO | Warden OAP-IA010037 | Y | Y | Y | Y
M3NHFScheduleOfRatesCode | Warden OAP/Intruder Alarm:Renew Fuse Spur Unit | Warden OAP - Intruder Alarm:Renew Fuse Spur Unit, unit of measure NO | Warden OAP-IA010039 | Y | Y | Y | Y
M3NHFScheduleOfRatesCode | Warden OAP/Intruder Alarm:Link System To Redcare Communicator | Warden OAP - Intruder Alarm:Link System To Redcare Communicator, unit of measure NO | Warden OAP-IA010041 | Y | Y | Y | Y
M3NHFScheduleOfRatesCode | Warden OAP/Intruder Alarm:Produce Schedule Of Equipment | Warden OAP - Intruder Alarm:Produce Schedule Of Equipment, unit of measure IT | Warden OAP-IA010043 | Y | Y | Y | Y
M3NHFScheduleOfRatesCode | Warden OAP/Intruder Alarm:Inspect All Equipment | Warden OAP - Intruder Alarm:Inspect All Equipment, unit of measure NO | Warden OAP-IA010045 | Y | Y | Y | Y
M3NHFScheduleOfRatesCode | Warden OAP/Intruder Alarm:Test And Inspect All Sensors Etc | Warden OAP - Intruder Alarm:Test And Inspect All Sensors Etc, unit of measure NO | Warden OAP-IA010047 | Y | Y | Y | Y
M3NHFScheduleOfRatesCode | Warden OAP/Intruder Alarm:Test Remote Communication Signal | Warden OAP - Intruder Alarm:Test Remote Communication Signal, unit of measure IT | Warden OAP-IA010049 | Y | Y | Y | Y
M3NHFScheduleOfRatesCode | Warden OAP/Intruder Alarm:Test And Inspect Power Supplies Etc | Warden OAP - Intruder Alarm:Test And Inspect Power Supplies Etc, unit of measure IT | Warden OAP-IA010051 | Y | Y | Y | Y
M3NHFScheduleOfRatesCode | Warden OAP/Intruder Alarm:Install Fixed Personal Attack Alarm | Warden OAP - Intruder Alarm:Install Fixed Personal Attack Alarm, unit of measure NO | Warden OAP-IA010053 | Y | Y | Y | Y
M3NHFScheduleOfRatesCode | Warden OAP/Intruder Alarm:Install Fuse Spur Unit | Warden OAP - Intruder Alarm:Install Fuse Spur Unit, unit of measure NO | Warden OAP-IA010055 | Y | Y | Y | Y
M3NHFScheduleOfRatesCode | Warden OAP/Intruder Alarm:Service Any Type | Warden OAP - Intruder Alarm:Service Any Type, unit of measure IT | Warden OAP-IA020101 | Y | Y | Y | Y
M3NHFScheduleOfRatesCode | Warden OAP/Call System:Service/Test Warden Call System | Warden OAP - Call System:Service/Test Warden Call System, unit of measure IT | Warden OAP-WC010001 | Y | Y | Y | Y
M3NHFScheduleOfRatesCode | Warden OAP/Smoke Detector:Install Mains Optical Type | Warden OAP - Smoke Detector:Install Mains Optical Type, unit of measure NO | Warden OAP-WC020101 | Y | Y | Y | Y
M3NHFScheduleOfRatesCode | Warden OAP/Smoke Detector:Install Mains Ionisation Type | Warden OAP - Smoke Detector:Install Mains Ionisation Type, unit of measure NO | Warden OAP-WC020103 | Y | Y | Y | Y
M3NHFScheduleOfRatesCode | Warden OAP/Smoke Detectors:Install Optical Ionisation System | Warden OAP - Smoke Detectors:Install Optical Ionisation System, unit of measure IT | Warden OAP-WC020105 | Y | Y | Y | Y
M3NHFScheduleOfRatesCode | Warden OAP/Smoke Detector:Install Additional Detector | Warden OAP - Smoke Detector:Install Additional Detector, unit of measure NO | Warden OAP-WC020107 | Y | Y | Y | Y
M3NHFScheduleOfRatesCode | Warden OAP/Smoke Detector:Renew With Optical Type | Warden OAP - Smoke Detector:Renew With Optical Type, unit of measure NO | Warden OAP-WC020109 | Y | Y | Y | Y
M3NHFScheduleOfRatesCode | Warden OAP/Smoke Detector:Renew With Ionisation Type | Warden OAP - Smoke Detector:Renew With Ionisation Type, unit of measure NO | Warden OAP-WC020111 | Y | Y | Y | Y
M3NHFScheduleOfRatesCode | Warden OAP/Smoke Detector:Install Visual Aid Type | Warden OAP - Smoke Detector:Install Visual Aid Type, unit of measure NO | Warden OAP-WC020113 | Y | Y | Y | Y
M3NHFScheduleOfRatesCode | Warden OAP/Smoke Detector:Install Visual Aid Vibrating Pads | Warden OAP - Smoke Detector:Install Visual Aid Vibrating Pads, unit of measure NO | Warden OAP-WC020114 | Y
M3NHFScheduleOfRatesCode | Warden OAP/Smoke Detector:Renew With Visual Aid Type | Warden OAP - Smoke Detector:Renew With Visual Aid Type, unit of measure NO | Warden OAP-WC020116 | Y
M3NHFScheduleOfRatesCode | Warden OAP/Call Alarm:Breakdown | Warden OAP - Call Alarm:Breakdown, unit of measure IT | Warden OAP-WC030101 | Y | Y | Y
M3NHFScheduleOfRatesCode | Warden OAP/Call Alarm:Responsive Repair No Parts | Warden OAP - Call Alarm:Responsive Repair No Parts, unit of measure IT | Warden OAP-WC030103 | Y | Y | Y
M3NHFScheduleOfRatesCode | Warden OAP/Call Alarm:Responsive Repair Parts Ne £40 | Warden OAP - Call Alarm:Responsive Repair Parts Ne £40, unit of measure IT | Warden OAP-WC030105 | Y | Y | Y
M3NHFScheduleOfRatesCode | Warden OAP/Call Alarm:Responsive Repair Parts Ne £100 | Warden OAP - Call Alarm:Responsive Repair Parts Ne £100, unit of measure IT | Warden OAP-WC030107 | Y | Y | Y
M3NHFScheduleOfRatesCode | Warden OAP/Call Alarm:Responsive Repair Parts Ne £150 | Warden OAP - Call Alarm:Responsive Repair Parts Ne £150, unit of measure IT | Warden OAP-WC030109 | Y | Y | Y
M3NHFScheduleOfRatesCode | Warden OAP/Call Alarm:Responsive Repair Parts Ne £250 | Warden OAP - Call Alarm:Responsive Repair Parts Ne £250, unit of measure IT | Warden OAP-WC030111 | Y | Y | Y
M3NHFScheduleOfRatesCode | Warden OAP/Call Alarm:Responsive Repair Parts Ne £500 | Warden OAP - Call Alarm:Responsive Repair Parts Ne £500, unit of measure IT | Warden OAP-WC030113 | Y | Y | Y
M3NHFScheduleOfRatesCode | Warden OAP/Call Alarm:Responsive Repair Parts Ne £1000 | Warden OAP - Call Alarm:Responsive Repair Parts Ne £1000, unit of measure IT | Warden OAP-WC030115 | Y | Y | Y
M3NHFScheduleOfRatesCode | Water Hygiene/Risk Assessment:Water Hygiene Type 1 Scheme | Water Hygiene - Risk Assessment:Water Hygiene Type 1 Scheme, unit of measure IT | Water Hygiene-WH010101 | Y | Y | Y | Y | Y
M3NHFScheduleOfRatesCode | Water Hygiene/Risk Assessment:Water Hygiene Type 2 Scheme | Water Hygiene - Risk Assessment:Water Hygiene Type 2 Scheme, unit of measure IT | Water Hygiene-WH010103 | Y | Y | Y | Y | Y
M3NHFScheduleOfRatesCode | Water Hygiene/Risk Assessment:Water Hygiene Type 3 Scheme | Water Hygiene - Risk Assessment:Water Hygiene Type 3 Scheme, unit of measure IT | Water Hygiene-WH010105 | Y | Y | Y | Y | Y
M3NHFScheduleOfRatesCode | Water Hygiene/Risk Assessment:Water Hygiene Type 4 Scheme | Water Hygiene - Risk Assessment:Water Hygiene Type 4 Scheme, unit of measure IT | Water Hygiene-WH010107 | Y | Y | Y | Y | Y
M3NHFScheduleOfRatesCode | Water Hygiene/Risk Assessment:Water Hygiene Type 5 Scheme | Water Hygiene - Risk Assessment:Water Hygiene Type 5 Scheme, unit of measure IT | Water Hygiene-WH010109 | Y | Y | Y | Y | Y
M3NHFScheduleOfRatesCode | Water Hygiene/Risk Assessment:Water Hygiene Type 6 Scheme | Water Hygiene - Risk Assessment:Water Hygiene Type 6 Scheme, unit of measure IT | Water Hygiene-WH010111 | Y | Y | Y | Y | Y
M3NHFScheduleOfRatesCode | Water Hygiene/Risk Assessment Review:Type 1 Scheme | Water Hygiene - Risk Assessment Review:Type 1 Scheme, unit of measure IT | Water Hygiene-WH010201 | Y | Y | Y | Y | Y
M3NHFScheduleOfRatesCode | Water Hygiene/Risk Assessment Review:Type 2 Scheme | Water Hygiene - Risk Assessment Review:Type 2 Scheme, unit of measure IT | Water Hygiene-WH010203 | Y | Y | Y | Y | Y
M3NHFScheduleOfRatesCode | Water Hygiene/Risk Assessment Review:Type 3 Scheme | Water Hygiene - Risk Assessment Review:Type 3 Scheme, unit of measure IT | Water Hygiene-WH010205 | Y | Y | Y | Y | Y
M3NHFScheduleOfRatesCode | Water Hygiene/Risk Assessment Review:Type 4 Scheme | Water Hygiene - Risk Assessment Review:Type 4 Scheme, unit of measure IT | Water Hygiene-WH010207 | Y | Y | Y | Y | Y
M3NHFScheduleOfRatesCode | Water Hygiene/Risk Assessment Review:Type 5 Scheme | Water Hygiene - Risk Assessment Review:Type 5 Scheme, unit of measure IT | Water Hygiene-WH010209 | Y | Y | Y | Y | Y
M3NHFScheduleOfRatesCode | Water Hygiene/Risk Assessment Review:Type 6 Scheme | Water Hygiene - Risk Assessment Review:Type 6 Scheme, unit of measure IT | Water Hygiene-WH010211 | Y | Y | Y | Y | Y
M3NHFScheduleOfRatesCode | Water Hygiene/Monthly Monitoring:Type 1 Scheme | Water Hygiene - Monthly Monitoring:Type 1 Scheme, unit of measure IT | Water Hygiene-WH010301 | Y | Y | Y | Y | Y
M3NHFScheduleOfRatesCode | Water Hygiene/Monthly Monitoring:Type 2 Scheme | Water Hygiene - Monthly Monitoring:Type 2 Scheme, unit of measure IT | Water Hygiene-WH010303 | Y | Y | Y | Y | Y
M3NHFScheduleOfRatesCode | Water Hygiene/Monthly Monitoring:Type 3 Scheme | Water Hygiene - Monthly Monitoring:Type 3 Scheme, unit of measure IT | Water Hygiene-WH010305 | Y | Y | Y | Y | Y
M3NHFScheduleOfRatesCode | Water Hygiene/Monthly Monitoring:Type 4 Scheme | Water Hygiene - Monthly Monitoring:Type 4 Scheme, unit of measure IT | Water Hygiene-WH010307 | Y | Y | Y | Y | Y
M3NHFScheduleOfRatesCode | Water Hygiene/Monthly Monitoring:Type 5 Scheme | Water Hygiene - Monthly Monitoring:Type 5 Scheme, unit of measure IT | Water Hygiene-WH010309 | Y | Y | Y | Y | Y
M3NHFScheduleOfRatesCode | Water Hygiene/Monthly Monitoring:Type 6 Scheme | Water Hygiene - Monthly Monitoring:Type 6 Scheme, unit of measure IT | Water Hygiene-WH010311 | Y | Y | Y | Y | Y
M3NHFScheduleOfRatesCode | Water Hygiene/6 Monthly Monitoring:Type 1 Scheme | Water Hygiene - 6 Monthly Monitoring:Type 1 Scheme, unit of measure IT | Water Hygiene-WH010501 | Y | Y | Y | Y | Y
M3NHFScheduleOfRatesCode | Water Hygiene/6 Monthly Monitoring:Type 2 Scheme | Water Hygiene - 6 Monthly Monitoring:Type 2 Scheme, unit of measure IT | Water Hygiene-WH010503 | Y | Y | Y | Y | Y
M3NHFScheduleOfRatesCode | Water Hygiene/6 Monthly Monitoring:Type 3 Scheme | Water Hygiene - 6 Monthly Monitoring:Type 3 Scheme, unit of measure IT | Water Hygiene-WH010505 | Y | Y | Y | Y | Y
M3NHFScheduleOfRatesCode | Water Hygiene/6 Monthly Monitoring:Type 4 Scheme | Water Hygiene - 6 Monthly Monitoring:Type 4 Scheme, unit of measure IT | Water Hygiene-WH010507 | Y | Y | Y | Y | Y
M3NHFScheduleOfRatesCode | Water Hygiene/6 Monthly Monitoring:Type 5 Scheme | Water Hygiene - 6 Monthly Monitoring:Type 5 Scheme, unit of measure IT | Water Hygiene-WH010509 | Y | Y | Y | Y | Y
M3NHFScheduleOfRatesCode | Water Hygiene/6 Monthly Monitoring:Type 6 Scheme | Water Hygiene - 6 Monthly Monitoring:Type 6 Scheme, unit of measure IT | Water Hygiene-WH010511 | Y | Y | Y | Y | Y
M3NHFScheduleOfRatesCode | Water Hygiene/Annual Monitoring:Type 1 Scheme | Water Hygiene - Annual Monitoring:Type 1 Scheme, unit of measure IT | Water Hygiene-WH010701 | Y | Y | Y | Y | Y
M3NHFScheduleOfRatesCode | Water Hygiene/Annual Monitoring:Type 2 Scheme | Water Hygiene - Annual Monitoring:Type 2 Scheme, unit of measure IT | Water Hygiene-WH010703 | Y | Y | Y | Y | Y
M3NHFScheduleOfRatesCode | Water Hygiene/Annual Monitoring:Type 3 Scheme | Water Hygiene - Annual Monitoring:Type 3 Scheme, unit of measure IT | Water Hygiene-WH010705 | Y | Y | Y | Y | Y
M3NHFScheduleOfRatesCode | Water Hygiene/Annual Monitoring:Type 4 Scheme | Water Hygiene - Annual Monitoring:Type 4 Scheme, unit of measure IT | Water Hygiene-WH010707 | Y | Y | Y | Y | Y
M3NHFScheduleOfRatesCode | Water Hygiene/Annual Monitoring:Type 5 Scheme | Water Hygiene - Annual Monitoring:Type 5 Scheme, unit of measure IT | Water Hygiene-WH010709 | Y | Y | Y | Y | Y
M3NHFScheduleOfRatesCode | Water Hygiene/Annual Monitoring:Type 6 Scheme | Water Hygiene - Annual Monitoring:Type 6 Scheme, unit of measure IT | Water Hygiene-WH010711 | Y | Y | Y | Y | Y
M3NHFScheduleOfRatesCode | Water Hygiene/Inspection:Record Water Consumption | Water Hygiene - Inspection:Record Water Consumption, unit of measure NO | Water Hygiene-WH020101 | Y | Y | Y | Y | Y
M3NHFScheduleOfRatesCode | Water Hygiene/Inspection:Additional Annual Checks | Water Hygiene - Inspection:Additional Annual Checks, unit of measure NO | Water Hygiene-WH020103 | Y | Y | Y | Y | Y
M3NHFScheduleOfRatesCode | Water Hygiene/Inspection:Visual Internal | Water Hygiene - Inspection:Visual Internal, unit of measure NO | Water Hygiene-WH020107 | Y | Y | Y | Y | Y
M3NHFScheduleOfRatesCode | Water Hygiene/Inspection:Cold Water Services | Water Hygiene - Inspection:Cold Water Services, unit of measure NO | Water Hygiene-WH020109 | Y | Y | Y | Y | Y
M3NHFScheduleOfRatesCode | Water Hygiene/Inspection:Additional On Cold Water Services | Water Hygiene - Inspection:Additional On Cold Water Services, unit of measure NO | Water Hygiene-WH020111 | Y | Y | Y | Y | Y
M3NHFScheduleOfRatesCode | Water Hygiene/Flush And Purge:Unfrequent Used Outlets | Water Hygiene - Flush And Purge:Unfrequent Used Outlets, unit of measure NO | Water Hygiene-WH020113 | Y | Y | Y | Y | Y
M3NHFScheduleOfRatesCode | Water Hygiene/Additional Flush And Purge:Unfrequent Outlets | Water Hygiene - Additional Flush And Purge:Unfrequent Outlets, unit of measure NO | Water Hygiene-WH020115 | Y | Y | Y | Y | Y
M3NHFScheduleOfRatesCode | Water Hygiene/Monitoring For Legionella:Cold Water | Water Hygiene - Monitoring For Legionella:Cold Water, unit of measure NO | Water Hygiene-WH030101 | Y | Y | Y | Y | Y
M3NHFScheduleOfRatesCode | Water Hygiene/Monitoring For Legionella:Additional Cold Water | Water Hygiene - Monitoring For Legionella:Additional Cold Water, unit of measure NO | Water Hygiene-WH030103 | Y | Y | Y | Y | Y
M3NHFScheduleOfRatesCode | Water Hygiene/Monitoring For Legionella:Hot Water | Water Hygiene - Monitoring For Legionella:Hot Water, unit of measure NO | Water Hygiene-WH030201 | Y | Y | Y | Y | Y
M3NHFScheduleOfRatesCode | Water Hygiene/Clean And Chlorinate Shower Head:Upto 1 | Water Hygiene - Clean And Chlorinate Shower Head:Upto 1, unit of measure IT | Water Hygiene-WH050101 | Y | Y | Y | Y | Y
M3NHFScheduleOfRatesCode | Water Hygiene/Clean And Chlorinate Shower Head:Upto 1-6 | Water Hygiene - Clean And Chlorinate Shower Head:Upto 1-6, unit of measure IT | Water Hygiene-WH050103 | Y | Y | Y | Y | Y
M3NHFScheduleOfRatesCode | Water Hygiene/Clean And Chlorinate Shower Head:Upto 6-12 | Water Hygiene - Clean And Chlorinate Shower Head:Upto 6-12, unit of measure IT | Water Hygiene-WH050105 | Y | Y | Y | Y | Y
M3NHFScheduleOfRatesCode | Water Hygiene/Clean And Chlorinate Shower Head:Upto 12-20 | Water Hygiene - Clean And Chlorinate Shower Head:Upto 12-20, unit of measure IT | Water Hygiene-WH050107 | Y | Y | Y | Y | Y
M3NHFScheduleOfRatesCode | Water Hygiene/Clean And Chlorinate Shower Head:Upto 20-30 | Water Hygiene - Clean And Chlorinate Shower Head:Upto 20-30, unit of measure IT | Water Hygiene-WH050109 | Y | Y | Y | Y | Y
M3NHFScheduleOfRatesCode | Water Hygiene/Clean And Chlorinate Shower Head:Over 30 | Water Hygiene - Clean And Chlorinate Shower Head:Over 30, unit of measure IT | Water Hygiene-WH050111 | Y | Y | Y | Y | Y
M3NHFScheduleOfRatesCode | Water Hygiene/Tank:Prepare Tank Room Prior To Works | Water Hygiene - Tank:Prepare Tank Room Prior To Works, unit of measure IT | Water Hygiene-WT010101 | Y | Y | Y | Y | Y
M3NHFScheduleOfRatesCode | Water Hygiene/Tank:Disfect Prior To Tank Cleaning | Water Hygiene - Tank:Disfect Prior To Tank Cleaning, unit of measure IT | Water Hygiene-WT010103 | Y | Y | Y | Y | Y
M3NHFScheduleOfRatesCode | Water Hygiene/Tank:Drain For Cleaning | Water Hygiene - Tank:Drain For Cleaning, unit of measure IT | Water Hygiene-WT010105 | Y | Y | Y | Y | Y
M3NHFScheduleOfRatesCode | Water Hygiene/Tank:Clean Out Internal Surfaces Of Cast Iron Tank | Water Hygiene - Tank:Clean Out Internal Surfaces Of Cast Iron Tank, unit of measure IT | Water Hygiene-WT010107 | Y | Y | Y | Y | Y
M3NHFScheduleOfRatesCode | Water Hygiene/Tank:Clean Out Internal Surfaces Of Steel Tank | Water Hygiene - Tank:Clean Out Internal Surfaces Of Steel Tank, unit of measure IT | Water Hygiene-WT010109 | Y | Y | Y | Y | Y
M3NHFScheduleOfRatesCode | Water Hygiene/Tank:Clean Out Internal Surfaces Plastic/Grp Tank | Water Hygiene - Tank:Clean Out Internal Surfaces Plastic/Grp Tank, unit of measure IT | Water Hygiene-WT010111 | Y | Y | Y | Y | Y
M3NHFScheduleOfRatesCode | Water Hygiene/Tank:Recoat Galvanised Steel Ne 1000 Litre | Water Hygiene - Tank:Recoat Galvanised Steel Ne 1000 Litre, unit of measure IT | Water Hygiene-WT010113 | Y | Y | Y | Y | Y
M3NHFScheduleOfRatesCode | Water Hygiene/Tank:Recoat Galvanised Steel Ne 2000 Litre | Water Hygiene - Tank:Recoat Galvanised Steel Ne 2000 Litre, unit of measure IT | Water Hygiene-WT010115 | Y | Y | Y | Y | Y
M3NHFScheduleOfRatesCode | Water Hygiene/Tank:Recoat Galvanised Steel Ne 4000 Litre | Water Hygiene - Tank:Recoat Galvanised Steel Ne 4000 Litre, unit of measure IT | Water Hygiene-WT010117 | Y | Y | Y | Y | Y
M3NHFScheduleOfRatesCode | Water Hygiene/Tank:Recoat Sectional Cast Iron Ne 2000 Litre | Water Hygiene - Tank:Recoat Sectional Cast Iron Ne 2000 Litre, unit of measure IT | Water Hygiene-WT010119 | Y | Y | Y | Y | Y
M3NHFScheduleOfRatesCode | Water Hygiene/Tank:Recoat Sectional Cast Iron Ne 4000 Litre | Water Hygiene - Tank:Recoat Sectional Cast Iron Ne 4000 Litre, unit of measure IT | Water Hygiene-WT010121 | Y | Y | Y | Y | Y
M3NHFScheduleOfRatesCode | Water Hygiene/Tank:Paint External Surfaces Of Tank | Water Hygiene - Tank:Paint External Surfaces Of Tank, unit of measure SM | Water Hygiene-WT010123 | Y | Y | Y | Y | Y
M3NHFScheduleOfRatesCode | Water Hygiene/Tank:Renew Bolts To Sectional Cast Iron | Water Hygiene - Tank:Renew Bolts To Sectional Cast Iron, unit of measure NO | Water Hygiene-WT010127 | Y | Y | Y | Y | Y
M3NHFScheduleOfRatesCode | Water Hygiene/Tank:Renew Cover To Galv Steel Tank Ne 2000 Litres | Water Hygiene - Tank:Renew Cover To Galv Steel Tank Ne 2000 Litres, unit of measure IT | Water Hygiene-WT010129 | Y | Y | Y | Y | Y
M3NHFScheduleOfRatesCode | Water Hygiene/Tank:Renew Cover To Galv Steel Tank Ne 4000 Litres | Water Hygiene - Tank:Renew Cover To Galv Steel Tank Ne 4000 Litres, unit of measure IT | Water Hygiene-WT010131 | Y | Y | Y | Y | Y
M3NHFScheduleOfRatesCode | Water Hygiene/Tank:Reposition Pipework | Water Hygiene - Tank:Reposition Pipework, unit of measure IT | Water Hygiene-WT010135 | Y | Y | Y | Y | Y
M3NHFScheduleOfRatesCode | Water Hygiene/Tank:Renew 25Mm Ballvalve | Water Hygiene - Tank:Renew 25Mm Ballvalve, unit of measure IT | Water Hygiene-WT020101 | Y | Y | Y | Y | Y
M3NHFScheduleOfRatesCode | Water Hygiene/Tank:Renew 50Mm Ballvalve | Water Hygiene - Tank:Renew 50Mm Ballvalve, unit of measure IT | Water Hygiene-WT020103 | Y | Y | Y | Y | Y
M3NHFScheduleOfRatesCode | Water Hygiene/Tank:Renew 50Mm Float Valve | Water Hygiene - Tank:Renew 50Mm Float Valve, unit of measure IT | Water Hygiene-WT020105 | Y | Y | Y | Y | Y
M3NHFScheduleOfRatesCode | Water Hygiene/Tank:Renew 25Mm Overflow | Water Hygiene - Tank:Renew 25Mm Overflow, unit of measure IT | Water Hygiene-WT020107 | Y | Y | Y | Y | Y
M3NHFScheduleOfRatesCode | Water Hygiene/Tank:Renew 50Mm Overflow | Water Hygiene - Tank:Renew 50Mm Overflow, unit of measure IT | Water Hygiene-WT020109 | Y | Y | Y | Y | Y
M3NHFScheduleOfRatesCode | Water Hygiene/Tank:Provide Insect Screens | Water Hygiene - Tank:Provide Insect Screens, unit of measure IT | Water Hygiene-WT020111 | Y | Y | Y | Y | Y
M3NHFScheduleOfRatesCode | Water Hygiene/Tank:Renew Insulation | Water Hygiene - Tank:Renew Insulation, unit of measure SM | Water Hygiene-WT030101 | Y | Y | Y | Y | Y
M3NHFScheduleOfRatesCode | Water Hygiene/Chemical Disinfection:Chlorinate 1 Circuit | Water Hygiene - Chemical Disinfection:Chlorinate 1 Circuit, unit of measure IT | Water Hygiene-WT040101 | Y | Y | Y | Y | Y
M3NHFScheduleOfRatesCode | Water Hygiene/Chemical Disinfection:Chlorinate 2 Circuits | Water Hygiene - Chemical Disinfection:Chlorinate 2 Circuits, unit of measure IT | Water Hygiene-WT040103 | Y | Y | Y | Y | Y
M3NHFScheduleOfRatesCode | Water Hygiene/Chemical Disinfection:Chlorinate 3 Circuits | Water Hygiene - Chemical Disinfection:Chlorinate 3 Circuits, unit of measure IT | Water Hygiene-WT040105 | Y | Y | Y | Y | Y
M3NHFScheduleOfRatesCode | Water Hygiene/Chemical Disinfection:Chlorinate 4 Circuits | Water Hygiene - Chemical Disinfection:Chlorinate 4 Circuits, unit of measure IT | Water Hygiene-WT040107 | Y | Y | Y | Y | Y
M3NHFScheduleOfRatesCode | Water Hygiene/Chemical Disinfection:Chlorinate 5 Circuits | Water Hygiene - Chemical Disinfection:Chlorinate 5 Circuits, unit of measure IT | Water Hygiene-WT040109 | Y | Y | Y | Y | Y
M3NHFScheduleOfRatesCode | Water Hygiene/Chemical Disinfection:Chlorinate 6 Circuits | Water Hygiene - Chemical Disinfection:Chlorinate 6 Circuits, unit of measure IT | Water Hygiene-WT040111 | Y | Y | Y | Y | Y
M3NHFScheduleOfRatesCode | Water Hygiene/Chemical Disinfection:Chlorinate 1 Cws Tank | Water Hygiene - Chemical Disinfection:Chlorinate 1 Cws Tank, unit of measure IT | Water Hygiene-WT040201 | Y | Y | Y | Y | Y
M3NHFScheduleOfRatesCode | Water Hygiene/Chemical Disinfection:Chlorinate 2 Cws Tanks | Water Hygiene - Chemical Disinfection:Chlorinate 2 Cws Tanks, unit of measure IT | Water Hygiene-WT040203 | Y | Y | Y | Y | Y
M3NHFScheduleOfRatesCode | Water Hygiene/Chemical Disinfection:Chlorinate 3 Cws Tanks | Water Hygiene - Chemical Disinfection:Chlorinate 3 Cws Tanks, unit of measure IT | Water Hygiene-WT040205 | Y | Y | Y | Y | Y
M3NHFScheduleOfRatesCode | Water Hygiene/Chemical Disinfection:Chlorinate 4 Cws Tanks | Water Hygiene - Chemical Disinfection:Chlorinate 4 Cws Tanks, unit of measure IT | Water Hygiene-WT040207 | Y | Y | Y | Y | Y
M3NHFScheduleOfRatesCode | Water Hygiene/Chemical Disinfection:Chlorinate 5 Cws Tanks | Water Hygiene - Chemical Disinfection:Chlorinate 5 Cws Tanks, unit of measure IT | Water Hygiene-WT040209 | Y | Y | Y | Y | Y
M3NHFScheduleOfRatesCode | Water Hygiene/Thermal Disinfection:Hot Water System | Water Hygiene - Thermal Disinfection:Hot Water System, unit of measure IT | Water Hygiene-WT060101 | Y | Y | Y | Y | Y
M3NHFScheduleOfRatesCode | Water Hygiene/Tank:Renew With Ne 317 Litre Grp 1 Piece | Water Hygiene - Tank:Renew With Ne 317 Litre Grp 1 Piece, unit of measure IT | Water Hygiene-WT070101 | Y | Y | Y | Y | Y
M3NHFScheduleOfRatesCode | Water Hygiene/Tank:Renew With Ne 500 Litre Grp 1 Piece | Water Hygiene - Tank:Renew With Ne 500 Litre Grp 1 Piece, unit of measure IT | Water Hygiene-WT070103 | Y | Y | Y | Y | Y
M3NHFScheduleOfRatesCode | Water Hygiene/Tank:Renew With Ne 690 Litre Grp 1 Piece | Water Hygiene - Tank:Renew With Ne 690 Litre Grp 1 Piece, unit of measure IT | Water Hygiene-WT070105 | Y | Y | Y | Y | Y
M3NHFScheduleOfRatesCode | Water Hygiene/Tank:Renew With Ne 765 Litre Grp 1 Piece | Water Hygiene - Tank:Renew With Ne 765 Litre Grp 1 Piece, unit of measure IT | Water Hygiene-WT070107 | Y | Y | Y | Y | Y
M3NHFScheduleOfRatesCode | Water Hygiene/Tank:Renew With Ne 920 Litre Grp 1 Piece | Water Hygiene - Tank:Renew With Ne 920 Litre Grp 1 Piece, unit of measure IT | Water Hygiene-WT070109 | Y | Y | Y | Y | Y
M3NHFScheduleOfRatesCode | Water Hygiene/Tank:Renew With Ne 1048 Litre Grp 1 Piece | Water Hygiene - Tank:Renew With Ne 1048 Litre Grp 1 Piece, unit of measure IT | Water Hygiene-WT070111 | Y | Y | Y | Y | Y
M3NHFScheduleOfRatesCode | Water Hygiene/Tank:Renew With Ne 1254 Litre Grp 1 Piece | Water Hygiene - Tank:Renew With Ne 1254 Litre Grp 1 Piece, unit of measure IT | Water Hygiene-WT070113 | Y | Y | Y | Y | Y
M3NHFScheduleOfRatesCode | Water Hygiene/Tank:Renew Ne 1364 Litre Grp 1 Piece Pre-Insulated | Water Hygiene - Tank:Renew Ne 1364 Litre Grp 1 Piece Pre-Insulated, unit of measure IT | Water Hygiene-WT080101 | Y | Y | Y | Y | Y
M3NHFScheduleOfRatesCode | Water Hygiene/Tank:Renew Ne 1600 Litre Grp 1 Piece Pre-Insulated | Water Hygiene - Tank:Renew Ne 1600 Litre Grp 1 Piece Pre-Insulated, unit of measure IT | Water Hygiene-WT080102 | Y | Y | Y | Y | Y
M3NHFScheduleOfRatesCode | Water Hygiene/Tank:Renew Ne 1820 Litre Grp 1 Piece Pre-Insulated | Water Hygiene - Tank:Renew Ne 1820 Litre Grp 1 Piece Pre-Insulated, unit of measure IT | Water Hygiene-WT080103 | Y | Y | Y | Y | Y
M3NHFScheduleOfRatesCode | Water Hygiene/Tank:Renew Ne 2275 Litre Grp 1 Piece Pre-Insulated | Water Hygiene - Tank:Renew Ne 2275 Litre Grp 1 Piece Pre-Insulated, unit of measure IT | Water Hygiene-WT080105 | Y | Y | Y | Y | Y
M3NHFScheduleOfRatesCode | Water Hygiene/Tank:Renew Ne 2500 Litre Grp 1 Piece Pre-Insulated | Water Hygiene - Tank:Renew Ne 2500 Litre Grp 1 Piece Pre-Insulated, unit of measure IT | Water Hygiene-WT080107 | Y | Y | Y | Y | Y
M3NHFScheduleOfRatesCode | Water Hygiene/Tank:Renew Ne 3000 Litre Grp 1 Piece Pre-Insulated | Water Hygiene - Tank:Renew Ne 3000 Litre Grp 1 Piece Pre-Insulated, unit of measure IT | Water Hygiene-WT080109 | Y | Y | Y | Y | Y
M3NHFScheduleOfRatesCode | Water Hygiene/Tank:Renew Ne 3750 Litre Grp 1 Piece Pre-Insulated | Water Hygiene - Tank:Renew Ne 3750 Litre Grp 1 Piece Pre-Insulated, unit of measure IT | Water Hygiene-WT080111 | Y | Y | Y | Y | Y
M3NHFScheduleOfRatesCode | Water Hygiene/Tank:Renew Ne 4545 Litre Grp 1 Piece Pre-Insulated | Water Hygiene - Tank:Renew Ne 4545 Litre Grp 1 Piece Pre-Insulated, unit of measure IT | Water Hygiene-WT080113 | Y | Y | Y | Y | Y
M3NHFScheduleOfRatesCode | Water Hygiene/Tank:Renew Ne 1364 Litre Grp Sectional Pre-Insul | Water Hygiene - Tank:Renew Ne 1364 Litre Grp Sectional Pre-Insul, unit of measure IT | Water Hygiene-WT080201 | Y | Y | Y | Y | Y
M3NHFScheduleOfRatesCode | Water Hygiene/Tank:Renew Ne 1600 Litre Grp Sectional Pre-Insul | Water Hygiene - Tank:Renew Ne 1600 Litre Grp Sectional Pre-Insul, unit of measure IT | Water Hygiene-WT080202 | Y | Y | Y | Y | Y
M3NHFScheduleOfRatesCode | Water Hygiene/Tank:Renew Ne 1820 Litre Grp Sectional Pre-Insul | Water Hygiene - Tank:Renew Ne 1820 Litre Grp Sectional Pre-Insul, unit of measure IT | Water Hygiene-WT080203 | Y | Y | Y | Y | Y
M3NHFScheduleOfRatesCode | Water Hygiene/Tank:Renew Ne 2275 Litre Grp Sectional Pre-Insul | Water Hygiene - Tank:Renew Ne 2275 Litre Grp Sectional Pre-Insul, unit of measure IT | Water Hygiene-WT080205 | Y | Y | Y | Y | Y
M3NHFScheduleOfRatesCode | Water Hygiene/Tank:Renew Ne 2500 Litre Grp Sectional Pre-Insul | Water Hygiene - Tank:Renew Ne 2500 Litre Grp Sectional Pre-Insul, unit of measure IT | Water Hygiene-WT080207 | Y | Y | Y | Y | Y
M3NHFScheduleOfRatesCode | Water Hygiene/Tank:Renew Ne 3000 Litre Grp Sectional Pre-Insul | Water Hygiene - Tank:Renew Ne 3000 Litre Grp Sectional Pre-Insul, unit of measure IT | Water Hygiene-WT080209 | Y | Y | Y | Y | Y
M3NHFScheduleOfRatesCode | Water Hygiene/Tank:Renew Ne 3750 Litre Grp Sectional Pre-Insul | Water Hygiene - Tank:Renew Ne 3750 Litre Grp Sectional Pre-Insul, unit of measure IT | Water Hygiene-WT080211 | Y | Y | Y | Y | Y
M3NHFScheduleOfRatesCode | Water Hygiene/Tank:Renew Ne 4545 Litre Grp Sectional Pre-Insul | Water Hygiene - Tank:Renew Ne 4545 Litre Grp Sectional Pre-Insul, unit of measure IT | Water Hygiene-WT080213 | Y | Y | Y | Y | Y
M3NHFScheduleOfRatesCode | Water Hygiene/Tank:Renew Ne 10,000 Litre Grp Sectional Pre-Insul | Water Hygiene - Tank:Renew Ne 10,000 Litre Grp Sectional Pre-Insul, unit of measure IT | Water Hygiene-WT080215 | Y | Y | Y | Y | Y
M3NHFScheduleOfRatesCode | Water Hygiene/Calorifier:Clean Out Tank | Water Hygiene - Calorifier:Clean Out Tank, unit of measure IT | Water Hygiene-WT090101 | Y | Y | Y | Y | Y