## Entity & Code List Definitions
Name | Type | Description | Source
AdditionalWork | Entity | Details of any additional work required. Additional work may be a variation of the original work element, or new work not included in the original work element. It does not include more specificity of the work element - this should be given using the More Specific SOR Code attribute.
Address | Entity | Provides various common ways of describing a place. This is a base entity from which several other more specific types of address are derived.
Attachment:BasicAttachment | Entity | A file attachment (by inclusion or via a link) with associated metadata
BasicAttachment | Entity
GeographicalLocation | Entity | The geospatial reference coordinates and/or polyline and elevation.
Keysafe | Entity | Details of any keysafe location and access code that may be required to obtain access to premises, for example to complete work.
Point | Entity | Gives details of a coordinate point of a Polygon
PostalAddress:Address | Entity | An address representing a delivery point for mail, often within a building, and optionally for the attention of a specific person or department.
Property | Entity | Part of the spatial hierarchy that describes a physical building or structure. Properties have a strict relationship with both Sites and Floors: a Property can be within one and only one Site, and wholly contains zero or more Floors. Properties may be contiguous with adjacent properties (whether or not they belong to the same Site) or discrete (separated by land or other features). For contiguous/connected buildings, identification of where Property boundaries lie can be determined by considering the following: (i) if the users of the building have a specific name for it - for example 'North Tower', then it should be considered a separate Property even if it is physically connected to another Property at lower levels (and the low-level connecting structures are likely to be considered their own, separate Property); (ii) a Property is a physical description of space that is composed of a number of floors that - for the most part - are arranged one on top of the other (i.e. each floor is completely or largely overlapping the floor below). Properties also usually allow containment to be determined - someone or something should be either "in" or "out" of the Property. This can be particularly helpful when understanding Properties that represent outside structures like surface parking, play areas or sports fields.
PropertyAddress:PostalAddress | Entity | The physical address of a property or unit within a property including a department or organizational unit and 'attention of' details.
Quantity | Entity | Specifies the amount of a particular product, service or work. For example, this may be a count of the number of assets (e.g. number of boilers) or an area (e.g. the total area of roof to be replaced).
RateScheduleItem | Entity | An item from a standard or agreed schedule of rates, for example the M3/NHF standard Schedule of Rates
Reference | Entity | Records a reference or identifier together with who has allocated the reference (by name/system and by role)
RequestAdditionalWorkApproval | Entity
Site | Entity | Part of the spatial hierarchy that describes a physical parcel of land and the buildings and facilities on, under or above that land parcel. Sites are assumed to be continuous, that it so say not divided by other parcels or features (for example roads) that are not part of the site. However, particularly in residential sites, the concept of an "estate" can also be represented as a site, notwithstanding the presence of (adopted) roads subdividing the site in to discontinuous parts.
Unit | Entity | A logical portion of one or more Properties - possibly including the entirety of a Property - that share some common attribute(s), for example (and most commonly) are part of a particular lease demise. A Unit may or may not specify specific Spaces that it is composed of, but irrespective of this specificity, can nonetheless contain information about the implied physical space - for example its measured area.
WorkElement | Entity | Details of the work element and more specific SOR codes identified
WorkOrder | Entity | Details of the work to be done (including the location) that can be used to determine the resources required when establishing available appointments. This Work Order may have one or more Work Elements, and available appointments must be provided for each Work Element included.
CountryCode | Code List | Uniquely identifies the country using a code such as that specified in ISO 3166 and UN/ECE Rec 3.
M3NHFScheduleOfRatesCode | Code List | A standard SOR code from the M3/NHF Schedule of Rates | M3 Housing
UNECEUnitOfMeasurementCode | Code List | United Nations CEFACT Recommendation 20 - Codes for Units of Measure Used in International Trade | UN/CEFACT

## Attributes
Entity | Attribute | Type | Documentation | Min Length | Max Length | Pattern | Cardinality | Association | RequestAdditionalWorkApproval
AdditionalWork | OriginalWorkOrder | WorkOrder | The work order that has caused this additional work to be identified |  |  |  | 1-1 | Composition | ByRef
AdditionalWork | AdditionalWorkOrder | WorkOrder | The additional work that has been identified |  |  |  | 1-1 | Composition | Y
AdditionalWork | ReasonRequired | string | A description of why this additional work is required | [5 empty] | Y
AdditionalWork | Evidence | Attachment | Evidence supporting the need for the additional work. This may include photographs or video. |  |  |  | 1-* | Composition | Y
Address | Postbox | string | A post office box number or a numbered post box in a post office assigned to a person or organization where letters for them are kept until called for, used as part of an address. | [5 empty] | Y
Address | Room | string | identifies the room, suite or apartment as part of an address. | [5 empty] | Y
Address | Department | string | An addressable department of an organization. E.g. 'Accounts Payable' Where a department is used to identify the delivery point, the name of the department | [5 empty] | Y
Address | Floor | string | To identify, by name or number, of the floor in a building, as part of an address. | [5 empty] | Y
Address | Plot | string | A textual description of a small piece of land on which this address is located. | [5 empty] | Y
Address | BuildingNumber | string | The number of a building or house on a street of this address. | [5 empty] | Y
Address | BuildingName | string | The name of the building or house on a street of this address | [5 empty] | Y
Address | ComplexName | string | Where the address is within a complex, scheme or site, the name of the complex | [5 empty] | Y
Address | StreetName | string | Name of a street or thoroughfare | [5 empty] | Y
Address | CityName | string | The name of the city, town or village of this address. | [5 empty] | Y
Address | Country | CountryCode | To provide country information related to this address. The country of the address (not the country code) | [5 empty] | Y
Address | AddressLine | string | Where the address cannot be separated into the explicit fields, use this as the generic 'address lines' for the address |  |  |  | 1-0..7 |  | Y
Address | Type | string | Optional name of this address to distinguish it from other address attached to the same entity | [5 empty] | Y
Address | PostalCode | string | The identifier for one or more properties according to the postal service of that country; a group of letters and/or numbers added to the postal address to assist in the sorting of mail. E.g. UK postcode or US zip code | [5 empty] | Y
Attachment:BasicAttachment | Filename | string | The file system name of the file that is attached - used as the default or suggested name if the file is 'saved'. | [5 empty] | Y
Attachment:BasicAttachment | AsOfDate | date | The last date for which the information in the attachment has been verified to be current. Also the effective date, for example the date a photograph was taken. | [5 empty] | Y
Attachment:BasicAttachment | Reference | Reference | Any unique references that have been established for this document |  |  |  | 1-* | Composition | Y
Attachment:BasicAttachment | URI | string | If the attachment is available via a link, the uniform resource identifier (URI) of the attachment. This may be a public link, or a private link to which the recipient has access. |  |  |  | 1-0..1 |  | Y
Attachment:BasicAttachment | Title | string | Title or caption for the attached file or document |  |  |  | 1-0..1 |  | Y
Attachment:BasicAttachment | EmbeddedFileBinaryObject | string(base64encoded) | An electronic representation of the attachment encoded into text using Base64 content encoding. For more details on this encoding, see https://en.wikipedia.org/wiki/Base64 |  |  |  | 1-0..1 |  | Y
Attachment:BasicAttachment | Description | string | A description of the contents of the attached file or document to help a reader establish if this is the correct file before opening |  |  |  | 1-0..1 |  | Y
Attachment:BasicAttachment | CopyrightNotices | string | Text description of any legal or copyright notices that may apply to the file in question |  |  |  | 1-0..1 |  | Y
BasicAttachment | URI | string | If the attachment is available via a link, the uniform resource identifier (URI) of the attachment. This may be a public link, or a private link to which the recipient has access. |  |  |  | 1-0..1 |  | Y
BasicAttachment | Title | string | Title or caption for the attached file or document |  |  |  | 1-0..1 |  | Y
BasicAttachment | EmbeddedFileBinaryObject | string(base64encoded) | An electronic representation of the attachment encoded into text using Base64 content encoding. For more details on this encoding, see https://en.wikipedia.org/wiki/Base64 |  |  |  | 1-0..1 |  | Y
BasicAttachment | Description | string | A description of the contents of the attached file or document to help a reader establish if this is the correct file before opening |  |  |  | 1-0..1 |  | Y
BasicAttachment | CopyrightNotices | string | Text description of any legal or copyright notices that may apply to the file in question |  |  |  | 1-0..1 |  | Y
GeographicalLocation | Longitude | string | Geographic coordinate of longitude, easting or other orthogonally equivalent measure in the reference system indicated by CoordinateReferenceSystemCode, as a decimal fraction (+-180.000000). Positives are east and negatives are west. |  |  |  | 1-* |  | Y
GeographicalLocation | Latitude | string | Geographic coordinate of latitude, northting or other orthogonally equivalent measure in the reference system indicated by CoordinateReferenceSystemCode, as a decimal fraction (+-90.000000). Positives are north and negatives are south. |  |  |  | 1-* |  | Y
GeographicalLocation | Elevation | string | Height above the Elevation Reference defined by the Elevation Reference System. |  |  |  | 1-* |  | Y
GeographicalLocation | ElevationReferenceSystem | string | Indicates a standard frame of reference on the earth for vertical elevation. |  |  |  | 1-* |  | Y
GeographicalLocation | PositionalAccuracy | string |  |  |  |  | 1-0..1 |  | Y
GeographicalLocation | Polyline | Point | Where the location being identified is no a point but an area, it canbe described by a set of Points that, when joined in sequence by straight lines, with the last point being joined to the first point, specify the boundary of the area. |  |  |  | 1-* | Composition | Y
Keysafe | Location | string | The location within the property of the keysafe | [5 empty] | Y
Keysafe | Code | string | If the keysafe is code accessed, this is the access code | [5 empty] | Y
Point | Sequence | integer | Specifies the order of sequence this point is within the Polygon |  |  |  | 1-1 |  | Y
Point | Easting | double | The national grid Easting coordinate of this coordinate point (in metres), or, where the context specifies, the easting or longitude coordinate in the corresponding Coorindate Reference System. |  |  |  | 1-1 |  | Y
Point | Northing | double | The national grid Northing coordinate of this coordinate point (in metres), or, where the context specifies, the northing or latitude coordinate in the corresponding Coorindate Reference System. |  |  |  | 1-1 |  | Y
PostalAddress:Address | Postbox | string | A post office box number or a numbered post box in a post office assigned to a person or organization where letters for them are kept until called for, used as part of an address. | [5 empty] | Y
PostalAddress:Address | Room | string | identifies the room, suite or apartment as part of an address. | [5 empty] | Y
PostalAddress:Address | Department | string | An addressable department of an organization. E.g. 'Accounts Payable' Where a department is used to identify the delivery point, the name of the department | [5 empty] | Y
PostalAddress:Address | Floor | string | To identify, by name or number, of the floor in a building, as part of an address. | [5 empty] | Y
PostalAddress:Address | Plot | string | A textual description of a small piece of land on which this address is located. | [5 empty] | Y
PostalAddress:Address | BuildingNumber | string | The number of a building or house on a street of this address. | [5 empty] | Y
PostalAddress:Address | BuildingName | string | The name of the building or house on a street of this address | [5 empty] | Y
PostalAddress:Address | ComplexName | string | Where the address is within a complex, scheme or site, the name of the complex | [5 empty] | Y
PostalAddress:Address | StreetName | string | Name of a street or thoroughfare | [5 empty] | Y
PostalAddress:Address | CityName | string | The name of the city, town or village of this address. | [5 empty] | Y
PostalAddress:Address | Country | CountryCode | To provide country information related to this address. The country of the address (not the country code) | [5 empty] | Y
PostalAddress:Address | AddressLine | string | Where the address cannot be separated into the explicit fields, use this as the generic 'address lines' for the address |  |  |  | 1-0..7 |  | Y
PostalAddress:Address | Type | string | Optional name of this address to distinguish it from other address attached to the same entity | [5 empty] | Y
PostalAddress:Address | PostalCode | string | The identifier for one or more properties according to the postal service of that country; a group of letters and/or numbers added to the postal address to assist in the sorting of mail. E.g. UK postcode or US zip code | [5 empty] | Y
Property | Address | PropertyAddress | This is the address of the property. |  |  |  | 1-0..1 | Composition | Y
Property | Unit | Unit | Physical units of a property eg a floor or part of a floor within a multi storey building or an individual shed on an industrial estate. |  |  |  | 1-* | Composition | Y
Property | MasterKeySystem | string | ? - taken from Unit | [5 empty] | Y
Property | GeographicalLocation | GeographicalLocation | Describes geographical location information. |  |  |  |  | Composition | Y
PropertyAddress:PostalAddress | Postbox | string | A post office box number or a numbered post box in a post office assigned to a person or organization where letters for them are kept until called for, used as part of an address. | [5 empty] | Y
PropertyAddress:PostalAddress | Room | string | identifies the room, suite or apartment as part of an address. | [5 empty] | Y
PropertyAddress:PostalAddress | Department | string | An addressable department of an organization. E.g. 'Accounts Payable' Where a department is used to identify the delivery point, the name of the department | [5 empty] | Y
PropertyAddress:PostalAddress | Floor | string | To identify, by name or number, of the floor in a building, as part of an address. | [5 empty] | Y
PropertyAddress:PostalAddress | Plot | string | A textual description of a small piece of land on which this address is located. | [5 empty] | Y
PropertyAddress:PostalAddress | BuildingNumber | string | The number of a building or house on a street of this address. | [5 empty] | Y
PropertyAddress:PostalAddress | BuildingName | string | The name of the building or house on a street of this address | [5 empty] | Y
PropertyAddress:PostalAddress | ComplexName | string | Where the address is within a complex, scheme or site, the name of the complex | [5 empty] | Y
PropertyAddress:PostalAddress | StreetName | string | Name of a street or thoroughfare | [5 empty] | Y
PropertyAddress:PostalAddress | CityName | string | The name of the city, town or village of this address. | [5 empty] | Y
PropertyAddress:PostalAddress | Country | CountryCode | To provide country information related to this address. The country of the address (not the country code) | [5 empty] | Y
PropertyAddress:PostalAddress | AddressLine | string | Where the address cannot be separated into the explicit fields, use this as the generic 'address lines' for the address |  |  |  | 1-0..7 |  | Y
PropertyAddress:PostalAddress | Type | string | Optional name of this address to distinguish it from other address attached to the same entity | [5 empty] | Y
PropertyAddress:PostalAddress | PostalCode | string | The identifier for one or more properties according to the postal service of that country; a group of letters and/or numbers added to the postal address to assist in the sorting of mail. E.g. UK postcode or US zip code | [5 empty] | Y
Quantity | Amount | double | The quantity of a commodity to which the expenditure or revenue refers |  |  |  | 1-* |  | Y
Quantity | UnitOfMeasurementCode | UNECEUnitOfMeasurementCode | Code defining the units of measurement. | [5 empty] | ~70;80
RateScheduleItem | M3NHFSORCode | M3NHFScheduleOfRatesCode | A standard SOR code from the M3/NHF Schedule of Rates | [5 empty] | V(6;6.1;6.2;6.3;7)
RateScheduleItem | CustomCode | string | If this is not a standard code (e.g. from a schedule), provide the custom code here | [5 empty] | Y
RateScheduleItem | CustomName | string | If this is not a standard code (e.g. from a schedule), provide the name for this custom code here | [5 empty] | Y
RateScheduleItem | Quantity | Quantity | The quantity of the specified SOR code required |  |  |  | 1-0..1 | Composition | Y
Reference | ID | string | The actual reference number or string used to identify a particular entity in a system or process. |  |  |  | 1-1 |  | Y
Reference | Description | string | An optional description for the reference, or more detail about this reference or who has allocated the reference. For example, this can be used to specify that this reference is a bar code attached to some physical component. | [5 empty] | Y
Reference | AllocatedBy | string | An identifier of the organization and/or system that allocated this identifier - this could be the name of the organization and/or system or something that identifies the specific instance of a system or database where the ID originated. | [5 empty] | Y
RequestAdditionalWorkApproval | Reference | Reference | The reference of this request for approval |  |  |  | 1-0..1 | Composition | Y
RequestAdditionalWorkApproval | AdditionalWork | AdditionalWork | The additional work for which approval is being requested |  |  |  | 1-1 | Composition | Y
Site | Name | string | Formal Name. Eg Corporate Headquarters site |  |  |  | 1-0..1 |  | Y
Site | GeographicalLocation | GeographicalLocation | The geospatial reference coordinates and/or polyline and elevation of this site (or a specific location within the site) |  |  |  | 1-0..1 | Composition | Y
Site | Property | Property | The property or properties that comprise this site. |  |  |  | 1-* | Aggregation | Y
Unit | Address | PropertyAddress | Can include grid reference (GeographicLocation) |  |  |  | 1-0..1 | Composition | Y
Unit | Reference | Reference | Unique reference for this Unit that distinguishes it from other Units. |  |  |  | 1-* | Composition | Y
Unit | Keysafe | Keysafe | If a keysafe is fitted, contains details of the keysafe |  |  |  | 1..*-0..1 | Aggregation | Y
WorkElement | Reference | Reference | A unique reference for this work element |  |  |  | 1-0..1 | Composition | Y
WorkElement | RateScheduleItem | RateScheduleItem | An item from a standard or agreed schedule of rates, for example the M3/NHF standard Schedule of Rates |  |  |  | 1-1..* | Composition | Y
WorkOrder | DescriptionOfWork | string | A written or verbal account, representation, or explanation of the problem, incident or situation to be corrected or resolved Description of work either from SOR standard coding or private code |  |  |  | 1-1 |  | Y
WorkOrder | EstimatedLaborHours | double | Projected time in effort to complete the work, expressed in hours |  |  |  | 1-0..1 |  | Y
WorkOrder | Reference | Reference | A unique reference given by the originating system which links the Work Order back to the originating system. |  |  |  | 1-1..* | Composition | Y
WorkOrder | Site | Site | The site at which the work is to take place |  |  |  | *-1 | Aggregation | Y
WorkOrder | WorkElement | WorkElement | One or more specific work elements or jobs that make up this work order. Each work element can have just one SOR code, although this may be a generic code. However, the code will determine one and only one trade. |  |  |  | 1-* | Composition | Y

## Codes
Code List | Name | Documentation | Code
CountryCode | Andorra | Andorra | AD
CountryCode | United Arab Emirates | United Arab Emirates | AE
CountryCode | Afghanistan | Afghanistan | AF
CountryCode | Antigua and Barbuda | Antigua and Barbuda | AG
CountryCode | Anguilla | Anguilla | AI
CountryCode | Albania | Albania | AL
CountryCode | Armenia | Armenia | AM
CountryCode | Angola | Angola | AO
CountryCode | Antarctica | Antarctica | AQ
CountryCode | Argentina | Argentina | AR
CountryCode | American Samoa | American Samoa | AS
CountryCode | Austria | Austria | AT
CountryCode | Australia | Australia | AU
CountryCode | Aruba | Aruba | AW
CountryCode | Aland Islands | Aland Islands | AX
CountryCode | Azerbaijan | Azerbaijan | AZ
CountryCode | Bosnia and Herzegovina | Bosnia and Herzegovina | BA
CountryCode | Barbados | Barbados | BB
CountryCode | Bangladesh | Bangladesh | BD
CountryCode | Belgium | Belgium | BE
CountryCode | Burkina Faso | Burkina Faso | BF
CountryCode | Bulgaria | Bulgaria | BG
CountryCode | Bahrain | Bahrain | BH
CountryCode | Burundi | Burundi | BI
CountryCode | Benin | Benin | BJ
CountryCode | Saint Barthélemy | Saint Barthélemy | BL
CountryCode | Bermuda | Bermuda | BM
CountryCode | Brunei Darussalam | Brunei Darussalam | BN
CountryCode | Bolivia | Bolivia | BO
CountryCode | Bonaire, Sint Eustatius and Saba | Bonaire, Sint Eustatius and Saba | BQ
CountryCode | Brazil | Brazil | BR
CountryCode | Bahamas | Bahamas | BS
CountryCode | Bhutan | Bhutan | BT
CountryCode | Botswana | Botswana | BW
CountryCode | Belarus | Belarus | BY
CountryCode | Belize | Belize | BZ
CountryCode | Canada | Canada | CA
CountryCode | Cocos (Keeling) Islands | Cocos (Keeling) Islands | CC
CountryCode | Congo, The Democratic Republic of the | Congo, The Democratic Republic of the | CD
CountryCode | Central African Republic | Central African Republic | CF
CountryCode | Congo | Congo | CG
CountryCode | Switzerland | Switzerland | CH
CountryCode | Côte d'Ivoire | Côte d'Ivoire | CI
CountryCode | Cook Islands | Cook Islands | CK
CountryCode | Chile | Chile | CL
CountryCode | Cameroon | Cameroon | CM
CountryCode | China | China | CN
CountryCode | Colombia | Colombia | CO
CountryCode | Costa Rica | Costa Rica | CR
CountryCode | Cuba | Cuba | CU
CountryCode | Cape Verde | Cape Verde | CV
CountryCode | Curacao | Curacao | CW
CountryCode | Christmas Island | Christmas Island | CX
CountryCode | Cyprus | Cyprus | CY
CountryCode | Czech Republic | Czech Republic | CZ
CountryCode | Germany | Germany | DE
CountryCode | Djibouti | Djibouti | DJ
CountryCode | Denmark | Denmark | DK
CountryCode | Dominica | Dominica | DM
CountryCode | Dominican Republic | Dominican Republic | DO
CountryCode | Algeria | Algeria | DZ
CountryCode | Ecuador | Ecuador | EC
CountryCode | Estonia | Estonia | EE
CountryCode | Egypt | Egypt | EG
CountryCode | Western Sahara | Western Sahara | EH
CountryCode | Eritrea | Eritrea | ER
CountryCode | Spain | Spain | ES
CountryCode | Ethiopia | Ethiopia | ET
CountryCode | Finland | Finland | FI
CountryCode | Fiji | Fiji | FJ
CountryCode | Falkland Islands (Malvinas) | Falkland Islands (Malvinas) | FK
CountryCode | Micronesia, Federated States of | Micronesia, Federated States of | FM
CountryCode | Faroe Islands | Faroe Islands | FO
CountryCode | France | France | FR
CountryCode | Gabon | Gabon | GA
CountryCode | United Kingdom | United Kingdom | GB
CountryCode | Grenada | Grenada | GD
CountryCode | Georgia | Georgia | GE
CountryCode | French Guiana | French Guiana | GF
CountryCode | Guernsey | Guernsey | GG
CountryCode | Ghana | Ghana | GH
CountryCode | Gibraltar | Gibraltar | GI
CountryCode | Greenland | Greenland | GL
CountryCode | Gambia | Gambia | GM
CountryCode | Guinea | Guinea | GN
CountryCode | Guadeloupe | Guadeloupe | GP
CountryCode | Equatorial Guinea | Equatorial Guinea | GQ
CountryCode | Greece | Greece | GR
CountryCode | South Georgia and the South Sandwich Islands | South Georgia and the South Sandwich Islands | GS
CountryCode | Guatemala | Guatemala | GT
CountryCode | Guam | Guam | GU
CountryCode | Guinea-Bissau | Guinea-Bissau | GW
CountryCode | Guyana | Guyana | GY
CountryCode | Hong Kong | Hong Kong | HK
CountryCode | Heard Island and McDonald Islands | Heard Island and McDonald Islands | HM
CountryCode | Honduras | Honduras | HN
CountryCode | Croatia | Croatia | HR
CountryCode | Haiti | Haiti | HT
CountryCode | Hungary | Hungary | HU
CountryCode | Indonesia | Indonesia | ID
CountryCode | Ireland | Ireland | IE
CountryCode | Israel | Israel | IL
CountryCode | Isle of Man | Isle of Man | IM
CountryCode | India | India | IN
CountryCode | British Indian Ocean Territory | British Indian Ocean Territory | IO
CountryCode | Iraq | Iraq | IQ
CountryCode | Iran, Islamic Republic of | Iran, Islamic Republic of | IR
CountryCode | Iceland | Iceland | IS
CountryCode | Italy | Italy | IT
CountryCode | Jersey | Jersey | JE
CountryCode | Jamaica | Jamaica | JM
CountryCode | Jordan | Jordan | JO
CountryCode | Japan | Japan | JP
CountryCode | Kenya | Kenya | KE
CountryCode | Kyrgyzstan | Kyrgyzstan | KG
CountryCode | Cambodia | Cambodia | KH
CountryCode | Kiribati | Kiribati | KI
CountryCode | Comoros | Comoros | KM
CountryCode | Saint Kitts and Nevis | Saint Kitts and Nevis | KN
CountryCode | Korea, Democratic People's Republic of | Korea, Democratic People's Republic of | KP
CountryCode | Korea, Republic of | Korea, Republic of | KR
CountryCode | Kuwait | Kuwait | KW
CountryCode | Cayman Islands | Cayman Islands | KY
CountryCode | Kazakhstan | Kazakhstan | KZ
CountryCode | Lao People's Democratic Republic | Lao People's Democratic Republic | LA
CountryCode | Lebanon | Lebanon | LB
CountryCode | Saint Lucia | Saint Lucia | LC
CountryCode | Liechtenstein | Liechtenstein | LI
CountryCode | Sri Lanka | Sri Lanka | LK
CountryCode | Liberia | Liberia | LR
CountryCode | Lesotho | Lesotho | LS
CountryCode | Lithuania | Lithuania | LT
CountryCode | Luxembourg | Luxembourg | LU
CountryCode | Latvia | Latvia | LV
CountryCode | Libya | Libya | LY
CountryCode | Morocco | Morocco | MA
CountryCode | Monaco | Monaco | MC
CountryCode | Moldova, Republic of | Moldova, Republic of | MD
CountryCode | Montenegro | Montenegro | ME
CountryCode | Saint Martin (French Part) | Saint Martin (French Part) | MF
CountryCode | Madagascar | Madagascar | MG
CountryCode | Marshall Islands | Marshall Islands | MH
CountryCode | Macedonia, The former Yugoslav Republic of | Macedonia, The former Yugoslav Republic of | MK
CountryCode | Mali | Mali | ML
CountryCode | Myanmar | Myanmar | MM
CountryCode | Mongolia | Mongolia | MN
CountryCode | Macao | Macao | MO
CountryCode | Northern Mariana Islands | Northern Mariana Islands | MP
CountryCode | Martinique | Martinique | MQ
CountryCode | Mauritania | Mauritania | MR
CountryCode | Montserrat | Montserrat | MS
CountryCode | Malta | Malta | MT
CountryCode | Mauritius | Mauritius | MU
CountryCode | Maldives | Maldives | MV
CountryCode | Malawi | Malawi | MW
CountryCode | Mexico | Mexico | MX
CountryCode | Malaysia | Malaysia | MY
CountryCode | Mozambique | Mozambique | MZ
CountryCode | Namibia | Namibia | NA
CountryCode | New Caledonia | New Caledonia | NC
CountryCode | Niger | Niger | NE
CountryCode | Norfolk Island | Norfolk Island | NF
CountryCode | Nigeria | Nigeria | NG
CountryCode | Nicaragua | Nicaragua | NI
CountryCode | Netherlands | Netherlands | NL
CountryCode | Norway | Norway | NO
CountryCode | Nepal | Nepal | NP
CountryCode | Nauru | Nauru | NR
CountryCode | Niue | Niue | NU
CountryCode | New Zealand | New Zealand | NZ
CountryCode | Oman | Oman | OM
CountryCode | Panama | Panama | PA
CountryCode | Peru | Peru | PE
CountryCode | French Polynesia | French Polynesia | PF
CountryCode | Papua New Guinea | Papua New Guinea | PG
CountryCode | Philippines | Philippines | PH
CountryCode | Pakistan | Pakistan | PK
CountryCode | Poland | Poland | PL
CountryCode | Saint Pierre and Miquelon | Saint Pierre and Miquelon | PM
CountryCode | Pitcairn | Pitcairn | PN
CountryCode | Puerto Rico | Puerto Rico | PR
CountryCode | Palestine, State of | Palestine, State of | PS
CountryCode | Portugal | Portugal | PT
CountryCode | Palau | Palau | PW
CountryCode | Paraguay | Paraguay | PY
CountryCode | Qatar | Qatar | QA
CountryCode | Reunion | Reunion | RE
CountryCode | Romania | Romania | RO
CountryCode | Serbia | Serbia | RS
CountryCode | Russian Federation | Russian Federation | RU
CountryCode | Rwanda | Rwanda | RW
CountryCode | Saudi Arabia | Saudi Arabia | SA
CountryCode | Solomon Islands | Solomon Islands | SB
CountryCode | Seychelles | Seychelles | SC
CountryCode | Sudan | Sudan | SD
CountryCode | Sweden | Sweden | SE
CountryCode | Singapore | Singapore | SG
CountryCode | Saint Helena, Ascension and Tristan Da Cunha | Saint Helena, Ascension and Tristan Da Cunha | SH
CountryCode | Slovenia | Slovenia | SI
CountryCode | Svalbard and Jan Mayen | Svalbard and Jan Mayen | SJ
CountryCode | Slovakia | Slovakia | SK
CountryCode | Sierra Leone | Sierra Leone | SL
CountryCode | San Marino | San Marino | SM
CountryCode | Senegal | Senegal | SN
CountryCode | Somalia | Somalia | SO
CountryCode | Suriname | Suriname | SR
CountryCode | South Sudan | South Sudan | SS
CountryCode | Sao Tome and Principe | Sao Tome and Principe | ST
CountryCode | El Salvador | El Salvador | SV
CountryCode | Sint Maarten (Dutch Part) | Sint Maarten (Dutch Part) | SX
CountryCode | Syrian Arab Republic | Syrian Arab Republic | SY
CountryCode | Swaziland | Swaziland | SZ
CountryCode | Turks and Caicos Islands | Turks and Caicos Islands | TC
CountryCode | Chad | Chad | TD
CountryCode | French Southern Territories | French Southern Territories | TF
CountryCode | Togo | Togo | TG
CountryCode | Thailand | Thailand | TH
CountryCode | Tajikistan | Tajikistan | TJ
CountryCode | Tokelau | Tokelau | TK
CountryCode | Timor-Leste | Timor-Leste | TL
CountryCode | Turkmenistan | Turkmenistan | TM
CountryCode | Tunisia | Tunisia | TN
CountryCode | Tonga | Tonga | TO
CountryCode | Turkey | Turkey | TR
CountryCode | Trinidad and Tobago | Trinidad and Tobago | TT
CountryCode | Tuvalu | Tuvalu | TV
CountryCode | Taiwan, Province of China | Taiwan, Province of China | TW
CountryCode | Tanzania, United Republic of | Tanzania, United Republic of | TZ
CountryCode | Ukraine | Ukraine | UA
CountryCode | Uganda | Uganda | UG
CountryCode | United States Minor Outlying Islands | United States Minor Outlying Islands | UM
CountryCode | United States | United States | US
CountryCode | Uruguay | Uruguay | UY
CountryCode | Uzbekistan | Uzbekistan | UZ
CountryCode | Holy See (Vatican City State) | Holy See (Vatican City State) | VA
CountryCode | Saint Vincent and the Grenadines | Saint Vincent and the Grenadines | VC
CountryCode | Venezuela | Venezuela | VE
CountryCode | Virgin Islands, British | Virgin Islands, British | VG
CountryCode | Virgin Islands, U.S. | Virgin Islands, U.S. | VI
CountryCode | Viet Nam | Viet Nam | VN
CountryCode | Vanuatu | Vanuatu | VU
CountryCode | Wallis and Futuna | Wallis and Futuna | WF
CountryCode | Samoa | Samoa | WS
CountryCode | Installations in International Waters | Installations in International Waters | XZ
CountryCode | Yemen | Yemen | YE
CountryCode | Mayotte | Mayotte | YT
CountryCode | South Africa | South Africa | ZA
CountryCode | Zambia | Zambia | ZM
CountryCode | Zimbabwe | Zimbabwe | ZW
UNECEUnitOfMeasurementCode | Ball | Ball | AA
UNECEUnitOfMeasurementCode | Bulk Pack | Bulk Pack | AB
UNECEUnitOfMeasurementCode | Acre | Acre | AC
UNECEUnitOfMeasurementCode | Bytes | Bytes | AD
UNECEUnitOfMeasurementCode | Amperes per Meter | Amperes per Meter | AE
UNECEUnitOfMeasurementCode | Centigram | Centigram | AF
UNECEUnitOfMeasurementCode | Angstrom | Angstrom | AG
UNECEUnitOfMeasurementCode | Additional Minutes | Additional Minutes | AH
UNECEUnitOfMeasurementCode | Average Minutes Per Call | Average Minutes Per Call | AI
UNECEUnitOfMeasurementCode | Cop | Cop | AJ
UNECEUnitOfMeasurementCode | Fathom | Fathom | AK
UNECEUnitOfMeasurementCode | Access Lines | Access Lines | AL
UNECEUnitOfMeasurementCode | Ampoule | Ampoule | AM
UNECEUnitOfMeasurementCode | Minutes or Messages | Minutes or Messages | AN
UNECEUnitOfMeasurementCode | Ampere-turn | Ampere-turn | AO
UNECEUnitOfMeasurementCode | Aluminum Pounds Only | Aluminum Pounds Only | AP
UNECEUnitOfMeasurementCode | Anti-hemophilic Factor (AHF) Units | Anti-hemophilic Factor (AHF) Units | AQ
UNECEUnitOfMeasurementCode | Suppository | Suppository | AR
UNECEUnitOfMeasurementCode | Assortment | Assortment | AS
UNECEUnitOfMeasurementCode | Atmosphere | Atmosphere | AT
UNECEUnitOfMeasurementCode | Ocular Insert System | Ocular Insert System | AU
UNECEUnitOfMeasurementCode | Capsule | Capsule | AV
UNECEUnitOfMeasurementCode | Powder-Filled Vials | Powder-Filled Vials | AW
UNECEUnitOfMeasurementCode | Twenty | Twenty | AX
UNECEUnitOfMeasurementCode | Assembly | Assembly | AY
UNECEUnitOfMeasurementCode | British Thermal Units (BTUs) per Pound | British Thermal Units (BTUs) per Pound | AZ
UNECEUnitOfMeasurementCode | Dollars per Hours | Dollars per Hours | A8
UNECEUnitOfMeasurementCode | Bale | Bale | BA
UNECEUnitOfMeasurementCode | Base Box | Base Box | BB
UNECEUnitOfMeasurementCode | Bucket | Bucket | BC
UNECEUnitOfMeasurementCode | Bundle | Bundle | BD
UNECEUnitOfMeasurementCode | Beam | Beam | BE
UNECEUnitOfMeasurementCode | Board Feet | Board Feet | BF
UNECEUnitOfMeasurementCode | Bag | Bag | BG
UNECEUnitOfMeasurementCode | Brush | Brush | BH
UNECEUnitOfMeasurementCode | Bar | Bar | BI
UNECEUnitOfMeasurementCode | Band | Band | BJ
UNECEUnitOfMeasurementCode | Book | Book | BK
UNECEUnitOfMeasurementCode | Block | Block | BL
UNECEUnitOfMeasurementCode | Bolt | Bolt | BM
UNECEUnitOfMeasurementCode | Bulk | Bulk | BN
UNECEUnitOfMeasurementCode | Bottle | Bottle | BO
UNECEUnitOfMeasurementCode | 100 Board Feet | 100 Board Feet | BP
UNECEUnitOfMeasurementCode | Brake horse power | Brake horse power | BQ
UNECEUnitOfMeasurementCode | Barrel | Barrel | BR
UNECEUnitOfMeasurementCode | Basket | Basket | BS
UNECEUnitOfMeasurementCode | Belt | Belt | BT
UNECEUnitOfMeasurementCode | Bushel | Bushel | BU
UNECEUnitOfMeasurementCode | Bushel, Dry Imperial | Bushel, Dry Imperial | BV
UNECEUnitOfMeasurementCode | Base Weight | Base Weight | BW
UNECEUnitOfMeasurementCode | Box | Box | BX
UNECEUnitOfMeasurementCode | British Thermal Unit (BTU) | British Thermal Unit (BTU) | BY
UNECEUnitOfMeasurementCode | Million BTU's | Million BTU's | BZ
UNECEUnitOfMeasurementCode | British Thermal Units (BTUs) per Cubic Foot | British Thermal Units (BTUs) per Cubic Foot | B0
UNECEUnitOfMeasurementCode | Barrels per Day | Barrels per Day | B1
UNECEUnitOfMeasurementCode | Bunks | Bunks | B2
UNECEUnitOfMeasurementCode | Batting Pound | Batting Pound | B3
UNECEUnitOfMeasurementCode | Barrel, Imperial | Barrel, Imperial | B4
UNECEUnitOfMeasurementCode | Billet | Billet | B5
UNECEUnitOfMeasurementCode | Bun | Bun | B6
UNECEUnitOfMeasurementCode | Cycles | Cycles | B7
UNECEUnitOfMeasurementCode | Board | Board | B8
UNECEUnitOfMeasurementCode | Batt | Batt | B9
UNECEUnitOfMeasurementCode | Case | Case | CA
UNECEUnitOfMeasurementCode | Carboy | Carboy | CB
UNECEUnitOfMeasurementCode | Cubic Centimeter | Cubic Centimeter | CC
UNECEUnitOfMeasurementCode | Carat | Carat | CD
UNECEUnitOfMeasurementCode | Centigrade, Celsius | Centigrade, Celsius | CE
UNECEUnitOfMeasurementCode | Cubic Feet | Cubic Feet | CF
UNECEUnitOfMeasurementCode | Card | Card | CG
UNECEUnitOfMeasurementCode | Container | Container | CH
UNECEUnitOfMeasurementCode | Cubic Inches | Cubic Inches | CI
UNECEUnitOfMeasurementCode | Cone | Cone | CJ
UNECEUnitOfMeasurementCode | Connector | Connector | CK
UNECEUnitOfMeasurementCode | Cylinder | Cylinder | CL
UNECEUnitOfMeasurementCode | Centimeter | Centimeter | CM
UNECEUnitOfMeasurementCode | Can | Can | CN
UNECEUnitOfMeasurementCode | Cubic Meters (Net) | Cubic Meters (Net) | CO
UNECEUnitOfMeasurementCode | Crate | Crate | CP
UNECEUnitOfMeasurementCode | Cartridge | Cartridge | CQ
UNECEUnitOfMeasurementCode | Cubic Meter | Cubic Meter | CR
UNECEUnitOfMeasurementCode | Cassette | Cassette | CS
UNECEUnitOfMeasurementCode | Carton | Carton | CT
UNECEUnitOfMeasurementCode | Cup | Cup | CU
UNECEUnitOfMeasurementCode | Cover | Cover | CV
UNECEUnitOfMeasurementCode | Hundred Pounds (CWT) | Hundred Pounds (CWT) | CW
UNECEUnitOfMeasurementCode | Coil | Coil | CX
UNECEUnitOfMeasurementCode | Cubic Yard | Cubic Yard | CY
UNECEUnitOfMeasurementCode | Combo | Combo | CZ
UNECEUnitOfMeasurementCode | Calls | Calls | C0
UNECEUnitOfMeasurementCode | Composite Product Pounds (Total Weight) | Composite Product Pounds (Total Weight) | C1
UNECEUnitOfMeasurementCode | Carset | Carset | C2
UNECEUnitOfMeasurementCode | Centiliter | Centiliter | C3
UNECEUnitOfMeasurementCode | Carload | Carload | C4
UNECEUnitOfMeasurementCode | Cost | Cost | C5
UNECEUnitOfMeasurementCode | Cell | Cell | C6
UNECEUnitOfMeasurementCode | Centipoise (CPS) | Centipoise (CPS) | C7
UNECEUnitOfMeasurementCode | Cubic Decimeter | Cubic Decimeter | C8
UNECEUnitOfMeasurementCode | Coil Group | Coil Group | C9
UNECEUnitOfMeasurementCode | Days | Days | DA
UNECEUnitOfMeasurementCode | Dry Pounds | Dry Pounds | DB
UNECEUnitOfMeasurementCode | Disk (Disc) | Disk (Disc) | DC
UNECEUnitOfMeasurementCode | Degree | Degree | DD
UNECEUnitOfMeasurementCode | Deal | Deal | DE
UNECEUnitOfMeasurementCode | Dram | Dram | DF
UNECEUnitOfMeasurementCode | Decigram | Decigram | DG
UNECEUnitOfMeasurementCode | Miles | Miles | DH
UNECEUnitOfMeasurementCode | Dispenser | Dispenser | DI
UNECEUnitOfMeasurementCode | Decagram | Decagram | DJ
UNECEUnitOfMeasurementCode | Kilometers | Kilometers | DK
UNECEUnitOfMeasurementCode | Deciliter | Deciliter | DL
UNECEUnitOfMeasurementCode | Decimeter | Decimeter | DM
UNECEUnitOfMeasurementCode | Deci Newton-Meter | Deci Newton-Meter | DN
UNECEUnitOfMeasurementCode | Dollars, U.S. | Dollars, U.S. | DO
UNECEUnitOfMeasurementCode | Dozen Pair | Dozen Pair | DP
UNECEUnitOfMeasurementCode | Data Records | Data Records | DQ
UNECEUnitOfMeasurementCode | Drum | Drum | DR
UNECEUnitOfMeasurementCode | Display | Display | DS
UNECEUnitOfMeasurementCode | Dry Ton | Dry Ton | DT
UNECEUnitOfMeasurementCode | Dyne | Dyne | DU
UNECEUnitOfMeasurementCode | Calendar Days | Calendar Days | DW
UNECEUnitOfMeasurementCode | Dynes per Centimeter | Dynes per Centimeter | DX
UNECEUnitOfMeasurementCode | Directory Books | Directory Books | DY
UNECEUnitOfMeasurementCode | Dozen | Dozen | DZ
UNECEUnitOfMeasurementCode | Shares | Shares | D2
UNECEUnitOfMeasurementCode | Square Decimeter | Square Decimeter | D3
UNECEUnitOfMeasurementCode | Kilogram Per Square Centimeter | Kilogram Per Square Centimeter | D5
UNECEUnitOfMeasurementCode | Draize Score | Draize Score | D8
UNECEUnitOfMeasurementCode | Dyne per Square Centimeter | Dyne per Square Centimeter | D9
UNECEUnitOfMeasurementCode | Each | Each | EA
UNECEUnitOfMeasurementCode | Electronic Mail Boxes | Electronic Mail Boxes | EB
UNECEUnitOfMeasurementCode | Each per Month | Each per Month | EC
UNECEUnitOfMeasurementCode | Inches, Decimal--Nominal | Inches, Decimal--Nominal | ED
UNECEUnitOfMeasurementCode | Employees | Employees | EE
UNECEUnitOfMeasurementCode | Inches, Fraction-Nominal | Inches, Fraction-Nominal | EF
UNECEUnitOfMeasurementCode | Double-time Hours | Double-time Hours | EG
UNECEUnitOfMeasurementCode | Knots | Knots | EH
UNECEUnitOfMeasurementCode | Locations | Locations | EJ
UNECEUnitOfMeasurementCode | Inches, Decimal-Minimum | Inches, Decimal-Minimum | EM
UNECEUnitOfMeasurementCode | Eleven pack | Eleven pack | EP
UNECEUnitOfMeasurementCode | Equivalent Gallons | Equivalent Gallons | EQ
UNECEUnitOfMeasurementCode | Envelope | Envelope | EV
UNECEUnitOfMeasurementCode | Feet, Inches and Fraction | Feet, Inches and Fraction | EX
UNECEUnitOfMeasurementCode | Feet, Inches and Decimal | Feet, Inches and Decimal | EY
UNECEUnitOfMeasurementCode | Feet and Decimal | Feet and Decimal | EZ
UNECEUnitOfMeasurementCode | Hectometer | Hectometer | E1
UNECEUnitOfMeasurementCode | Inches, Fraction--Average | Inches, Fraction--Average | E3
UNECEUnitOfMeasurementCode | Inches, Fraction--Minimum | Inches, Fraction--Minimum | E4
UNECEUnitOfMeasurementCode | Inches, Fraction--Actual | Inches, Fraction--Actual | E5
UNECEUnitOfMeasurementCode | Inches, Decimal--Average | Inches, Decimal--Average | E7
UNECEUnitOfMeasurementCode | Inches, Decimal--Actual | Inches, Decimal--Actual | E8
UNECEUnitOfMeasurementCode | English, (Feet, Inches) | English, (Feet, Inches) | E9
UNECEUnitOfMeasurementCode | Fahrenheit | Fahrenheit | FA
UNECEUnitOfMeasurementCode | Fields | Fields | FB
UNECEUnitOfMeasurementCode | 1000 Cubic Feet | 1000 Cubic Feet | FC
UNECEUnitOfMeasurementCode | Million Particles per Cubic Foot | Million Particles per Cubic Foot | FD
UNECEUnitOfMeasurementCode | Track Foot | Track Foot | FE
UNECEUnitOfMeasurementCode | Hundred Cubic Meters | Hundred Cubic Meters | FF
UNECEUnitOfMeasurementCode | Transdermal Patch | Transdermal Patch | FG
UNECEUnitOfMeasurementCode | Micromolar | Micromolar | FH
UNECEUnitOfMeasurementCode | Sizing Factor | Sizing Factor | FJ
UNECEUnitOfMeasurementCode | Fibers | Fibers | FK
UNECEUnitOfMeasurementCode | Flake Ton | Flake Ton | FL
UNECEUnitOfMeasurementCode | Million Cubic Feet | Million Cubic Feet | FM
UNECEUnitOfMeasurementCode | Fluid Ounce | Fluid Ounce | FO
UNECEUnitOfMeasurementCode | Pounds per Sq. Ft. | Pounds per Sq. Ft. | FP
UNECEUnitOfMeasurementCode | Feet Per Minute | Feet Per Minute | FR
UNECEUnitOfMeasurementCode | Feet Per Second | Feet Per Second | FS
UNECEUnitOfMeasurementCode | Foot | Foot | FT
UNECEUnitOfMeasurementCode | Fluid Ounce (Imperial) | Fluid Ounce (Imperial) | FZ
UNECEUnitOfMeasurementCode | Thousand Cubic Feet Per Day | Thousand Cubic Feet Per Day | F1
UNECEUnitOfMeasurementCode | International Unit | International Unit | F2
UNECEUnitOfMeasurementCode | Equivalent | Equivalent | F3
UNECEUnitOfMeasurementCode | Minim | Minim | F4
UNECEUnitOfMeasurementCode | MOL | MOL | F5
UNECEUnitOfMeasurementCode | Price Per Share | Price Per Share | F6
UNECEUnitOfMeasurementCode | Fibers per Cubic Centimeter of Air | Fibers per Cubic Centimeter of Air | F9
UNECEUnitOfMeasurementCode | Gallon | Gallon | GA
UNECEUnitOfMeasurementCode | Gallons/Day | Gallons/Day | GB
UNECEUnitOfMeasurementCode | Grams per 100 Grams | Grams per 100 Grams | GC
UNECEUnitOfMeasurementCode | Gross Barrels | Gross Barrels | GD
UNECEUnitOfMeasurementCode | Pounds per Gallon | Pounds per Gallon | GE
UNECEUnitOfMeasurementCode | Grams per 100 Centimeters | Grams per 100 Centimeters | GF
UNECEUnitOfMeasurementCode | Great Gross (Dozen Gross) | Great Gross (Dozen Gross) | GG
UNECEUnitOfMeasurementCode | Half Gallon | Half Gallon | GH
UNECEUnitOfMeasurementCode | Imperial Gallons | Imperial Gallons | GI
UNECEUnitOfMeasurementCode | Grams per Milliliter | Grams per Milliliter | GJ
UNECEUnitOfMeasurementCode | Grams per Kilogram | Grams per Kilogram | GK
UNECEUnitOfMeasurementCode | Grams per Liter | Grams per Liter | GL
UNECEUnitOfMeasurementCode | Grams per Sq. Meter | Grams per Sq. Meter | GM
UNECEUnitOfMeasurementCode | Gross Gallons | Gross Gallons | GN
UNECEUnitOfMeasurementCode | Milligrams per Square Meter | Milligrams per Square Meter | GO
UNECEUnitOfMeasurementCode | Milligrams per Cubic Meter | Milligrams per Cubic Meter | GP
UNECEUnitOfMeasurementCode | Micrograms per Cubic Meter | Micrograms per Cubic Meter | GQ
UNECEUnitOfMeasurementCode | Gram | Gram | GR
UNECEUnitOfMeasurementCode | Gross | Gross | GS
UNECEUnitOfMeasurementCode | Gross Kilogram | Gross Kilogram | GT
UNECEUnitOfMeasurementCode | Gauss per Oersteds | Gauss per Oersteds | GU
UNECEUnitOfMeasurementCode | Gigajoules | Gigajoules | GV
UNECEUnitOfMeasurementCode | Gallons Per Thousand Cubic Feet | Gallons Per Thousand Cubic Feet | GW
UNECEUnitOfMeasurementCode | Grain | Grain | GX
UNECEUnitOfMeasurementCode | Gross Yard | Gross Yard | GY
UNECEUnitOfMeasurementCode | Gage Systems | Gage Systems | GZ
UNECEUnitOfMeasurementCode | U.S. Gallons Per Minute | U.S. Gallons Per Minute | G2
UNECEUnitOfMeasurementCode | Imperial Gallons Per Minute | Imperial Gallons Per Minute | G3
UNECEUnitOfMeasurementCode | Gigabecquerel | Gigabecquerel | G4
UNECEUnitOfMeasurementCode | Gill (Imperial) | Gill (Imperial) | G5
UNECEUnitOfMeasurementCode | Microfiche Sheet | Microfiche Sheet | G7
UNECEUnitOfMeasurementCode | Hank | Hank | HA
UNECEUnitOfMeasurementCode | Hundred Boxes | Hundred Boxes | HB
UNECEUnitOfMeasurementCode | Hundred Count | Hundred Count | HC
UNECEUnitOfMeasurementCode | Half Dozen | Half Dozen | HD
UNECEUnitOfMeasurementCode | Hundredth of a Carat | Hundredth of a Carat | HE
UNECEUnitOfMeasurementCode | Hundred Feet | Hundred Feet | HF
UNECEUnitOfMeasurementCode | Hectogram | Hectogram | HG
UNECEUnitOfMeasurementCode | Hundred Cubic Feet | Hundred Cubic Feet | HH
UNECEUnitOfMeasurementCode | Hundred Sheets | Hundred Sheets | HI
UNECEUnitOfMeasurementCode | Horsepower | Horsepower | HJ
UNECEUnitOfMeasurementCode | Hundred Kilograms | Hundred Kilograms | HK
UNECEUnitOfMeasurementCode | Hundred Feet - Linear | Hundred Feet - Linear | HL
UNECEUnitOfMeasurementCode | Miles Per Hour | Miles Per Hour | HM
UNECEUnitOfMeasurementCode | Millimeters of Mercury | Millimeters of Mercury | HN
UNECEUnitOfMeasurementCode | Hundred Troy Ounces | Hundred Troy Ounces | HO
UNECEUnitOfMeasurementCode | Millimeter H20 | Millimeter H20 | HP
UNECEUnitOfMeasurementCode | Hectare | Hectare | HQ
UNECEUnitOfMeasurementCode | Hours | Hours | HR
UNECEUnitOfMeasurementCode | Hundred Square Feet | Hundred Square Feet | HS
UNECEUnitOfMeasurementCode | Half Hour | Half Hour | HT
UNECEUnitOfMeasurementCode | Hundred | Hundred | HU
UNECEUnitOfMeasurementCode | Hundred Weight (Short) | Hundred Weight (Short) | HV
UNECEUnitOfMeasurementCode | Hundred Weight (Long) | Hundred Weight (Long) | HW
UNECEUnitOfMeasurementCode | Hundred Yards | Hundred Yards | HY
UNECEUnitOfMeasurementCode | Hertz | Hertz | HZ
UNECEUnitOfMeasurementCode | Half Pages - Electronic | Half Pages - Electronic | H1
UNECEUnitOfMeasurementCode | Half Liter | Half Liter | H2
UNECEUnitOfMeasurementCode | Hectoliter | Hectoliter | H4
UNECEUnitOfMeasurementCode | Inch Pound | Inch Pound | IA
UNECEUnitOfMeasurementCode | Inches Per Second (Vibration Velocity) | Inches Per Second (Vibration Velocity) | IB
UNECEUnitOfMeasurementCode | Counts per Inch | Counts per Inch | IC
UNECEUnitOfMeasurementCode | Person | Person | IE
UNECEUnitOfMeasurementCode | Inches of Water | Inches of Water | IF
UNECEUnitOfMeasurementCode | Inhaler | Inhaler | IH
UNECEUnitOfMeasurementCode | Column-Inches | Column-Inches | II
UNECEUnitOfMeasurementCode | Peaks per Inch (PPI) | Peaks per Inch (PPI) | IK
UNECEUnitOfMeasurementCode | Inches per Minute | Inches per Minute | IL
UNECEUnitOfMeasurementCode | Impressions | Impressions | IM
UNECEUnitOfMeasurementCode | Inch | Inch | IN
UNECEUnitOfMeasurementCode | Insurance Policy | Insurance Policy | IP
UNECEUnitOfMeasurementCode | Counts per Centimeter | Counts per Centimeter | IT
UNECEUnitOfMeasurementCode | Inches Per Second (Linear Speed) | Inches Per Second (Linear Speed) | IU
UNECEUnitOfMeasurementCode | Inches Per Second Per Second (Acceleration) | Inches Per Second Per Second (Acceleration) | IV
UNECEUnitOfMeasurementCode | Inches Per Second Per Second (Vibration Acceleration) | Inches Per Second Per Second (Vibration Acceleration) | IW
UNECEUnitOfMeasurementCode | Job | Job | JA
UNECEUnitOfMeasurementCode | Jumbo | Jumbo | JB
UNECEUnitOfMeasurementCode | Joule Per Kelvin | Joule Per Kelvin | JE
UNECEUnitOfMeasurementCode | Joule per Gram | Joule per Gram | JG
UNECEUnitOfMeasurementCode | Mega Joule per Kilogram | Mega Joule per Kilogram | JK
UNECEUnitOfMeasurementCode | Megajoule/Cubic Meter | Megajoule/Cubic Meter | JM
UNECEUnitOfMeasurementCode | Joint | Joint | JO
UNECEUnitOfMeasurementCode | Jar | Jar | JR
UNECEUnitOfMeasurementCode | Jug | Jug | JU
UNECEUnitOfMeasurementCode | Joule Per Kilogram | Joule Per Kilogram | J2
UNECEUnitOfMeasurementCode | Cake | Cake | KA
UNECEUnitOfMeasurementCode | Kilocharacters | Kilocharacters | KB
UNECEUnitOfMeasurementCode | Kilograms per Cubic Meter | Kilograms per Cubic Meter | KC
UNECEUnitOfMeasurementCode | Kilograms Decimal | Kilograms Decimal | KD
UNECEUnitOfMeasurementCode | Keg | Keg | KE
UNECEUnitOfMeasurementCode | Kilopackets | Kilopackets | KF
UNECEUnitOfMeasurementCode | Kilogram | Kilogram | KG
UNECEUnitOfMeasurementCode | Kilowatt Hour | Kilowatt Hour | KH
UNECEUnitOfMeasurementCode | Kilograms/Millimeter Width | Kilograms/Millimeter Width | KI
UNECEUnitOfMeasurementCode | Kilosegments | Kilosegments | KJ
UNECEUnitOfMeasurementCode | 100 Kilograms | 100 Kilograms | KK
UNECEUnitOfMeasurementCode | Kilograms/Meter | Kilograms/Meter | KL
UNECEUnitOfMeasurementCode | Kilograms per Square Meter, Kilograms, Decimal | Kilograms per Square Meter, Kilograms, Decimal | KM
UNECEUnitOfMeasurementCode | Millequivalence Caustic Potash per Gram of Product | Millequivalence Caustic Potash per Gram of Product | KO
UNECEUnitOfMeasurementCode | Kilometers Per Hour | Kilometers Per Hour | KP
UNECEUnitOfMeasurementCode | Kilopascal | Kilopascal | KQ
UNECEUnitOfMeasurementCode | Kiloroentgen | Kiloroentgen | KR
UNECEUnitOfMeasurementCode | 1000 Pounds per Square Inch | 1000 Pounds per Square Inch | KS
UNECEUnitOfMeasurementCode | Kit | Kit | KT
UNECEUnitOfMeasurementCode | Task | Task | KU
UNECEUnitOfMeasurementCode | Kelvin | Kelvin | KV
UNECEUnitOfMeasurementCode | Kilograms per Millimeter | Kilograms per Millimeter | KW
UNECEUnitOfMeasurementCode | Milliliters per Kilogram | Milliliters per Kilogram | KX
UNECEUnitOfMeasurementCode | Kilowatt Demand | Kilowatt Demand | K1
UNECEUnitOfMeasurementCode | Kilovolt Amperes Reactive Demand | Kilovolt Amperes Reactive Demand | K2
UNECEUnitOfMeasurementCode | Kilovolt Amperes Reactive Hour | Kilovolt Amperes Reactive Hour | K3
UNECEUnitOfMeasurementCode | Kilovolt Amperes | Kilovolt Amperes | K4
UNECEUnitOfMeasurementCode | Kilovolt Amperes Reactive | Kilovolt Amperes Reactive | K5
UNECEUnitOfMeasurementCode | Kiloliter | Kiloliter | K6
UNECEUnitOfMeasurementCode | Kilowatt | Kilowatt | K7
UNECEUnitOfMeasurementCode | Kilograms per Millimeter Squared (KG/MM2) | Kilograms per Millimeter Squared (KG/MM2) | K9
UNECEUnitOfMeasurementCode | Pounds Per Cubic Inch | Pounds Per Cubic Inch | LA
UNECEUnitOfMeasurementCode | Pound | Pound | LB
UNECEUnitOfMeasurementCode | Linear Centimeter | Linear Centimeter | LC
UNECEUnitOfMeasurementCode | Lite | Lite | LE
UNECEUnitOfMeasurementCode | Linear Foot | Linear Foot | LF
UNECEUnitOfMeasurementCode | Long Ton | Long Ton | LG
UNECEUnitOfMeasurementCode | Labor Hours | Labor Hours | LH
UNECEUnitOfMeasurementCode | Linear Inch | Linear Inch | LI
UNECEUnitOfMeasurementCode | Large Spray | Large Spray | LJ
UNECEUnitOfMeasurementCode | Link | Link | LK
UNECEUnitOfMeasurementCode | Lifetime | Lifetime | LL
UNECEUnitOfMeasurementCode | Linear Meter | Linear Meter | LM
UNECEUnitOfMeasurementCode | Length | Length | LN
UNECEUnitOfMeasurementCode | Lot | Lot | LO
UNECEUnitOfMeasurementCode | Liquid Pounds | Liquid Pounds | LP
UNECEUnitOfMeasurementCode | Liters Per Day | Liters Per Day | LQ
UNECEUnitOfMeasurementCode | Layer(s) | Layer(s) | LR
UNECEUnitOfMeasurementCode | Lump Sum | Lump Sum | LS
UNECEUnitOfMeasurementCode | Liter | Liter | LT
UNECEUnitOfMeasurementCode | Linear Yards Per Pound | Linear Yards Per Pound | LX
UNECEUnitOfMeasurementCode | Linear Yard | Linear Yard | LY
UNECEUnitOfMeasurementCode | Liters Per Minute | Liters Per Minute | L2
UNECEUnitOfMeasurementCode | Machine/Unit | Machine/Unit | MA
UNECEUnitOfMeasurementCode | Millimeter-Nominal | Millimeter-Nominal | MB
UNECEUnitOfMeasurementCode | Microgram | Microgram | MC
UNECEUnitOfMeasurementCode | Air Dry Metric Ton | Air Dry Metric Ton | MD
UNECEUnitOfMeasurementCode | Milligram | Milligram | ME
UNECEUnitOfMeasurementCode | Milligram per Sq. Ft. per Side | Milligram per Sq. Ft. per Side | MF
UNECEUnitOfMeasurementCode | Metric Gross Ton | Metric Gross Ton | MG
UNECEUnitOfMeasurementCode | Microns (Micrometers) | Microns (Micrometers) | MH
UNECEUnitOfMeasurementCode | Metric | Metric | MI
UNECEUnitOfMeasurementCode | Minutes | Minutes | MJ
UNECEUnitOfMeasurementCode | Milligrams Per Square Inch | Milligrams Per Square Inch | MK
UNECEUnitOfMeasurementCode | Milliliter | Milliliter | ML
UNECEUnitOfMeasurementCode | Millimeter | Millimeter | MM
UNECEUnitOfMeasurementCode | Metric Net Ton | Metric Net Ton | MN
UNECEUnitOfMeasurementCode | Months | Months | MO
UNECEUnitOfMeasurementCode | Metric Ton | Metric Ton | MP
UNECEUnitOfMeasurementCode | 1000 Meters | 1000 Meters | MQ
UNECEUnitOfMeasurementCode | Meter | Meter | MR
UNECEUnitOfMeasurementCode | Square Millimeter | Square Millimeter | MS
UNECEUnitOfMeasurementCode | Metric Long Ton | Metric Long Ton | MT
UNECEUnitOfMeasurementCode | Millicurie | Millicurie | MU
UNECEUnitOfMeasurementCode | Number of Mults | Number of Mults | MV
UNECEUnitOfMeasurementCode | Metric Ton Kilograms | Metric Ton Kilograms | MW
UNECEUnitOfMeasurementCode | Mixed | Mixed | MX
UNECEUnitOfMeasurementCode | Millimeter-Average | Millimeter-Average | MY
UNECEUnitOfMeasurementCode | Millimeter-minimum | Millimeter-minimum | MZ
UNECEUnitOfMeasurementCode | Magnetic Tapes | Magnetic Tapes | M0
UNECEUnitOfMeasurementCode | Milligrams per Liter | Milligrams per Liter | M1
UNECEUnitOfMeasurementCode | Millimeter-Actual | Millimeter-Actual | M2
UNECEUnitOfMeasurementCode | Mat | Mat | M3
UNECEUnitOfMeasurementCode | Monetary Value | Monetary Value | M4
UNECEUnitOfMeasurementCode | Microcurie | Microcurie | M5
UNECEUnitOfMeasurementCode | Millibar | Millibar | M6
UNECEUnitOfMeasurementCode | Micro Inch | Micro Inch | M7
UNECEUnitOfMeasurementCode | Mega Pascals | Mega Pascals | M8
UNECEUnitOfMeasurementCode | Million British Thermal Units per One Thousand Cubic Feet | Million British Thermal Units per One Thousand Cubic Feet | M9
UNECEUnitOfMeasurementCode | Milligrams per Kilogram | Milligrams per Kilogram | NA
UNECEUnitOfMeasurementCode | Barge | Barge | NB
UNECEUnitOfMeasurementCode | Car | Car | NC
UNECEUnitOfMeasurementCode | Net Barrels | Net Barrels | ND
UNECEUnitOfMeasurementCode | Net Liters | Net Liters | NE
UNECEUnitOfMeasurementCode | Messages | Messages | NF
UNECEUnitOfMeasurementCode | Net Gallons | Net Gallons | NG
UNECEUnitOfMeasurementCode | Message Hours | Message Hours | NH
UNECEUnitOfMeasurementCode | Net Imperial Gallons | Net Imperial Gallons | NI
UNECEUnitOfMeasurementCode | Number of Screens | Number of Screens | NJ
UNECEUnitOfMeasurementCode | Load | Load | NL
UNECEUnitOfMeasurementCode | Nautical Mile | Nautical Mile | NM
UNECEUnitOfMeasurementCode | Train | Train | NN
UNECEUnitOfMeasurementCode | Mho | Mho | NQ
UNECEUnitOfMeasurementCode | Micro Mho | Micro Mho | NR
UNECEUnitOfMeasurementCode | Short Ton | Short Ton | NS
UNECEUnitOfMeasurementCode | Trailer | Trailer | NT
UNECEUnitOfMeasurementCode | Newton-Meter | Newton-Meter | NU
UNECEUnitOfMeasurementCode | Vehicle | Vehicle | NV
UNECEUnitOfMeasurementCode | Newton | Newton | NW
UNECEUnitOfMeasurementCode | Parts Per Thousand | Parts Per Thousand | NX
UNECEUnitOfMeasurementCode | Pounds Per Air-Dry Metric Ton | Pounds Per Air-Dry Metric Ton | NY
UNECEUnitOfMeasurementCode | Pen Calories | Pen Calories | N1
UNECEUnitOfMeasurementCode | Number of Lines | Number of Lines | N2
UNECEUnitOfMeasurementCode | Print Point | Print Point | N3
UNECEUnitOfMeasurementCode | Pen Grams (Protein) | Pen Grams (Protein) | N4
UNECEUnitOfMeasurementCode | Megahertz | Megahertz | N6
UNECEUnitOfMeasurementCode | Parts | Parts | N7
UNECEUnitOfMeasurementCode | Cartridge Needle | Cartridge Needle | N9
UNECEUnitOfMeasurementCode | Panel | Panel | OA
UNECEUnitOfMeasurementCode | Billboard | Billboard | OC
UNECEUnitOfMeasurementCode | Ounces per Square Yard | Ounces per Square Yard | ON
UNECEUnitOfMeasurementCode | Two pack | Two pack | OP
UNECEUnitOfMeasurementCode | Overtime Hours | Overtime Hours | OT
UNECEUnitOfMeasurementCode | Ounce - Av | Ounce - Av | OZ
UNECEUnitOfMeasurementCode | Pail | Pail | PA
UNECEUnitOfMeasurementCode | Pair Inches | Pair Inches | PB
UNECEUnitOfMeasurementCode | Piece | Piece | PC
UNECEUnitOfMeasurementCode | Pad | Pad | PD
UNECEUnitOfMeasurementCode | Pounds Equivalent | Pounds Equivalent | PE
UNECEUnitOfMeasurementCode | Pallet (Lift) | Pallet (Lift) | PF
UNECEUnitOfMeasurementCode | Pounds Gross | Pounds Gross | PG
UNECEUnitOfMeasurementCode | Pack (PAK) | Pack (PAK) | PH
UNECEUnitOfMeasurementCode | Pitch | Pitch | PI
UNECEUnitOfMeasurementCode | Pounds, Decimal - Pounds per Square Foot - Pound Gage | Pounds, Decimal - Pounds per Square Foot - Pound Gage | PJ
UNECEUnitOfMeasurementCode | Package | Package | PK
UNECEUnitOfMeasurementCode | Pallet/Unit Load | Pallet/Unit Load | PL
UNECEUnitOfMeasurementCode | Pounds-Percentage | Pounds-Percentage | PM
UNECEUnitOfMeasurementCode | Pounds Net | Pounds Net | PN
UNECEUnitOfMeasurementCode | Pounds per Inch of Length | Pounds per Inch of Length | PO
UNECEUnitOfMeasurementCode | Plate | Plate | PP
UNECEUnitOfMeasurementCode | Pages per Inch | Pages per Inch | PQ
UNECEUnitOfMeasurementCode | Pair | Pair | PR
UNECEUnitOfMeasurementCode | Pounds per Sq. Inch | Pounds per Sq. Inch | PS
UNECEUnitOfMeasurementCode | Pint | Pint | PT
UNECEUnitOfMeasurementCode | Mass Pounds | Mass Pounds | PU
UNECEUnitOfMeasurementCode | Half Pint | Half Pint | PV
UNECEUnitOfMeasurementCode | Pounds per Inch of Width | Pounds per Inch of Width | PW
UNECEUnitOfMeasurementCode | Pint, Imperial | Pint, Imperial | PX
UNECEUnitOfMeasurementCode | Peck, Dry U.S. | Peck, Dry U.S. | PY
UNECEUnitOfMeasurementCode | Peck, Dry Imperial | Peck, Dry Imperial | PZ
UNECEUnitOfMeasurementCode | Pages - Electronic | Pages - Electronic | P0
UNECEUnitOfMeasurementCode | Percent | Percent | P1
UNECEUnitOfMeasurementCode | Pounds per Foot | Pounds per Foot | P2
UNECEUnitOfMeasurementCode | Three pack | Three pack | P3
UNECEUnitOfMeasurementCode | Four-pack | Four-pack | P4
UNECEUnitOfMeasurementCode | Five-pack | Five-pack | P5
UNECEUnitOfMeasurementCode | Six pack | Six pack | P6
UNECEUnitOfMeasurementCode | Seven pack | Seven pack | P7
UNECEUnitOfMeasurementCode | Eight-pack | Eight-pack | P8
UNECEUnitOfMeasurementCode | Nine pack | Nine pack | P9
UNECEUnitOfMeasurementCode | Pages - Facsimile | Pages - Facsimile | QA
UNECEUnitOfMeasurementCode | Pages - Hardcopy | Pages - Hardcopy | QB
UNECEUnitOfMeasurementCode | Channel | Channel | QC
UNECEUnitOfMeasurementCode | Quarter Dozen | Quarter Dozen | QD
UNECEUnitOfMeasurementCode | Photographs | Photographs | QE
UNECEUnitOfMeasurementCode | Quarter Hours | Quarter Hours | QH
UNECEUnitOfMeasurementCode | Quarter Kilogram | Quarter Kilogram | QK
UNECEUnitOfMeasurementCode | Quire | Quire | QR
UNECEUnitOfMeasurementCode | Quart, Dry U.S. | Quart, Dry U.S. | QS
UNECEUnitOfMeasurementCode | Quart | Quart | QT
UNECEUnitOfMeasurementCode | Quart, Imperial | Quart, Imperial | QU
UNECEUnitOfMeasurementCode | Quarter (Time) | Quarter (Time) | Q1
UNECEUnitOfMeasurementCode | Pint U.S. Dry | Pint U.S. Dry | Q2
UNECEUnitOfMeasurementCode | Meal | Meal | Q3
UNECEUnitOfMeasurementCode | Fifty | Fifty | Q4
UNECEUnitOfMeasurementCode | Twenty-Five | Twenty-Five | Q5
UNECEUnitOfMeasurementCode | Thirty-Six | Thirty-Six | Q6
UNECEUnitOfMeasurementCode | Twenty-Four | Twenty-Four | Q7
UNECEUnitOfMeasurementCode | Rack | Rack | RA
UNECEUnitOfMeasurementCode | Radian | Radian | RB
UNECEUnitOfMeasurementCode | Rod (area) - 16.25 Square Yards | Rod (area) - 16.25 Square Yards | RC
UNECEUnitOfMeasurementCode | Rod (length) - 5.5 Yards | Rod (length) - 5.5 Yards | RD
UNECEUnitOfMeasurementCode | Reel | Reel | RE
UNECEUnitOfMeasurementCode | Ring | Ring | RG
UNECEUnitOfMeasurementCode | Running or Operating Hours | Running or Operating Hours | RH
UNECEUnitOfMeasurementCode | Roll-Metric Measure | Roll-Metric Measure | RK
UNECEUnitOfMeasurementCode | Roll | Roll | RL
UNECEUnitOfMeasurementCode | Ream | Ream | RM
UNECEUnitOfMeasurementCode | Ream-Metric Measure | Ream-Metric Measure | RN
UNECEUnitOfMeasurementCode | Round | Round | RO
UNECEUnitOfMeasurementCode | Pounds per Ream | Pounds per Ream | RP
UNECEUnitOfMeasurementCode | Resets | Resets | RS
UNECEUnitOfMeasurementCode | Revenue Ton Miles | Revenue Ton Miles | RT
UNECEUnitOfMeasurementCode | Run | Run | RU
UNECEUnitOfMeasurementCode | Pica | Pica | R1
UNECEUnitOfMeasurementCode | Becquerel | Becquerel | R2
UNECEUnitOfMeasurementCode | Revolutions Per Minute | Revolutions Per Minute | R3
UNECEUnitOfMeasurementCode | Calorie | Calorie | R4
UNECEUnitOfMeasurementCode | Thousands of Dollars | Thousands of Dollars | R5
UNECEUnitOfMeasurementCode | Millions of Dollars | Millions of Dollars | R6
UNECEUnitOfMeasurementCode | Billions of Dollars | Billions of Dollars | R7
UNECEUnitOfMeasurementCode | Roentgen Equivalent in Man (REM) | Roentgen Equivalent in Man (REM) | R8
UNECEUnitOfMeasurementCode | Thousand Cubic Meters | Thousand Cubic Meters | R9
UNECEUnitOfMeasurementCode | Sandwich | Sandwich | SA
UNECEUnitOfMeasurementCode | Square Mile | Square Mile | SB
UNECEUnitOfMeasurementCode | Square Centimeter | Square Centimeter | SC
UNECEUnitOfMeasurementCode | Solid Pounds | Solid Pounds | SD
UNECEUnitOfMeasurementCode | Section | Section | SE
UNECEUnitOfMeasurementCode | Square Foot | Square Foot | SF
UNECEUnitOfMeasurementCode | Segment | Segment | SG
UNECEUnitOfMeasurementCode | Sheet | Sheet | SH
UNECEUnitOfMeasurementCode | Square Inch | Square Inch | SI
UNECEUnitOfMeasurementCode | Sack | Sack | SJ
UNECEUnitOfMeasurementCode | Split Tanktruck | Split Tanktruck | SK
UNECEUnitOfMeasurementCode | Sleeve | Sleeve | SL
UNECEUnitOfMeasurementCode | Square Meter | Square Meter | SM
UNECEUnitOfMeasurementCode | Square Rod | Square Rod | SN
UNECEUnitOfMeasurementCode | Spool | Spool | SO
UNECEUnitOfMeasurementCode | Shelf Package | Shelf Package | SP
UNECEUnitOfMeasurementCode | Square | Square | SQ
UNECEUnitOfMeasurementCode | Strip | Strip | SR
UNECEUnitOfMeasurementCode | Sheet-Metric Measure | Sheet-Metric Measure | SS
UNECEUnitOfMeasurementCode | Set | Set | ST
UNECEUnitOfMeasurementCode | Skid | Skid | SV
UNECEUnitOfMeasurementCode | Skein | Skein | SW
UNECEUnitOfMeasurementCode | Shipment | Shipment | SX
UNECEUnitOfMeasurementCode | Square Yard | Square Yard | SY
UNECEUnitOfMeasurementCode | Syringe | Syringe | SZ
UNECEUnitOfMeasurementCode | Semester | Semester | S1
UNECEUnitOfMeasurementCode | Trimester | Trimester | S2
UNECEUnitOfMeasurementCode | Square Feet per Second | Square Feet per Second | S3
UNECEUnitOfMeasurementCode | Square Meters per Second | Square Meters per Second | S4
UNECEUnitOfMeasurementCode | Sixty-fourths of an Inch | Sixty-fourths of an Inch | S5
UNECEUnitOfMeasurementCode | Sessions | Sessions | S6
UNECEUnitOfMeasurementCode | Storage Units | Storage Units | S7
UNECEUnitOfMeasurementCode | Standard Advertising Units (SAUs) | Standard Advertising Units (SAUs) | S8
UNECEUnitOfMeasurementCode | Slip Sheet | Slip Sheet | S9
UNECEUnitOfMeasurementCode | Tenth Cubic Foot | Tenth Cubic Foot | TA
UNECEUnitOfMeasurementCode | Tube | Tube | TB
UNECEUnitOfMeasurementCode | Truckload | Truckload | TC
UNECEUnitOfMeasurementCode | Therms | Therms | TD
UNECEUnitOfMeasurementCode | Tote | Tote | TE
UNECEUnitOfMeasurementCode | Ten Square Yards | Ten Square Yards | TF
UNECEUnitOfMeasurementCode | Gross Ton | Gross Ton | TG
UNECEUnitOfMeasurementCode | Thousand | Thousand | TH
UNECEUnitOfMeasurementCode | Thousand Square Inches | Thousand Square Inches | TI
UNECEUnitOfMeasurementCode | Thousand Sq. Centimeters | Thousand Sq. Centimeters | TJ
UNECEUnitOfMeasurementCode | Tank | Tank | TK
UNECEUnitOfMeasurementCode | Thousand Feet (Linear) | Thousand Feet (Linear) | TL
UNECEUnitOfMeasurementCode | Thousand Feet (Board) | Thousand Feet (Board) | TM
UNECEUnitOfMeasurementCode | Net Ton (2,000 LB). | Net Ton (2,000 LB). | TN
UNECEUnitOfMeasurementCode | Troy Ounce | Troy Ounce | TO
UNECEUnitOfMeasurementCode | Ten-pack | Ten-pack | TP
UNECEUnitOfMeasurementCode | Thousand Feet | Thousand Feet | TQ
UNECEUnitOfMeasurementCode | Ten Square Feet | Ten Square Feet | TR
UNECEUnitOfMeasurementCode | Thousand Square Feet | Thousand Square Feet | TS
UNECEUnitOfMeasurementCode | Thousand Linear Meters | Thousand Linear Meters | TT
UNECEUnitOfMeasurementCode | Thousand Linear Yards | Thousand Linear Yards | TU
UNECEUnitOfMeasurementCode | Thousand Kilograms | Thousand Kilograms | TV
UNECEUnitOfMeasurementCode | Thousand Sheets | Thousand Sheets | TW
UNECEUnitOfMeasurementCode | Troy Pound | Troy Pound | TX
UNECEUnitOfMeasurementCode | Tray | Tray | TY
UNECEUnitOfMeasurementCode | Thousand Cubic Feet | Thousand Cubic Feet | TZ
UNECEUnitOfMeasurementCode | Telecommunications Lines in Service | Telecommunications Lines in Service | T0
UNECEUnitOfMeasurementCode | Thousand pounds gross | Thousand pounds gross | T1
UNECEUnitOfMeasurementCode | Thousandths of an Inch | Thousandths of an Inch | T2
UNECEUnitOfMeasurementCode | Thousand Pieces | Thousand Pieces | T3
UNECEUnitOfMeasurementCode | Thousand Bags | Thousand Bags | T4
UNECEUnitOfMeasurementCode | Thousand Casings | Thousand Casings | T5
UNECEUnitOfMeasurementCode | Thousand Gallons | Thousand Gallons | T6
UNECEUnitOfMeasurementCode | Thousand Impressions | Thousand Impressions | T7
UNECEUnitOfMeasurementCode | Thousand Linear Inches | Thousand Linear Inches | T8
UNECEUnitOfMeasurementCode | Thousand Kilowatt Hours | Thousand Kilowatt Hours | T9
UNECEUnitOfMeasurementCode | Torr | Torr | UA
UNECEUnitOfMeasurementCode | Telecommunications Lines in Service - Average | Telecommunications Lines in Service - Average | UB
UNECEUnitOfMeasurementCode | Telecommunications Ports | Telecommunications Ports | UC
UNECEUnitOfMeasurementCode | Tenth Minutes | Tenth Minutes | UD
UNECEUnitOfMeasurementCode | Tenth Hours | Tenth Hours | UE
UNECEUnitOfMeasurementCode | Usage per Telecommunications Line - Average | Usage per Telecommunications Line - Average | UF
UNECEUnitOfMeasurementCode | Ten Thousand Yards | Ten Thousand Yards | UH
UNECEUnitOfMeasurementCode | Unitless | Unitless | UL
UNECEUnitOfMeasurementCode | Million Units | Million Units | UM
UNECEUnitOfMeasurementCode | Unit | Unit | UN
UNECEUnitOfMeasurementCode | Troche | Troche | UP
UNECEUnitOfMeasurementCode | Wafer | Wafer | UQ
UNECEUnitOfMeasurementCode | Application | Application | UR
UNECEUnitOfMeasurementCode | Dosage Form | Dosage Form | US
UNECEUnitOfMeasurementCode | Inhalation | Inhalation | UT
UNECEUnitOfMeasurementCode | Lozenge | Lozenge | UU
UNECEUnitOfMeasurementCode | Percent Topical Only | Percent Topical Only | UV
UNECEUnitOfMeasurementCode | Milliequivalent | Milliequivalent | UW
UNECEUnitOfMeasurementCode | Dram (Minim) | Dram (Minim) | UX
UNECEUnitOfMeasurementCode | Fifty Square Feet | Fifty Square Feet | UY
UNECEUnitOfMeasurementCode | Fifty Count | Fifty Count | UZ
UNECEUnitOfMeasurementCode | Treatments | Treatments | U1
UNECEUnitOfMeasurementCode | Tablet | Tablet | U2
UNECEUnitOfMeasurementCode | Ten | Ten | U3
UNECEUnitOfMeasurementCode | Two Hundred Fifty | Two Hundred Fifty | U5
UNECEUnitOfMeasurementCode | Volt-ampere per Kilogram | Volt-ampere per Kilogram | VA
UNECEUnitOfMeasurementCode | Five Hundred | Five Hundred | VC
UNECEUnitOfMeasurementCode | Vial | Vial | VI
UNECEUnitOfMeasurementCode | Percent Volume | Percent Volume | VP
UNECEUnitOfMeasurementCode | Volt-ampere-reactive | Volt-ampere-reactive | VR
UNECEUnitOfMeasurementCode | Visit | Visit | VS
UNECEUnitOfMeasurementCode | Flat | Flat | V1
UNECEUnitOfMeasurementCode | Pouch | Pouch | V2
UNECEUnitOfMeasurementCode | Watts per Kilogram | Watts per Kilogram | WA
UNECEUnitOfMeasurementCode | Wet Pound | Wet Pound | WB
UNECEUnitOfMeasurementCode | Work Days | Work Days | WD
UNECEUnitOfMeasurementCode | Wet Ton | Wet Ton | WE
UNECEUnitOfMeasurementCode | Wine Gallon | Wine Gallon | WG
UNECEUnitOfMeasurementCode | Wheel | Wheel | WH
UNECEUnitOfMeasurementCode | Weight per Square Inch | Weight per Square Inch | WI
UNECEUnitOfMeasurementCode | Week | Week | WK
UNECEUnitOfMeasurementCode | Working Months | Working Months | WM
UNECEUnitOfMeasurementCode | Pennyweight | Pennyweight | WP
UNECEUnitOfMeasurementCode | Wrap | Wrap | WR
UNECEUnitOfMeasurementCode | Milliliters of Water | Milliliters of Water | WW
UNECEUnitOfMeasurementCode | Wet Kilo | Wet Kilo | W2
UNECEUnitOfMeasurementCode | Base Box per Pound | Base Box per Pound | XP
UNECEUnitOfMeasurementCode | Chains (Land Survey) | Chains (Land Survey) | X1
UNECEUnitOfMeasurementCode | Bunch | Bunch | X2
UNECEUnitOfMeasurementCode | Clove | Clove | X3
UNECEUnitOfMeasurementCode | Drop | Drop | X4
UNECEUnitOfMeasurementCode | Head | Head | X5
UNECEUnitOfMeasurementCode | Heart | Heart | X6
UNECEUnitOfMeasurementCode | Leaf | Leaf | X7
UNECEUnitOfMeasurementCode | Loaf | Loaf | X8
UNECEUnitOfMeasurementCode | Portion | Portion | X9
UNECEUnitOfMeasurementCode | Yard | Yard | YD
UNECEUnitOfMeasurementCode | 100 Lineal Yards | 100 Lineal Yards | YL
UNECEUnitOfMeasurementCode | Years | Years | YR
UNECEUnitOfMeasurementCode | Ten Yards | Ten Yards | YT
UNECEUnitOfMeasurementCode | Slice | Slice | Y1
UNECEUnitOfMeasurementCode | Tablespoon | Tablespoon | Y2
UNECEUnitOfMeasurementCode | Teaspoon | Teaspoon | Y3
UNECEUnitOfMeasurementCode | Tub | Tub | Y4
UNECEUnitOfMeasurementCode | Bimonthly | Bimonthly | ZA
UNECEUnitOfMeasurementCode | Biweekly | Biweekly | ZB
UNECEUnitOfMeasurementCode | Semiannual | Semiannual | ZC
UNECEUnitOfMeasurementCode | Page | Page | ZP
UNECEUnitOfMeasurementCode | Mutually Defined | Mutually Defined | ZZ
UNECEUnitOfMeasurementCode | Lift Van | Lift Van | Z1
UNECEUnitOfMeasurementCode | Chest | Chest | Z2
UNECEUnitOfMeasurementCode | Cask | Cask | Z3
UNECEUnitOfMeasurementCode | Hogshead | Hogshead | Z4
UNECEUnitOfMeasurementCode | Lug | Lug | Z5
UNECEUnitOfMeasurementCode | Conference Points | Conference Points | Z6
UNECEUnitOfMeasurementCode | Newspaper Agate Line | Newspaper Agate Line | Z8
UNECEUnitOfMeasurementCode | Actual Pounds | Actual Pounds | 01
UNECEUnitOfMeasurementCode | Statute Mile | Statute Mile | 02
UNECEUnitOfMeasurementCode | Seconds | Seconds | 03
UNECEUnitOfMeasurementCode | Small Spray | Small Spray | 04
UNECEUnitOfMeasurementCode | Lifts | Lifts | 05
UNECEUnitOfMeasurementCode | Digits | Digits | 06
UNECEUnitOfMeasurementCode | Strand | Strand | 07
UNECEUnitOfMeasurementCode | Heat Lots | Heat Lots | 08
UNECEUnitOfMeasurementCode | Tire | Tire | 09
UNECEUnitOfMeasurementCode | Car Mile | Car Mile | 1A
UNECEUnitOfMeasurementCode | Car Count | Car Count | 1B
UNECEUnitOfMeasurementCode | Locomotive Count | Locomotive Count | 1C
UNECEUnitOfMeasurementCode | Caboose Count | Caboose Count | 1D
UNECEUnitOfMeasurementCode | Empty Car | Empty Car | 1E
UNECEUnitOfMeasurementCode | Train Mile | Train Mile | 1F
UNECEUnitOfMeasurementCode | Fuel Usage (Gallons) | Fuel Usage (Gallons) | 1G
UNECEUnitOfMeasurementCode | Caboose Mile | Caboose Mile | 1H
UNECEUnitOfMeasurementCode | Fixed Rate | Fixed Rate | 1I
UNECEUnitOfMeasurementCode | Ton Miles | Ton Miles | 1J
UNECEUnitOfMeasurementCode | Locomotive Mile | Locomotive Mile | 1K
UNECEUnitOfMeasurementCode | Total Car Count | Total Car Count | 1L
UNECEUnitOfMeasurementCode | Total Car Mile | Total Car Mile | 1M
UNECEUnitOfMeasurementCode | Count | Count | 1N
UNECEUnitOfMeasurementCode | Season | Season | 1O
UNECEUnitOfMeasurementCode | Tank Car | Tank Car | 1P
UNECEUnitOfMeasurementCode | Frames | Frames | 1Q
UNECEUnitOfMeasurementCode | Transactions | Transactions | 1R
UNECEUnitOfMeasurementCode | Quarter Mile | Quarter Mile | 1X
UNECEUnitOfMeasurementCode | Group | Group | 10
UNECEUnitOfMeasurementCode | Outfit | Outfit | 11
UNECEUnitOfMeasurementCode | Packet | Packet | 12
UNECEUnitOfMeasurementCode | Ration | Ration | 13
UNECEUnitOfMeasurementCode | Shot | Shot | 14
UNECEUnitOfMeasurementCode | Stick | Stick | 15
UNECEUnitOfMeasurementCode | 115 Kilogram Drum | 115 Kilogram Drum | 16
UNECEUnitOfMeasurementCode | 100 Pound Drum | 100 Pound Drum | 17
UNECEUnitOfMeasurementCode | 55 Gallon Drum | 55 Gallon Drum | 18
UNECEUnitOfMeasurementCode | Tank Truck | Tank Truck | 19
UNECEUnitOfMeasurementCode | Radians Per Second | Radians Per Second | 2A
UNECEUnitOfMeasurementCode | Radians Per Second Squared | Radians Per Second Squared | 2B
UNECEUnitOfMeasurementCode | Roentgen | Roentgen | 2C
UNECEUnitOfMeasurementCode | Volts Per Meter | Volts Per Meter | 2F
UNECEUnitOfMeasurementCode | Volts (Alternating Current) | Volts (Alternating Current) | 2G
UNECEUnitOfMeasurementCode | Volts (Direct Current) | Volts (Direct Current) | 2H
UNECEUnitOfMeasurementCode | British Thermal Units (BTUs) Per Hour | British Thermal Units (BTUs) Per Hour | 2I
UNECEUnitOfMeasurementCode | Cubic Centimeters Per Second | Cubic Centimeters Per Second | 2J
UNECEUnitOfMeasurementCode | Cubic Feet Per Hour | Cubic Feet Per Hour | 2K
UNECEUnitOfMeasurementCode | Cubic Feet Per Minute | Cubic Feet Per Minute | 2L
UNECEUnitOfMeasurementCode | Centimeters Per Second | Centimeters Per Second | 2M
UNECEUnitOfMeasurementCode | Decibels | Decibels | 2N
UNECEUnitOfMeasurementCode | Kilobyte | Kilobyte | 2P
UNECEUnitOfMeasurementCode | Kilobecquerel | Kilobecquerel | 2Q
UNECEUnitOfMeasurementCode | Kilocurie | Kilocurie | 2R
UNECEUnitOfMeasurementCode | Megagram | Megagram | 2U
UNECEUnitOfMeasurementCode | Megagrams Per Hour | Megagrams Per Hour | 2V
UNECEUnitOfMeasurementCode | Bin | Bin | 2W
UNECEUnitOfMeasurementCode | Meters Per Minute | Meters Per Minute | 2X
UNECEUnitOfMeasurementCode | Milliroentgen | Milliroentgen | 2Y
UNECEUnitOfMeasurementCode | Millivolts | Millivolts | 2Z
UNECEUnitOfMeasurementCode | 20 Foot Container | 20 Foot Container | 20
UNECEUnitOfMeasurementCode | 40 Foot Container | 40 Foot Container | 21
UNECEUnitOfMeasurementCode | Deciliter per Gram | Deciliter per Gram | 22
UNECEUnitOfMeasurementCode | Grams per Cubic Centimeter | Grams per Cubic Centimeter | 23
UNECEUnitOfMeasurementCode | Theoretical Pounds | Theoretical Pounds | 24
UNECEUnitOfMeasurementCode | Grams per Square Centimeter | Grams per Square Centimeter | 25
UNECEUnitOfMeasurementCode | Actual Tons | Actual Tons | 26
UNECEUnitOfMeasurementCode | Theoretical Tons | Theoretical Tons | 27
UNECEUnitOfMeasurementCode | Kilograms per Square Meter | Kilograms per Square Meter | 28
UNECEUnitOfMeasurementCode | Pounds per 1000 Square Feet | Pounds per 1000 Square Feet | 29
UNECEUnitOfMeasurementCode | Megajoule | Megajoule | 3B
UNECEUnitOfMeasurementCode | Manmonth | Manmonth | 3C
UNECEUnitOfMeasurementCode | Pounds Per Pound of Product | Pounds Per Pound of Product | 3E
UNECEUnitOfMeasurementCode | Kilograms Per Liter of Product | Kilograms Per Liter of Product | 3F
UNECEUnitOfMeasurementCode | Pounds Per Piece of Product | Pounds Per Piece of Product | 3G
UNECEUnitOfMeasurementCode | Kilograms Per Kilogram of Product | Kilograms Per Kilogram of Product | 3H
UNECEUnitOfMeasurementCode | Kilograms Per Piece of Product | Kilograms Per Piece of Product | 3I
UNECEUnitOfMeasurementCode | Horsepower Days per Air Dry Metric Tons | Horsepower Days per Air Dry Metric Tons | 30
UNECEUnitOfMeasurementCode | Catchweight | Catchweight | 31
UNECEUnitOfMeasurementCode | Kilograms per Air Dry Metric Tons | Kilograms per Air Dry Metric Tons | 32
UNECEUnitOfMeasurementCode | Kilopascal Square Meters per Gram | Kilopascal Square Meters per Gram | 33
UNECEUnitOfMeasurementCode | Kilopascals per Millimeter | Kilopascals per Millimeter | 34
UNECEUnitOfMeasurementCode | Milliliters per Square Centimeter Second | Milliliters per Square Centimeter Second | 35
UNECEUnitOfMeasurementCode | Cubic Feet per Minute per Square Foot | Cubic Feet per Minute per Square Foot | 36
UNECEUnitOfMeasurementCode | Ounces per Square Foot | Ounces per Square Foot | 37
UNECEUnitOfMeasurementCode | Ounces per Square Foot per 0.01 Inch | Ounces per Square Foot per 0.01 Inch | 38
UNECEUnitOfMeasurementCode | Basis Points | Basis Points | 39
UNECEUnitOfMeasurementCode | Bobbin | Bobbin | 4A
UNECEUnitOfMeasurementCode | Cap | Cap | 4B
UNECEUnitOfMeasurementCode | Centistokes | Centistokes | 4C
UNECEUnitOfMeasurementCode | Curie | Curie | 4D
UNECEUnitOfMeasurementCode | 20-Pack | 20-Pack | 4E
UNECEUnitOfMeasurementCode | 100-Pack | 100-Pack | 4F
UNECEUnitOfMeasurementCode | Microliter | Microliter | 4G
UNECEUnitOfMeasurementCode | Micrometer | Micrometer | 4H
UNECEUnitOfMeasurementCode | Meters Per Second | Meters Per Second | 4I
UNECEUnitOfMeasurementCode | Meters Per Second Per Second | Meters Per Second Per Second | 4J
UNECEUnitOfMeasurementCode | Milliamperes | Milliamperes | 4K
UNECEUnitOfMeasurementCode | Megabyte | Megabyte | 4L
UNECEUnitOfMeasurementCode | Milligrams Per Hour | Milligrams Per Hour | 4M
UNECEUnitOfMeasurementCode | Megabecquerel | Megabecquerel | 4N
UNECEUnitOfMeasurementCode | Microfarad | Microfarad | 4O
UNECEUnitOfMeasurementCode | Newtons Per Meter | Newtons Per Meter | 4P
UNECEUnitOfMeasurementCode | Ounce Inch | Ounce Inch | 4Q
UNECEUnitOfMeasurementCode | Ounce Foot | Ounce Foot | 4R
UNECEUnitOfMeasurementCode | Pascal | Pascal | 4S
UNECEUnitOfMeasurementCode | Picofarad | Picofarad | 4T
UNECEUnitOfMeasurementCode | Pounds Per Hour | Pounds Per Hour | 4U
UNECEUnitOfMeasurementCode | Cubic Meter Per Hour | Cubic Meter Per Hour | 4V
UNECEUnitOfMeasurementCode | Ton Per Hour | Ton Per Hour | 4W
UNECEUnitOfMeasurementCode | Kiloliter Per Hour | Kiloliter Per Hour | 4X
UNECEUnitOfMeasurementCode | Milliliter per Second | Milliliter per Second | 40
UNECEUnitOfMeasurementCode | Milliliter per Minute | Milliliter per Minute | 41
UNECEUnitOfMeasurementCode | Super Bulk Bag | Super Bulk Bag | 43
UNECEUnitOfMeasurementCode | 500 Kilogram Bulk Bag | 500 Kilogram Bulk Bag | 44
UNECEUnitOfMeasurementCode | 300 Kilogram Bulk Bag | 300 Kilogram Bulk Bag | 45
UNECEUnitOfMeasurementCode | 25 Kilogram Bulk Bag | 25 Kilogram Bulk Bag | 46
UNECEUnitOfMeasurementCode | 50 Pound Bag | 50 Pound Bag | 47
UNECEUnitOfMeasurementCode | Bulk Car Load | Bulk Car Load | 48
UNECEUnitOfMeasurementCode | Barrels per Minute | Barrels per Minute | 5A
UNECEUnitOfMeasurementCode | Batch | Batch | 5B
UNECEUnitOfMeasurementCode | Gallons per Thousand | Gallons per Thousand | 5C
UNECEUnitOfMeasurementCode | MMSCF/Day | MMSCF/Day | 5E
UNECEUnitOfMeasurementCode | Pounds per Thousand | Pounds per Thousand | 5F
UNECEUnitOfMeasurementCode | Pump | Pump | 5G
UNECEUnitOfMeasurementCode | Stage | Stage | 5H
UNECEUnitOfMeasurementCode | Standard Cubic Foot | Standard Cubic Foot | 5I
UNECEUnitOfMeasurementCode | Hydraulic Horse Power | Hydraulic Horse Power | 5J
UNECEUnitOfMeasurementCode | Count per Minute | Count per Minute | 5K
UNECEUnitOfMeasurementCode | Seismic Level | Seismic Level | 5P
UNECEUnitOfMeasurementCode | Seismic Line | Seismic Line | 5Q
UNECEUnitOfMeasurementCode | Actual Kilograms | Actual Kilograms | 50
UNECEUnitOfMeasurementCode | Actual Tonnes | Actual Tonnes | 51
UNECEUnitOfMeasurementCode | Credits | Credits | 52
UNECEUnitOfMeasurementCode | Theoretical Kilograms | Theoretical Kilograms | 53
UNECEUnitOfMeasurementCode | Theoretical Tonnes | Theoretical Tonnes | 54
UNECEUnitOfMeasurementCode | Sitas | Sitas | 56
UNECEUnitOfMeasurementCode | Mesh | Mesh | 57
UNECEUnitOfMeasurementCode | Net Kilograms | Net Kilograms | 58
UNECEUnitOfMeasurementCode | Parts Per Million | Parts Per Million | 59
UNECEUnitOfMeasurementCode | Percent Weight | Percent Weight | 60
UNECEUnitOfMeasurementCode | Parts Per Billion | Parts Per Billion | 61
UNECEUnitOfMeasurementCode | Percent Per 1000 Hours | Percent Per 1000 Hours | 62
UNECEUnitOfMeasurementCode | Failure Rate In Time | Failure Rate In Time | 63
UNECEUnitOfMeasurementCode | Pounds Per Square Inch Gauge | Pounds Per Square Inch Gauge | 64
UNECEUnitOfMeasurementCode | Coulomb | Coulomb | 65
UNECEUnitOfMeasurementCode | Oersteds | Oersteds | 66
UNECEUnitOfMeasurementCode | Siemens | Siemens | 67
UNECEUnitOfMeasurementCode | Ampere | Ampere | 68
UNECEUnitOfMeasurementCode | Test Specific Scale | Test Specific Scale | 69
UNECEUnitOfMeasurementCode | Volt | Volt | 70
UNECEUnitOfMeasurementCode | Volt-Ampere Per Pound | Volt-Ampere Per Pound | 71
UNECEUnitOfMeasurementCode | Watts Per Pound | Watts Per Pound | 72
UNECEUnitOfMeasurementCode | Ampere Turn Per Centimeter | Ampere Turn Per Centimeter | 73
UNECEUnitOfMeasurementCode | Milli Pascals | Milli Pascals | 74
UNECEUnitOfMeasurementCode | Gauss | Gauss | 76
UNECEUnitOfMeasurementCode | Mil | Mil | 77
UNECEUnitOfMeasurementCode | Kilogauss | Kilogauss | 78
UNECEUnitOfMeasurementCode | Electron Volt | Electron Volt | 79
UNECEUnitOfMeasurementCode | Cord | Cord | 8C
UNECEUnitOfMeasurementCode | Duty | Duty | 8D
UNECEUnitOfMeasurementCode | Project | Project | 8P
UNECEUnitOfMeasurementCode | Program | Program | 8R
UNECEUnitOfMeasurementCode | Session | Session | 8S
UNECEUnitOfMeasurementCode | Square Kilometer | Square Kilometer | 8U
UNECEUnitOfMeasurementCode | Pounds Per Square Inch Absolute | Pounds Per Square Inch Absolute | 80
UNECEUnitOfMeasurementCode | Henry | Henry | 81
UNECEUnitOfMeasurementCode | Ohm | Ohm | 82
UNECEUnitOfMeasurementCode | Farad | Farad | 83
UNECEUnitOfMeasurementCode | Kilo Pounds Per Square Inch (KSI) | Kilo Pounds Per Square Inch (KSI) | 84
UNECEUnitOfMeasurementCode | Foot Pounds | Foot Pounds | 85
UNECEUnitOfMeasurementCode | Joules | Joules | 86
UNECEUnitOfMeasurementCode | Pounds per Cubic Foot | Pounds per Cubic Foot | 87
UNECEUnitOfMeasurementCode | Poise | Poise | 89
UNECEUnitOfMeasurementCode | Saybold Universal Second | Saybold Universal Second | 90
UNECEUnitOfMeasurementCode | Stokes | Stokes | 91
UNECEUnitOfMeasurementCode | Calories per Cubic Centimeter | Calories per Cubic Centimeter | 92
UNECEUnitOfMeasurementCode | Calories per Gram | Calories per Gram | 93
UNECEUnitOfMeasurementCode | Curl Units | Curl Units | 94
UNECEUnitOfMeasurementCode | 20,000 Gallon Tankcar | 20,000 Gallon Tankcar | 95
UNECEUnitOfMeasurementCode | 10,000 Gallon Tankcar | 10,000 Gallon Tankcar | 96
UNECEUnitOfMeasurementCode | 10 Kilogram Drum | 10 Kilogram Drum | 97
UNECEUnitOfMeasurementCode | 15 Kilogram Drum | 15 Kilogram Drum | 98
UNECEUnitOfMeasurementCode | Watt | Watt | 99

## M3NHFScheduleOfRatesCode
Code List | Name | Documentation | Code | 7 | 6.3 | 6.2 | 6.1 | 6
M3NHFScheduleOfRatesCode | Asbestos/Investigation:Take Sample | Asbestos - Investigation:Take Sample, unit of measure NO | Asbestos-AS000001 |  | Y | Y | Y | Y
M3NHFScheduleOfRatesCode | Asbestos/Investigation:Complete Survey | Asbestos - Investigation:Complete Survey, unit of measure NO | Asbestos-AS000002 | Y
M3NHFScheduleOfRatesCode | Asbestos/Investigation:Take Additional Samples | Asbestos - Investigation:Take Additional Samples, unit of measure NO | Asbestos-AS000003 |  | Y | Y | Y | Y
M3NHFScheduleOfRatesCode | Asbestos/Investigation:Complete Survey Add Sample | Asbestos - Investigation:Complete Survey Add Sample, unit of measure NO | Asbestos-AS000004 | Y
M3NHFScheduleOfRatesCode | Asbestos/Investigation:Complete Survey Add Destructive Samp | Asbestos - Investigation:Complete Survey Add Destructive Samp, unit of measure NO | Asbestos-AS000005 | Y
M3NHFScheduleOfRatesCode | Asbestos/Investigation:Update Existing Survey Data | Asbestos - Investigation:Update Existing Survey Data, unit of measure NO | Asbestos-AS000006 | Y
M3NHFScheduleOfRatesCode | Asbestos/Investigation:Update Exist Survey Data Add Sample | Asbestos - Investigation:Update Exist Survey Data Add Sample, unit of measure NO | Asbestos-AS000007 | Y
M3NHFScheduleOfRatesCode | Asbestos/Management Of Asbestos Removal:Consultant | Asbestos - Management Of Asbestos Removal:Consultant, unit of measure HR | Asbestos-AS000008 | Y
M3NHFScheduleOfRatesCode | Asbestos/Management Of Asbestos Removal:Analyst | Asbestos - Management Of Asbestos Removal:Analyst, unit of measure DAY | Asbestos-AS000009 | Y
M3NHFScheduleOfRatesCode | Asbestos/Management Of Asbestos Removal:24 Hr Analyst | Asbestos - Management Of Asbestos Removal:24 Hr Analyst, unit of measure NO | Asbestos-AS000010 | Y
M3NHFScheduleOfRatesCode | Asbestos/Enclosure:Install Enclosure Ne 5Sm Floor Area | Asbestos - Enclosure:Install Enclosure Ne 5Sm Floor Area, unit of measure IT | Asbestos-AS000011 | Y | Y | Y | Y | Y
M3NHFScheduleOfRatesCode | Asbestos/Enclosure:Install Enclosure 5 To 10Sm Floor Area | Asbestos - Enclosure:Install Enclosure 5 To 10Sm Floor Area, unit of measure IT | Asbestos-AS000013 | Y | Y | Y | Y | Y
M3NHFScheduleOfRatesCode | Asbestos/Enclosure:Install Enclosure 10 To 15Sm Floor Area | Asbestos - Enclosure:Install Enclosure 10 To 15Sm Floor Area, unit of measure IT | Asbestos-AS000015 | Y | Y | Y | Y | Y
M3NHFScheduleOfRatesCode | Asbestos/Enclosure:Install Enclosure 15 To 20Sm Floor Area | Asbestos - Enclosure:Install Enclosure 15 To 20Sm Floor Area, unit of measure IT | Asbestos-AS000017 | Y | Y | Y | Y | Y
M3NHFScheduleOfRatesCode | Asbestos/Enclosure:Install 20Sm+ Floor Area In Roofspace | Asbestos - Enclosure:Install 20Sm+ Floor Area In Roofspace, unit of measure SM | Asbestos-AS000018 | Y
M3NHFScheduleOfRatesCode | Asbestos/Enclosure:Install Enclosure Exc 20Sm Floor Area | Asbestos - Enclosure:Install Enclosure Exc 20Sm Floor Area, unit of measure SM | Asbestos-AS000019 | Y | Y | Y | Y | Y
M3NHFScheduleOfRatesCode | Asbestos/Roofspace:Decontaminate | Asbestos - Roofspace:Decontaminate, unit of measure NO | Asbestos-AS000020 | Y
M3NHFScheduleOfRatesCode | Asbestos/Enclosure:Provide 3 Stage Airlock Facility | Asbestos - Enclosure:Provide 3 Stage Airlock Facility, unit of measure IT | Asbestos-AS000021 | Y | Y | Y | Y | Y
M3NHFScheduleOfRatesCode | Asbestos/Enclosure:Provide 3 Stage Baglock Facility | Asbestos - Enclosure:Provide 3 Stage Baglock Facility, unit of measure IT | Asbestos-AS000023 | Y | Y | Y | Y | Y
M3NHFScheduleOfRatesCode | Asbestos/Enclosure:Provide Negative Pressure Unit | Asbestos - Enclosure:Provide Negative Pressure Unit, unit of measure WK | Asbestos-AS000025 | Y | Y | Y | Y | Y
M3NHFScheduleOfRatesCode | Asbestos/Enclosure:Provide Mobile Decontamination Unit | Asbestos - Enclosure:Provide Mobile Decontamination Unit, unit of measure WK | Asbestos-AS000027 | Y | Y | Y | Y | Y
M3NHFScheduleOfRatesCode | Asbestos/Enclosure:Lockable Storage Facility | Asbestos - Enclosure:Lockable Storage Facility, unit of measure DAY | Asbestos-AS000028 | Y
M3NHFScheduleOfRatesCode | Asbestos/Enclosure:Smoke Test Any Size Enclosure | Asbestos - Enclosure:Smoke Test Any Size Enclosure, unit of measure IT | Asbestos-AS000029 | Y | Y | Y | Y | Y
M3NHFScheduleOfRatesCode | Asbestos/Enclosure:4 Stage Clearance Ne 5Sm Floor Area | Asbestos - Enclosure:4 Stage Clearance Ne 5Sm Floor Area, unit of measure IT | Asbestos-AS000031 | Y | Y | Y | Y | Y
M3NHFScheduleOfRatesCode | Asbestos/Enclosure:4 Stage Clearance Ne 5-10Sm Floor Area | Asbestos - Enclosure:4 Stage Clearance Ne 5-10Sm Floor Area, unit of measure IT | Asbestos-AS000033 | Y | Y | Y | Y | Y
M3NHFScheduleOfRatesCode | Asbestos/Enclosure:4 Stage Clearance Ne 10-15Sm Floor Area | Asbestos - Enclosure:4 Stage Clearance Ne 10-15Sm Floor Area, unit of measure IT | Asbestos-AS000035 | Y | Y | Y | Y | Y
M3NHFScheduleOfRatesCode | Asbestos/Enclosure:4 Stage Clearance Ne 15-20Sm Floor Area | Asbestos - Enclosure:4 Stage Clearance Ne 15-20Sm Floor Area, unit of measure IT | Asbestos-AS000037 | Y | Y | Y | Y | Y
M3NHFScheduleOfRatesCode | Asbestos/Enclosure:4 Stage Clearance Exc 20Sm Floor Area | Asbestos - Enclosure:4 Stage Clearance Exc 20Sm Floor Area, unit of measure SM | Asbestos-AS000039 | Y | Y | Y | Y | Y
M3NHFScheduleOfRatesCode | Asbestos/Certification:Provide Certificate As Per Iso 17025 | Asbestos - Certification:Provide Certificate As Per Iso 17025, unit of measure IT | Asbestos-AS000041 | Y | Y | Y | Y | Y
M3NHFScheduleOfRatesCode | Asbestos/Sprayed Asbestos:Remove Ne 5Sm Floor Area | Asbestos - Sprayed Asbestos:Remove Ne 5Sm Floor Area, unit of measure NO | Asbestos-AS000101 | Y | Y | Y | Y | Y
M3NHFScheduleOfRatesCode | Asbestos/Sprayed Asbestos:Remove 5 To 10Sm Floor Area | Asbestos - Sprayed Asbestos:Remove 5 To 10Sm Floor Area, unit of measure NO | Asbestos-AS000103 | Y | Y | Y | Y | Y
M3NHFScheduleOfRatesCode | Asbestos/Sprayed Asbestos:Remove 10 To 15Sm Floor Area | Asbestos - Sprayed Asbestos:Remove 10 To 15Sm Floor Area, unit of measure NO | Asbestos-AS000105 | Y | Y | Y | Y | Y
M3NHFScheduleOfRatesCode | Asbestos/Sprayed Asbestos:Remove 15 To 20Sm Floor Area | Asbestos - Sprayed Asbestos:Remove 15 To 20Sm Floor Area, unit of measure NO | Asbestos-AS000107 | Y | Y | Y | Y | Y
M3NHFScheduleOfRatesCode | Asbestos/Sprayed Asbestos:Remove Exc 20Sm Floor Area | Asbestos - Sprayed Asbestos:Remove Exc 20Sm Floor Area, unit of measure SM | Asbestos-AS000109 | Y | Y | Y | Y | Y
M3NHFScheduleOfRatesCode | Asbestos/Asbestos:Remove Pipe Insulation Ne 15Mm Dia | Asbestos - Asbestos:Remove Pipe Insulation Ne 15Mm Dia, unit of measure LM | Asbestos-AS000111 | Y | Y | Y | Y | Y
M3NHFScheduleOfRatesCode | Asbestos/Asbestos:Remove Pipe Insulation 15 To 50Mm Dia | Asbestos - Asbestos:Remove Pipe Insulation 15 To 50Mm Dia, unit of measure LM | Asbestos-AS000113 | Y | Y | Y | Y | Y
M3NHFScheduleOfRatesCode | Asbestos/Asbestos:Remove Pipe Insulation 50 To 200Mm Dia | Asbestos - Asbestos:Remove Pipe Insulation 50 To 200Mm Dia, unit of measure LM | Asbestos-AS000115 | Y | Y | Y | Y | Y
M3NHFScheduleOfRatesCode | Asbestos/Asbestos:Remove Pipe Insulation Exc 200Mm Dia | Asbestos - Asbestos:Remove Pipe Insulation Exc 200Mm Dia, unit of measure LM | Asbestos-AS000117 | Y | Y | Y | Y | Y
M3NHFScheduleOfRatesCode | Asbestos/Asbestos:Remove Sect Pipe Insul Ne 15Mm Dia | Asbestos - Asbestos:Remove Sect Pipe Insul Ne 15Mm Dia, unit of measure LM | Asbestos-AS000119 | Y | Y | Y | Y | Y
M3NHFScheduleOfRatesCode | Asbestos/Asbestos:Remove Sect Pipe Insul 15 To 50Mm Dia | Asbestos - Asbestos:Remove Sect Pipe Insul 15 To 50Mm Dia, unit of measure LM | Asbestos-AS000121 | Y | Y | Y | Y | Y
M3NHFScheduleOfRatesCode | Asbestos/Asbestos:Remove Sect Pipe Insul 50 To 200Mm Dia | Asbestos - Asbestos:Remove Sect Pipe Insul 50 To 200Mm Dia, unit of measure LM | Asbestos-AS000123 | Y | Y | Y | Y | Y
M3NHFScheduleOfRatesCode | Asbestos/Asbestos:Remove Sect Pipe Insul Over 200Mm Dia | Asbestos - Asbestos:Remove Sect Pipe Insul Over 200Mm Dia, unit of measure LM | Asbestos-AS000125 | Y | Y | Y | Y | Y
M3NHFScheduleOfRatesCode | Asbestos/Asbestos:Remove Glass Fibre Mmmf Insulation | Asbestos - Asbestos:Remove Glass Fibre Mmmf Insulation, unit of measure SM | Asbestos-AS000126 | Y
M3NHFScheduleOfRatesCode | Asbestos/Asbestos:Remove Insul Board Ne 5Sm Floor Area | Asbestos - Asbestos:Remove Insul Board Ne 5Sm Floor Area, unit of measure NO | Asbestos-AS000127 | Y | Y | Y | Y | Y
M3NHFScheduleOfRatesCode | Asbestos/Asbestos:Remove Insul Board 5 To 10Sm Floor Area | Asbestos - Asbestos:Remove Insul Board 5 To 10Sm Floor Area, unit of measure NO | Asbestos-AS000129 | Y | Y | Y | Y | Y
M3NHFScheduleOfRatesCode | Asbestos/Asbestos:Remove Insul Board 10 To 15Sm Floor Area | Asbestos - Asbestos:Remove Insul Board 10 To 15Sm Floor Area, unit of measure NO | Asbestos-AS000131 | Y | Y | Y | Y | Y
M3NHFScheduleOfRatesCode | Asbestos/Asbestos:Remove Insul Board 15 To 20Sm Floor Area | Asbestos - Asbestos:Remove Insul Board 15 To 20Sm Floor Area, unit of measure NO | Asbestos-AS000133 | Y | Y | Y | Y | Y
M3NHFScheduleOfRatesCode | Asbestos/Asbestos:Remove Insul Board Exc 20Sm Floor Area | Asbestos - Asbestos:Remove Insul Board Exc 20Sm Floor Area, unit of measure SM | Asbestos-AS000135 | Y | Y | Y | Y | Y
M3NHFScheduleOfRatesCode | Asbestos/Asbestos:Remove Asbestos Insul Board Ne 400Mm Wide | Asbestos - Asbestos:Remove Asbestos Insul Board Ne 400Mm Wide, unit of measure LM | Asbestos-AS000136 | Y
M3NHFScheduleOfRatesCode | Asbestos/Sprayed Asbestos:Remove Steel Beams And Columns | Asbestos - Sprayed Asbestos:Remove Steel Beams And Columns, unit of measure SM | Asbestos-AS000137 | Y | Y | Y | Y | Y
M3NHFScheduleOfRatesCode | Asbestos/Asbestos:Remove Insul Board Ext Cladding Ne 2Sm | Asbestos - Asbestos:Remove Insul Board Ext Cladding Ne 2Sm, unit of measure NO | Asbestos-AS000138 | Y
M3NHFScheduleOfRatesCode | Asbestos/Cylinder Insulation:Remove Insulation To Hwc | Asbestos - Cylinder Insulation:Remove Insulation To Hwc, unit of measure NO | Asbestos-AS000139 | Y | Y | Y | Y | Y
M3NHFScheduleOfRatesCode | Asbestos/Insulation To Tank:Remove And Later Refix | Asbestos - Insulation To Tank:Remove And Later Refix, unit of measure NO | Asbestos-AS000141 | Y
M3NHFScheduleOfRatesCode | Asbestos/Cold Water Tank:Remove Cold Water Storage Tank | Asbestos - Cold Water Tank:Remove Cold Water Storage Tank, unit of measure NO | Asbestos-AS000201 | Y | Y | Y | Y | Y
M3NHFScheduleOfRatesCode | Asbestos/Gutters:Remove Asbestos Cement Gutters | Asbestos - Gutters:Remove Asbestos Cement Gutters, unit of measure LM | Asbestos-AS000203 | Y | Y | Y | Y | Y
M3NHFScheduleOfRatesCode | Asbestos/Downpipes:Remove Asbestos Cement Downpipes | Asbestos - Downpipes:Remove Asbestos Cement Downpipes, unit of measure LM | Asbestos-AS000205 | Y | Y | Y | Y | Y
M3NHFScheduleOfRatesCode | Asbestos/Waste Pipework:Remove Asbestos Cement Wastes | Asbestos - Waste Pipework:Remove Asbestos Cement Wastes, unit of measure LM | Asbestos-AS000206 | Y
M3NHFScheduleOfRatesCode | Asbestos/Sheet Roofing:Remove Asbestos Cement Sheet Roofing | Asbestos - Sheet Roofing:Remove Asbestos Cement Sheet Roofing, unit of measure SM | Asbestos-AS000207 | Y | Y | Y | Y | Y
M3NHFScheduleOfRatesCode | Asbestos/Soffit:Remove Asbestos Cement Soffit | Asbestos - Soffit:Remove Asbestos Cement Soffit, unit of measure LM | Asbestos-AS000209 | Y | Y | Y | Y | Y
M3NHFScheduleOfRatesCode | Asbestos/Undercloak:Remove Asbestos Cement Undercloak | Asbestos - Undercloak:Remove Asbestos Cement Undercloak, unit of measure LM | Asbestos-AS000210 | Y
M3NHFScheduleOfRatesCode | Asbestos/Slates:Remove Asbestos Cement Roof Slates Ne 1Sm | Asbestos - Slates:Remove Asbestos Cement Roof Slates Ne 1Sm, unit of measure NO | Asbestos-AS000211 | Y | Y | Y | Y | Y
M3NHFScheduleOfRatesCode | Asbestos/Slates:Remove Asbestos Cement Roof Slates Exc 1Sm | Asbestos - Slates:Remove Asbestos Cement Roof Slates Exc 1Sm, unit of measure SM | Asbestos-AS000213 | Y | Y | Y | Y | Y
M3NHFScheduleOfRatesCode | Asbestos/Flue Pipe:Remove Asbestos Cement Flue Pipe | Asbestos - Flue Pipe:Remove Asbestos Cement Flue Pipe, unit of measure LM | Asbestos-AS000215 | Y | Y | Y | Y | Y
M3NHFScheduleOfRatesCode | Asbestos/Storage Heater:Remove Storage Heater Small | Asbestos - Storage Heater:Remove Storage Heater Small, unit of measure NO | Asbestos-AS000217 | Y | Y | Y | Y | Y
M3NHFScheduleOfRatesCode | Asbestos/Storage Heater:Remove Storage Heater Medium | Asbestos - Storage Heater:Remove Storage Heater Medium, unit of measure NO | Asbestos-AS000219 | Y | Y | Y | Y | Y
M3NHFScheduleOfRatesCode | Asbestos/Storage Heater:Remove Storage Heater Large | Asbestos - Storage Heater:Remove Storage Heater Large, unit of measure NO | Asbestos-AS000221 | Y | Y | Y | Y | Y
M3NHFScheduleOfRatesCode | Asbestos/Access Panel:Remove Asbestos Cement Access Panel | Asbestos - Access Panel:Remove Asbestos Cement Access Panel, unit of measure NO | Asbestos-AS000223 | Y | Y | Y | Y | Y
M3NHFScheduleOfRatesCode | Asbestos/Floor Tiles:Remove Asbestos Floor Tiles | Asbestos - Floor Tiles:Remove Asbestos Floor Tiles, unit of measure SM | Asbestos-AS000225 | Y | Y | Y | Y | Y
M3NHFScheduleOfRatesCode | Asbestos/Floor Tiles:Remove Asbestos Thermo Floor Tiles | Asbestos - Floor Tiles:Remove Asbestos Thermo Floor Tiles, unit of measure SM | Asbestos-AS000227 | Y | Y | Y | Y | Y
M3NHFScheduleOfRatesCode | Asbestos/Cladding:Remove Asbestos Cement Intl Wall Cladding | Asbestos - Cladding:Remove Asbestos Cement Intl Wall Cladding, unit of measure SM | Asbestos-AS000229 | Y | Y | Y | Y | Y
M3NHFScheduleOfRatesCode | Asbestos/Cladding:Remove Asbestos Cement Ext Cladding | Asbestos - Cladding:Remove Asbestos Cement Ext Cladding, unit of measure SM | Asbestos-AS000230 | Y | Y | Y
M3NHFScheduleOfRatesCode | Asbestos/Bath Panel:Remove Asbestos Cement Bath Panel | Asbestos - Bath Panel:Remove Asbestos Cement Bath Panel, unit of measure NO | Asbestos-AS000231 | Y | Y | Y | Y | Y
M3NHFScheduleOfRatesCode | Asbestos/Door Panel:Remove Asbestos Cement Door Panel | Asbestos - Door Panel:Remove Asbestos Cement Door Panel, unit of measure NO | Asbestos-AS000233 | Y | Y | Y | Y | Y
M3NHFScheduleOfRatesCode | Asbestos/Duct Cover:Remove Asbestos Cement Duct Cover | Asbestos - Duct Cover:Remove Asbestos Cement Duct Cover, unit of measure LM | Asbestos-AS000235 | Y | Y | Y | Y | Y
M3NHFScheduleOfRatesCode | Asbestos/Sink Pad:Remove Asbestos Containing Sink Pad | Asbestos - Sink Pad:Remove Asbestos Containing Sink Pad, unit of measure NO | Asbestos-AS000236 | Y
M3NHFScheduleOfRatesCode | Asbestos/Artex:Remove Artex From Walls Or Ceilings | Asbestos - Artex:Remove Artex From Walls Or Ceilings, unit of measure SM | Asbestos-AS000237 | Y | Y | Y | Y | Y
M3NHFScheduleOfRatesCode | Asbestos/Textured Coating:Remove Tc + Backing Walls/Ceiling | Asbestos - Textured Coating:Remove Tc + Backing Walls/Ceiling, unit of measure SM | Asbestos-AS000238 | Y
M3NHFScheduleOfRatesCode | Asbestos/Electrical Component:Remove Domestic | Asbestos - Electrical Component:Remove Domestic, unit of measure NO | Asbestos-AS000239 | Y | Y | Y
M3NHFScheduleOfRatesCode | Asbestos/Plumbing Component:Remove Acm | Asbestos - Plumbing Component:Remove Acm, unit of measure NO | Asbestos-AS000241 | Y | Y | Y
M3NHFScheduleOfRatesCode | Asbestos/Gas Appliance Component:Remove Acm | Asbestos - Gas Appliance Component:Remove Acm, unit of measure NO | Asbestos-AS000243 | Y | Y | Y
M3NHFScheduleOfRatesCode | Asbestos/Panels:Encapsulate Boarded Or Panelled Surface | Asbestos - Panels:Encapsulate Boarded Or Panelled Surface, unit of measure SM | Asbestos-AS000301 | Y | Y | Y | Y | Y
M3NHFScheduleOfRatesCode | Asbestos/Soffit:Encapsulate Boarded Soffit | Asbestos - Soffit:Encapsulate Boarded Soffit, unit of measure LM | Asbestos-AS000303 | Y | Y | Y | Y | Y
M3NHFScheduleOfRatesCode | Asbestos/Flue Pipe:Encapsulate Flue Pipe Any Diameter | Asbestos - Flue Pipe:Encapsulate Flue Pipe Any Diameter, unit of measure LM | Asbestos-AS000305 | Y | Y | Y | Y | Y
M3NHFScheduleOfRatesCode | Asbestos/Gutter/Downpipe:Encapsulate Gutter/Downpipe | Asbestos - Gutter/Downpipe:Encapsulate Gutter/Downpipe, unit of measure LM | Asbestos-AS000307 | Y | Y | Y | Y | Y
M3NHFScheduleOfRatesCode | Asbestos/Duct Casing:Encapsulate High Level | Asbestos - Duct Casing:Encapsulate High Level, unit of measure SM | Asbestos-AS000309 | Y | Y | Y
M3NHFScheduleOfRatesCode | Asbestos/Tenant Roof Space Content:Ne 10 Bags | Asbestos - Tenant Roof Space Content:Ne 10 Bags, unit of measure IT | Asbestos-AS000401 | Y
M3NHFScheduleOfRatesCode | Asbestos/Tenant Roof Space Content:Ne 30 Bags | Asbestos - Tenant Roof Space Content:Ne 30 Bags, unit of measure IT | Asbestos-AS000403 | Y
M3NHFScheduleOfRatesCode | Asbestos/Tenant Roof Space Content:Decontamination Ne10 Bag | Asbestos - Tenant Roof Space Content:Decontamination Ne10 Bag, unit of measure IT | Asbestos-AS000501 | Y
M3NHFScheduleOfRatesCode | Asbestos/Tenant Roof Space Content:Decontamination Ne30 Bag | Asbestos - Tenant Roof Space Content:Decontamination Ne30 Bag, unit of measure IT | Asbestos-AS000503 | Y
M3NHFScheduleOfRatesCode | Asbestos/Tenant Roof Space Content:Disposal Ne10 Bags | Asbestos - Tenant Roof Space Content:Disposal Ne10 Bags, unit of measure IT | Asbestos-AS000601 | Y
M3NHFScheduleOfRatesCode | Asbestos/Tenant Roof Space Content:Disposal Ne30 Bags | Asbestos - Tenant Roof Space Content:Disposal Ne30 Bags, unit of measure IT | Asbestos-AS000603 | Y
M3NHFScheduleOfRatesCode | CCTV/Cctv:Repair Fault, Replace Parts Within Block | CCTV - Cctv:Repair Fault, Replace Parts Within Block, unit of measure IT | CCTV-CC010017 | Y | Y | Y | Y
M3NHFScheduleOfRatesCode | CCTV/Cctv:Repair Fault, Replace Parts Outside The Block | CCTV - Cctv:Repair Fault, Replace Parts Outside The Block, unit of measure IT | CCTV-CC010019 | Y | Y | Y | Y
M3NHFScheduleOfRatesCode | CCTV/Cctv:Replace Faulty Power Pack (Below 3M) | CCTV - Cctv:Replace Faulty Power Pack (Below 3M), unit of measure NO | CCTV-CC010021 | Y | Y | Y | Y
M3NHFScheduleOfRatesCode | CCTV/Cctv:Replace Faulty Ccd Camera (Below 3M) | CCTV - Cctv:Replace Faulty Ccd Camera (Below 3M), unit of measure NO | CCTV-CC010023 | Y | Y | Y | Y
M3NHFScheduleOfRatesCode | CCTV/Cctv:Replace Faulty Power Pack (Mounted At 8M) | CCTV - Cctv:Replace Faulty Power Pack (Mounted At 8M), unit of measure NO | CCTV-CC010025 | Y | Y | Y | Y
M3NHFScheduleOfRatesCode | CCTV/Cctv:Replace Faulty Ccd Camera (Mounted At 8M) | CCTV - Cctv:Replace Faulty Ccd Camera (Mounted At 8M), unit of measure NO | CCTV-CC010027 | Y | Y | Y | Y
M3NHFScheduleOfRatesCode | CCTV/Cctv:Replace Wiper Control (Mounted At 8M) | CCTV - Cctv:Replace Wiper Control (Mounted At 8M), unit of measure NO | CCTV-CC010031 | Y | Y | Y | Y
M3NHFScheduleOfRatesCode | CCTV/Cctv:Replace Heater And Associated Control | CCTV - Cctv:Replace Heater And Associated Control, unit of measure NO | CCTV-CC010033 | Y | Y | Y | Y
M3NHFScheduleOfRatesCode | CCTV/Cctv:Replace Uniplexer | CCTV - Cctv:Replace Uniplexer, unit of measure NO | CCTV-CC010035 | Y | Y | Y | Y
M3NHFScheduleOfRatesCode | CCTV/Cctv:Replace I/C In Uniplexer | CCTV - Cctv:Replace I/C In Uniplexer, unit of measure NO | CCTV-CC010037 | Y | Y | Y | Y
M3NHFScheduleOfRatesCode | CCTV/Cctv:Replace Switches | CCTV - Cctv:Replace Switches, unit of measure NO | CCTV-CC010039 | Y | Y | Y | Y
M3NHFScheduleOfRatesCode | CCTV/Cctv:Repair 12" Monitor | CCTV - Cctv:Repair 12" Monitor, unit of measure NO | CCTV-CC010041 | Y | Y | Y | Y
M3NHFScheduleOfRatesCode | CCTV/Cctv:Replace 12" Monitor | CCTV - Cctv:Replace 12" Monitor, unit of measure NO | CCTV-CC010043 | Y | Y | Y | Y
M3NHFScheduleOfRatesCode | CCTV/Cctv:Repair 20" Monitor | CCTV - Cctv:Repair 20" Monitor, unit of measure NO | CCTV-CC010045 | Y | Y | Y | Y
M3NHFScheduleOfRatesCode | CCTV/Cctv:Replace 20" Monitor | CCTV - Cctv:Replace 20" Monitor, unit of measure NO | CCTV-CC010047 | Y | Y | Y | Y
M3NHFScheduleOfRatesCode | CCTV/Cctv:Repair Video Printer | CCTV - Cctv:Repair Video Printer, unit of measure NO | CCTV-CC010049 | Y | Y | Y | Y
M3NHFScheduleOfRatesCode | CCTV/Cctv:Replace Video Printer | CCTV - Cctv:Replace Video Printer, unit of measure NO | CCTV-CC010051 | Y | Y | Y | Y
M3NHFScheduleOfRatesCode | CCTV/Cctv:Replace Digital Video Recorder/Transmitter | CCTV - Cctv:Replace Digital Video Recorder/Transmitter, unit of measure NO | CCTV-CC010052 | Y
M3NHFScheduleOfRatesCode | CCTV/Cctv:Repair Video Recorder | CCTV - Cctv:Repair Video Recorder, unit of measure NO | CCTV-CC010053 | Y | Y | Y | Y
M3NHFScheduleOfRatesCode | CCTV/Cctv:Replace Pc For Remote Monitoring | CCTV - Cctv:Replace Pc For Remote Monitoring, unit of measure NO | CCTV-CC010054 | Y
M3NHFScheduleOfRatesCode | CCTV/Cctv:Install Ccd Colour Camera With Lens | CCTV - Cctv:Install Ccd Colour Camera With Lens, unit of measure NO | CCTV-CC010055 | Y | Y | Y | Y
M3NHFScheduleOfRatesCode | CCTV/Cctv:Install 12" Monitor | CCTV - Cctv:Install 12" Monitor, unit of measure NO | CCTV-CC010057 | Y | Y | Y | Y
M3NHFScheduleOfRatesCode | CCTV/Cctv:Install 20" Monitor | CCTV - Cctv:Install 20" Monitor, unit of measure NO | CCTV-CC010059 | Y | Y | Y | Y
M3NHFScheduleOfRatesCode | CCTV/Cctv:Install Digital Video Recorder/Transmitter | CCTV - Cctv:Install Digital Video Recorder/Transmitter, unit of measure NO | CCTV-CC010061 | Y
M3NHFScheduleOfRatesCode | CCTV/Cctv:Install Pc For Remote Monitoring | CCTV - Cctv:Install Pc For Remote Monitoring, unit of measure NO | CCTV-CC010063 | Y
M3NHFScheduleOfRatesCode | CCTV/Cctv:Response Callout | CCTV - Cctv:Response Callout, unit of measure IT | CCTV-CC020001 | Y
M3NHFScheduleOfRatesCode | CCTV/Cctv:Response Callout/Repair No Parts | CCTV - Cctv:Response Callout/Repair No Parts, unit of measure IT | CCTV-CC020003 | Y
M3NHFScheduleOfRatesCode | CCTV/Cctv:Response Callout/Repair Parts Ne £100 | CCTV - Cctv:Response Callout/Repair Parts Ne £100, unit of measure IT | CCTV-CC020005 | Y
M3NHFScheduleOfRatesCode | CCTV/Cctv:Response Callout/Repair Parts Ne £150 | CCTV - Cctv:Response Callout/Repair Parts Ne £150, unit of measure IT | CCTV-CC020007 | Y
M3NHFScheduleOfRatesCode | CCTV/Cctv:Response Callout/Repair Parts Ne £250 | CCTV - Cctv:Response Callout/Repair Parts Ne £250, unit of measure IT | CCTV-CC020009 | Y
M3NHFScheduleOfRatesCode | CCTV/Cctv:Response Callout/Repair Parts Ne £500 | CCTV - Cctv:Response Callout/Repair Parts Ne £500, unit of measure IT | CCTV-CC020011 | Y
M3NHFScheduleOfRatesCode | CCTV/Cctv:Response Callout/Repair Parts Ne £1,000 | CCTV - Cctv:Response Callout/Repair Parts Ne £1,000, unit of measure IT | CCTV-CC020013 | Y
M3NHFScheduleOfRatesCode | Comm M&E/Automatic Doors:Inspect/Service Doors And Operator | Comm M&E - Automatic Doors:Inspect/Service Doors And Operator, unit of measure IT | Comm M&E-AD010001 | Y | Y | Y | Y | Y
M3NHFScheduleOfRatesCode | Comm M&E/Automatic Doors:Fault Find On Door System | Comm M&E - Automatic Doors:Fault Find On Door System, unit of measure NO | Comm M&E-AD020001 |  | Y | Y | Y | Y
M3NHFScheduleOfRatesCode | Comm M&E/Automatic Doors:Replace Faulty Presence Detector | Comm M&E - Automatic Doors:Replace Faulty Presence Detector, unit of measure NO | Comm M&E-AD020005 | Y | Y | Y | Y | Y
M3NHFScheduleOfRatesCode | Comm M&E/Automatic Doors:Replace Faulty Photo Cell | Comm M&E - Automatic Doors:Replace Faulty Photo Cell, unit of measure NO | Comm M&E-AD020007 | Y | Y | Y | Y | Y
M3NHFScheduleOfRatesCode | Comm M&E/Automatic Doors:Replace Faulty Control Console | Comm M&E - Automatic Doors:Replace Faulty Control Console, unit of measure NO | Comm M&E-AD020009 | Y | Y | Y | Y | Y
M3NHFScheduleOfRatesCode | Comm M&E/Automatic Doors:Replace Faulty Fob Reader | Comm M&E - Automatic Doors:Replace Faulty Fob Reader, unit of measure NO | Comm M&E-AD020011 | Y | Y | Y | Y | Y
M3NHFScheduleOfRatesCode | Comm M&E/Automatic Doors:Replace Faulty Disabled Access Pad | Comm M&E - Automatic Doors:Replace Faulty Disabled Access Pad, unit of measure NO | Comm M&E-AD020013 | Y | Y | Y | Y | Y
M3NHFScheduleOfRatesCode | Comm M&E/Automatic Doors:Response Callout | Comm M&E - Automatic Doors:Response Callout, unit of measure IT | Comm M&E-AD030001 | Y
M3NHFScheduleOfRatesCode | Comm M&E/Automatic Doors:Response Callout No Parts | Comm M&E - Automatic Doors:Response Callout No Parts, unit of measure IT | Comm M&E-AD030003 | Y
M3NHFScheduleOfRatesCode | Comm M&E/Automatic Doors:Response Callout Parts Ne £100.00 | Comm M&E - Automatic Doors:Response Callout Parts Ne £100.00, unit of measure IT | Comm M&E-AD030005 | Y
M3NHFScheduleOfRatesCode | Comm M&E/Automatic Doors:Response Callout Parts Ne £150.00 | Comm M&E - Automatic Doors:Response Callout Parts Ne £150.00, unit of measure IT | Comm M&E-AD030007 | Y
M3NHFScheduleOfRatesCode | Comm M&E/Automatic Doors:Response Callout Parts Ne £250.00 | Comm M&E - Automatic Doors:Response Callout Parts Ne £250.00, unit of measure IT | Comm M&E-AD030009 | Y
M3NHFScheduleOfRatesCode | Comm M&E/Automatic Doors:Response Callout Parts Ne £500.00 | Comm M&E - Automatic Doors:Response Callout Parts Ne £500.00, unit of measure IT | Comm M&E-AD030011 | Y
M3NHFScheduleOfRatesCode | Comm M&E/Automatic Doors:Response Callout Parts Ne £1000.00 | Comm M&E - Automatic Doors:Response Callout Parts Ne £1000.00, unit of measure IT | Comm M&E-AD030013 | Y
M3NHFScheduleOfRatesCode | Comm M&E/Solid Fuel Or Biomass Boiler:Service Ne 80Kw | Comm M&E - Solid Fuel Or Biomass Boiler:Service Ne 80Kw, unit of measure IT | Comm M&E-BI110101 | Y | Y | Y | Y
M3NHFScheduleOfRatesCode | Comm M&E/Solid Fuel Or Biomass Boiler:Service Ne 100Kw | Comm M&E - Solid Fuel Or Biomass Boiler:Service Ne 100Kw, unit of measure IT | Comm M&E-BI110103 | Y | Y | Y | Y
M3NHFScheduleOfRatesCode | Comm M&E/Solid Fuel Or Biomass Boiler:Service Ne 150Kw | Comm M&E - Solid Fuel Or Biomass Boiler:Service Ne 150Kw, unit of measure IT | Comm M&E-BI110105 | Y | Y | Y | Y
M3NHFScheduleOfRatesCode | Comm M&E/Solid Fuel Or Biomass Boiler:Service Ne 200Kw | Comm M&E - Solid Fuel Or Biomass Boiler:Service Ne 200Kw, unit of measure IT | Comm M&E-BI110107 | Y | Y | Y | Y
M3NHFScheduleOfRatesCode | Comm M&E/Solid Fuel Or Biomass Boiler:Service Ne 250Kw | Comm M&E - Solid Fuel Or Biomass Boiler:Service Ne 250Kw, unit of measure IT | Comm M&E-BI110111 | Y | Y | Y | Y
M3NHFScheduleOfRatesCode | Comm M&E/Solid Fuel Or Biomass Boiler:Breakdown No Parts | Comm M&E - Solid Fuel Or Biomass Boiler:Breakdown No Parts, unit of measure IT | Comm M&E-BI110201 | Y | Y | Y | Y
M3NHFScheduleOfRatesCode | Comm M&E/Solid Fuel Or Biomass Boiler:Breakdown Parts Ne£50 | Comm M&E - Solid Fuel Or Biomass Boiler:Breakdown Parts Ne£50, unit of measure IT | Comm M&E-BI110203 | Y | Y | Y | Y
M3NHFScheduleOfRatesCode | Comm M&E/Solid Fuel/Biomass Boiler:Breakdown Parts Ne£100 | Comm M&E - Solid Fuel/Biomass Boiler:Breakdown Parts Ne£100, unit of measure IT | Comm M&E-BI110205 | Y | Y | Y | Y
M3NHFScheduleOfRatesCode | Comm M&E/Solid Fuel/Biomass Boiler:Breakdown Parts Ne £150 | Comm M&E - Solid Fuel/Biomass Boiler:Breakdown Parts Ne £150, unit of measure IT | Comm M&E-BI110207 | Y | Y | Y | Y
M3NHFScheduleOfRatesCode | Comm M&E/Cctv:Repair Fault, Replace Parts Within Block | Comm M&E - Cctv:Repair Fault, Replace Parts Within Block, unit of measure IT | Comm M&E-CC010017 | Y | Y | Y | Y | Y
M3NHFScheduleOfRatesCode | Comm M&E/Cctv:Repair Fault, Replace Parts Outside The Block | Comm M&E - Cctv:Repair Fault, Replace Parts Outside The Block, unit of measure IT | Comm M&E-CC010019 | Y | Y | Y | Y | Y
M3NHFScheduleOfRatesCode | Comm M&E/Cctv:Replace Faulty Power Pack (Below 3M) | Comm M&E - Cctv:Replace Faulty Power Pack (Below 3M), unit of measure NO | Comm M&E-CC010021 | Y | Y | Y | Y | Y
M3NHFScheduleOfRatesCode | Comm M&E/Cctv:Replace Faulty Ccd Camera (Below 3M) | Comm M&E - Cctv:Replace Faulty Ccd Camera (Below 3M), unit of measure NO | Comm M&E-CC010023 | Y | Y | Y | Y | Y
M3NHFScheduleOfRatesCode | Comm M&E/Cctv:Replace Faulty Power Pack (Mounted At 8M) | Comm M&E - Cctv:Replace Faulty Power Pack (Mounted At 8M), unit of measure NO | Comm M&E-CC010025 | Y | Y | Y | Y | Y
M3NHFScheduleOfRatesCode | Comm M&E/Cctv:Replace Faulty Ccd Camera (Mounted At 8M) | Comm M&E - Cctv:Replace Faulty Ccd Camera (Mounted At 8M), unit of measure NO | Comm M&E-CC010027 | Y | Y | Y | Y | Y
M3NHFScheduleOfRatesCode | Comm M&E/Cctv:Replace Wiper Control (Mounted At 8M) | Comm M&E - Cctv:Replace Wiper Control (Mounted At 8M), unit of measure NO | Comm M&E-CC010031 | Y | Y | Y | Y | Y
M3NHFScheduleOfRatesCode | Comm M&E/Cctv:Replace Heater And Associated Control | Comm M&E - Cctv:Replace Heater And Associated Control, unit of measure NO | Comm M&E-CC010033 | Y | Y | Y | Y | Y
M3NHFScheduleOfRatesCode | Comm M&E/Cctv:Replace Uniplexer | Comm M&E - Cctv:Replace Uniplexer, unit of measure NO | Comm M&E-CC010035 | Y | Y | Y | Y | Y
M3NHFScheduleOfRatesCode | Comm M&E/Cctv:Replace I/C In Uniplexer | Comm M&E - Cctv:Replace I/C In Uniplexer, unit of measure NO | Comm M&E-CC010037 | Y | Y | Y | Y | Y
M3NHFScheduleOfRatesCode | Comm M&E/Cctv:Replace Switches | Comm M&E - Cctv:Replace Switches, unit of measure NO | Comm M&E-CC010039 | Y | Y | Y | Y | Y
M3NHFScheduleOfRatesCode | Comm M&E/Cctv:Repair 12" Monitor | Comm M&E - Cctv:Repair 12" Monitor, unit of measure NO | Comm M&E-CC010041 | Y | Y | Y | Y | Y
M3NHFScheduleOfRatesCode | Comm M&E/Cctv:Replace 12" Monitor | Comm M&E - Cctv:Replace 12" Monitor, unit of measure NO | Comm M&E-CC010043 | Y | Y | Y | Y | Y
M3NHFScheduleOfRatesCode | Comm M&E/Cctv:Repair 20" Monitor | Comm M&E - Cctv:Repair 20" Monitor, unit of measure NO | Comm M&E-CC010045 | Y | Y | Y | Y | Y
M3NHFScheduleOfRatesCode | Comm M&E/Cctv:Replace 20" Monitor | Comm M&E - Cctv:Replace 20" Monitor, unit of measure NO | Comm M&E-CC010047 | Y | Y | Y | Y | Y
M3NHFScheduleOfRatesCode | Comm M&E/Cctv:Repair Video Printer | Comm M&E - Cctv:Repair Video Printer, unit of measure NO | Comm M&E-CC010049 | Y | Y | Y | Y | Y
M3NHFScheduleOfRatesCode | Comm M&E/Cctv:Replace Video Printer | Comm M&E - Cctv:Replace Video Printer, unit of measure NO | Comm M&E-CC010051 | Y | Y | Y | Y | Y
M3NHFScheduleOfRatesCode | Comm M&E/Cctv:Replace Digital Video Recorder/Transmitter | Comm M&E - Cctv:Replace Digital Video Recorder/Transmitter, unit of measure NO | Comm M&E-CC010052 | Y
M3NHFScheduleOfRatesCode | Comm M&E/Cctv:Repair Video Recorder | Comm M&E - Cctv:Repair Video Recorder, unit of measure NO | Comm M&E-CC010053 | Y | Y | Y | Y | Y
M3NHFScheduleOfRatesCode | Comm M&E/Cctv:Replace Pc For Remote Monitoring | Comm M&E - Cctv:Replace Pc For Remote Monitoring, unit of measure NO | Comm M&E-CC010054 | Y
M3NHFScheduleOfRatesCode | Comm M&E/Cctv:Install Ccd Colour Camera With Lens | Comm M&E - Cctv:Install Ccd Colour Camera With Lens, unit of measure NO | Comm M&E-CC010055 | Y | Y | Y | Y | Y
M3NHFScheduleOfRatesCode | Comm M&E/Cctv:Install 12" Monitor | Comm M&E - Cctv:Install 12" Monitor, unit of measure NO | Comm M&E-CC010057 | Y | Y | Y | Y | Y
M3NHFScheduleOfRatesCode | Comm M&E/Cctv:Install 20" Monitor | Comm M&E - Cctv:Install 20" Monitor, unit of measure NO | Comm M&E-CC010059 | Y | Y | Y | Y | Y
M3NHFScheduleOfRatesCode | Comm M&E/Cctv:Install Digital Video Recorder/Transmitter | Comm M&E - Cctv:Install Digital Video Recorder/Transmitter, unit of measure NO | Comm M&E-CC010061 | Y
M3NHFScheduleOfRatesCode | Comm M&E/Cctv:Install Pc For Remote Monitoring | Comm M&E - Cctv:Install Pc For Remote Monitoring, unit of measure NO | Comm M&E-CC010063 | Y
M3NHFScheduleOfRatesCode | Comm M&E/Cctv:Response Callout | Comm M&E - Cctv:Response Callout, unit of measure IT | Comm M&E-CC020001 | Y
M3NHFScheduleOfRatesCode | Comm M&E/Cctv:Response Callout/Repair No Parts | Comm M&E - Cctv:Response Callout/Repair No Parts, unit of measure IT | Comm M&E-CC020003 | Y
M3NHFScheduleOfRatesCode | Comm M&E/Cctv:Response Callout/Repair Parts Ne £100 | Comm M&E - Cctv:Response Callout/Repair Parts Ne £100, unit of measure IT | Comm M&E-CC020005 | Y
M3NHFScheduleOfRatesCode | Comm M&E/Cctv:Response Callout/Repair Parts Ne £150 | Comm M&E - Cctv:Response Callout/Repair Parts Ne £150, unit of measure IT | Comm M&E-CC020007 | Y
M3NHFScheduleOfRatesCode | Comm M&E/Cctv:Response Callout/Repair Parts Ne £250 | Comm M&E - Cctv:Response Callout/Repair Parts Ne £250, unit of measure IT | Comm M&E-CC020009 | Y
M3NHFScheduleOfRatesCode | Comm M&E/Cctv:Response Callout/Repair Parts Ne £500 | Comm M&E - Cctv:Response Callout/Repair Parts Ne £500, unit of measure IT | Comm M&E-CC020011 | Y
M3NHFScheduleOfRatesCode | Comm M&E/Cctv:Response Callout/Repair Parts Ne £1,000 | Comm M&E - Cctv:Response Callout/Repair Parts Ne £1,000, unit of measure IT | Comm M&E-CC020013 | Y
M3NHFScheduleOfRatesCode | Comm M&E/Catering Equipment:Renew Outer Element | Comm M&E - Catering Equipment:Renew Outer Element, unit of measure IT | Comm M&E-CE010101 | Y | Y | Y | Y | Y
M3NHFScheduleOfRatesCode | Comm M&E/Catering Equipment:Renew Steamer Element | Comm M&E - Catering Equipment:Renew Steamer Element, unit of measure IT | Comm M&E-CE010103 | Y | Y | Y | Y | Y
M3NHFScheduleOfRatesCode | Comm M&E/Catering Equipment:Renew Hotplate Element | Comm M&E - Catering Equipment:Renew Hotplate Element, unit of measure IT | Comm M&E-CE010105 | Y | Y | Y | Y | Y
M3NHFScheduleOfRatesCode | Comm M&E/Catering Equipment:Renew Dominator Hotplate | Comm M&E - Catering Equipment:Renew Dominator Hotplate, unit of measure IT | Comm M&E-CE010107 | Y | Y | Y | Y | Y
M3NHFScheduleOfRatesCode | Comm M&E/Catering Equipment:Renew Stat Knob | Comm M&E - Catering Equipment:Renew Stat Knob, unit of measure IT | Comm M&E-CE010109 | Y | Y | Y | Y | Y
M3NHFScheduleOfRatesCode | Comm M&E/Catering Equipment:Renew Red Pilot Lamp | Comm M&E - Catering Equipment:Renew Red Pilot Lamp, unit of measure IT | Comm M&E-CE010111 | Y | Y | Y | Y | Y
M3NHFScheduleOfRatesCode | Comm M&E/Catering Equipment:Renew Amber Pilot Lamp | Comm M&E - Catering Equipment:Renew Amber Pilot Lamp, unit of measure IT | Comm M&E-CE010113 | Y | Y | Y | Y | Y
M3NHFScheduleOfRatesCode | Comm M&E/Catering Equipment:Renew Simmerstat | Comm M&E - Catering Equipment:Renew Simmerstat, unit of measure IT | Comm M&E-CE010115 | Y | Y | Y | Y | Y
M3NHFScheduleOfRatesCode | Comm M&E/Catering Equipment:Renew Diamond H Relay | Comm M&E - Catering Equipment:Renew Diamond H Relay, unit of measure IT | Comm M&E-CE010117 | Y | Y | Y | Y | Y
M3NHFScheduleOfRatesCode | Comm M&E/Catering Equipment:Renew Diamond H Regulator | Comm M&E - Catering Equipment:Renew Diamond H Regulator, unit of measure IT | Comm M&E-CE010119 | Y | Y | Y | Y | Y
M3NHFScheduleOfRatesCode | Comm M&E/Catering Equipment:Renew Contactor | Comm M&E - Catering Equipment:Renew Contactor, unit of measure IT | Comm M&E-CE010121 | Y | Y | Y | Y | Y
M3NHFScheduleOfRatesCode | Comm M&E/Catering Equipment:Renew Steriliser Element | Comm M&E - Catering Equipment:Renew Steriliser Element, unit of measure IT | Comm M&E-CE010123 | Y | Y | Y | Y | Y
M3NHFScheduleOfRatesCode | Comm M&E/Catering Equipment:Renew Boiling Element | Comm M&E - Catering Equipment:Renew Boiling Element, unit of measure IT | Comm M&E-CE010125 | Y | Y | Y | Y | Y
M3NHFScheduleOfRatesCode | Comm M&E/Catering Equipment:Renew 7" Rod Stat | Comm M&E - Catering Equipment:Renew 7" Rod Stat, unit of measure IT | Comm M&E-CE010127 | Y | Y | Y | Y | Y
M3NHFScheduleOfRatesCode | Comm M&E/Catering Equipment:Renew Rocker Switch | Comm M&E - Catering Equipment:Renew Rocker Switch, unit of measure IT | Comm M&E-CE010129 | Y | Y | Y | Y | Y
M3NHFScheduleOfRatesCode | Comm M&E/Catering Equipment:Renew Oven Fan Motor | Comm M&E - Catering Equipment:Renew Oven Fan Motor, unit of measure IT | Comm M&E-CE010131 | Y | Y | Y | Y | Y
M3NHFScheduleOfRatesCode | Comm M&E/Catering Equipment:Renew Spare Earth Clamp | Comm M&E - Catering Equipment:Renew Spare Earth Clamp, unit of measure IT | Comm M&E-CE010133 | Y | Y | Y | Y | Y
M3NHFScheduleOfRatesCode | Comm M&E/Catering Equipment:Renew Capacitor | Comm M&E - Catering Equipment:Renew Capacitor, unit of measure IT | Comm M&E-CE010135 | Y | Y | Y | Y | Y
M3NHFScheduleOfRatesCode | Comm M&E/Catering Equipment:Renew Charge Control | Comm M&E - Catering Equipment:Renew Charge Control, unit of measure IT | Comm M&E-CE010137 | Y | Y | Y | Y | Y
M3NHFScheduleOfRatesCode | Comm M&E/Catering Equipment:Renew Kettle Element | Comm M&E - Catering Equipment:Renew Kettle Element, unit of measure IT | Comm M&E-CE010139 | Y | Y | Y | Y | Y
M3NHFScheduleOfRatesCode | Comm M&E/Catering Equipment:Renew Kettle Lead | Comm M&E - Catering Equipment:Renew Kettle Lead, unit of measure IT | Comm M&E-CE010141 | Y | Y | Y | Y
M3NHFScheduleOfRatesCode | Comm M&E/Cooker Extract Hood:Clean Ne 1 Sm | Comm M&E - Cooker Extract Hood:Clean Ne 1 Sm, unit of measure IT | Comm M&E-CE020101 | Y | Y | Y | Y | Y
M3NHFScheduleOfRatesCode | Comm M&E/Cooker Extract Hood:Clean Ne 3 Sm | Comm M&E - Cooker Extract Hood:Clean Ne 3 Sm, unit of measure IT | Comm M&E-CE020103 | Y | Y | Y | Y | Y
M3NHFScheduleOfRatesCode | Comm M&E/Cooker Extract Hood:Clean Ne 6 Sm | Comm M&E - Cooker Extract Hood:Clean Ne 6 Sm, unit of measure IT | Comm M&E-CE020105 | Y | Y | Y | Y | Y
M3NHFScheduleOfRatesCode | Comm M&E/Cooker Extract Hood:Clean Over 6 Sm | Comm M&E - Cooker Extract Hood:Clean Over 6 Sm, unit of measure IT | Comm M&E-CE020107 | Y | Y | Y | Y | Y
M3NHFScheduleOfRatesCode | Comm M&E/Cooker Extract Hood:Degrease Clean Ne 1 Sm | Comm M&E - Cooker Extract Hood:Degrease Clean Ne 1 Sm, unit of measure IT | Comm M&E-CE020201 | Y | Y | Y | Y | Y
M3NHFScheduleOfRatesCode | Comm M&E/Cooker Extract Hood:Degrease Clean Ne 3 Sm | Comm M&E - Cooker Extract Hood:Degrease Clean Ne 3 Sm, unit of measure IT | Comm M&E-CE020203 | Y | Y | Y | Y
M3NHFScheduleOfRatesCode | Comm M&E/Cooker Extract Hood:Degrease Clean Ne 6 Sm | Comm M&E - Cooker Extract Hood:Degrease Clean Ne 6 Sm, unit of measure IT | Comm M&E-CE020205 | Y | Y | Y | Y
M3NHFScheduleOfRatesCode | Comm M&E/Cooker Extract Hood:Degrease Clean Over 6 Sm | Comm M&E - Cooker Extract Hood:Degrease Clean Over 6 Sm, unit of measure IT | Comm M&E-CE020207 | Y | Y | Y | Y
M3NHFScheduleOfRatesCode | Comm M&E/Catering Equipment:Service Mixer | Comm M&E - Catering Equipment:Service Mixer, unit of measure IT | Comm M&E-CE030101 | Y | Y | Y | Y | Y
M3NHFScheduleOfRatesCode | Comm M&E/Catering Equipment:Service Slicer | Comm M&E - Catering Equipment:Service Slicer, unit of measure IT | Comm M&E-CE030103 | Y | Y | Y | Y | Y
M3NHFScheduleOfRatesCode | Comm M&E/Catering Equipment:Service Potato Peeler | Comm M&E - Catering Equipment:Service Potato Peeler, unit of measure IT | Comm M&E-CE030105 | Y | Y | Y | Y | Y
M3NHFScheduleOfRatesCode | Comm M&E/Catering Equipment:Service Heated Trolley | Comm M&E - Catering Equipment:Service Heated Trolley, unit of measure IT | Comm M&E-CE030107 | Y | Y | Y | Y | Y
M3NHFScheduleOfRatesCode | Comm M&E/Catering Equipment:Service Heated Portable Tops | Comm M&E - Catering Equipment:Service Heated Portable Tops, unit of measure IT | Comm M&E-CE030109 | Y | Y | Y | Y | Y
M3NHFScheduleOfRatesCode | Comm M&E/Catering Equipment:Service Microwave | Comm M&E - Catering Equipment:Service Microwave, unit of measure IT | Comm M&E-CE030111 | Y | Y | Y | Y | Y
M3NHFScheduleOfRatesCode | Comm M&E/Catering Equipment:Service Insectocutors | Comm M&E - Catering Equipment:Service Insectocutors, unit of measure IT | Comm M&E-CE030113 | Y | Y | Y | Y | Y
M3NHFScheduleOfRatesCode | Comm M&E/Catering Equipment:Service Ovens | Comm M&E - Catering Equipment:Service Ovens, unit of measure IT | Comm M&E-CE030201 | Y | Y | Y | Y | Y
M3NHFScheduleOfRatesCode | Comm M&E/Catering Equipment:Service Hob Unit | Comm M&E - Catering Equipment:Service Hob Unit, unit of measure IT | Comm M&E-CE030203 | Y | Y | Y | Y | Y
M3NHFScheduleOfRatesCode | Comm M&E/Catering Equipment:Service Grills | Comm M&E - Catering Equipment:Service Grills, unit of measure IT | Comm M&E-CE030205 | Y | Y | Y | Y | Y
M3NHFScheduleOfRatesCode | Comm M&E/Catering Equipment:Service Fryers | Comm M&E - Catering Equipment:Service Fryers, unit of measure IT | Comm M&E-CE030207 | Y | Y | Y | Y | Y
M3NHFScheduleOfRatesCode | Comm M&E/Catering Equipment:Service Water Boiler | Comm M&E - Catering Equipment:Service Water Boiler, unit of measure IT | Comm M&E-CE030209 | Y | Y | Y | Y | Y
M3NHFScheduleOfRatesCode | Comm M&E/Catering Equipment:Service Boiling Pan | Comm M&E - Catering Equipment:Service Boiling Pan, unit of measure IT | Comm M&E-CE030211 | Y | Y | Y | Y | Y
M3NHFScheduleOfRatesCode | Comm M&E/Catering Equipment:Service Steamer | Comm M&E - Catering Equipment:Service Steamer, unit of measure IT | Comm M&E-CE030213 | Y | Y | Y | Y | Y
M3NHFScheduleOfRatesCode | Comm M&E/Catering Equipment:Service Hot Cupboard | Comm M&E - Catering Equipment:Service Hot Cupboard, unit of measure IT | Comm M&E-CE030215 | Y | Y | Y | Y | Y
M3NHFScheduleOfRatesCode | Comm M&E/Catering Equipment:Service Bain Marie | Comm M&E - Catering Equipment:Service Bain Marie, unit of measure IT | Comm M&E-CE030217 | Y | Y | Y | Y | Y
M3NHFScheduleOfRatesCode | Comm M&E/Catering Equipment:Service Refrigerator | Comm M&E - Catering Equipment:Service Refrigerator, unit of measure IT | Comm M&E-CE030219 | Y | Y | Y | Y | Y
M3NHFScheduleOfRatesCode | Comm M&E/Catering Equipment:Service Deep Freeze | Comm M&E - Catering Equipment:Service Deep Freeze, unit of measure IT | Comm M&E-CE030221 | Y | Y | Y | Y | Y
M3NHFScheduleOfRatesCode | Comm M&E/Catering Equipment:Service Display Cabinet | Comm M&E - Catering Equipment:Service Display Cabinet, unit of measure IT | Comm M&E-CE030222 | Y | Y | Y | Y
M3NHFScheduleOfRatesCode | Comm M&E/Catering Equipment:Service Refrigerated Cabinet | Comm M&E - Catering Equipment:Service Refrigerated Cabinet, unit of measure IT | Comm M&E-CE030223 | Y | Y | Y | Y | Y
M3NHFScheduleOfRatesCode | Comm M&E/Catering Equipment:Service Cold Room | Comm M&E - Catering Equipment:Service Cold Room, unit of measure IT | Comm M&E-CE030225 | Y | Y | Y | Y | Y
M3NHFScheduleOfRatesCode | Comm M&E/Catering Equipment:Service Type A To Dishwasher | Comm M&E - Catering Equipment:Service Type A To Dishwasher, unit of measure IT | Comm M&E-CE030301 | Y | Y | Y | Y | Y
M3NHFScheduleOfRatesCode | Comm M&E/Catering Equipment:Service Type B To Dishwasher | Comm M&E - Catering Equipment:Service Type B To Dishwasher, unit of measure IT | Comm M&E-CE030303 | Y | Y | Y | Y | Y
M3NHFScheduleOfRatesCode | Comm M&E/Catering Equipment:Service Type C To Dishwasher | Comm M&E - Catering Equipment:Service Type C To Dishwasher, unit of measure IT | Comm M&E-CE030305 | Y | Y | Y | Y | Y
M3NHFScheduleOfRatesCode | Comm M&E/Catering Equipment:Service Type D To Dishwasher | Comm M&E - Catering Equipment:Service Type D To Dishwasher, unit of measure IT | Comm M&E-CE030307 | Y | Y | Y | Y | Y
M3NHFScheduleOfRatesCode | Comm M&E/Catering Equipment:Service Any Type Cooker Hood | Comm M&E - Catering Equipment:Service Any Type Cooker Hood, unit of measure IT | Comm M&E-CE030401 | Y | Y | Y | Y | Y
M3NHFScheduleOfRatesCode | Comm M&E/Catering Equipment:Service Gas Ovens | Comm M&E - Catering Equipment:Service Gas Ovens, unit of measure IT | Comm M&E-CE030501 | Y | Y | Y | Y | Y
M3NHFScheduleOfRatesCode | Comm M&E/Catering Equipment:Service Gas Oven Range | Comm M&E - Catering Equipment:Service Gas Oven Range, unit of measure IT | Comm M&E-CE030503 | Y | Y | Y | Y | Y
M3NHFScheduleOfRatesCode | Comm M&E/Catering Equipment:Service Gas Boiling Pan | Comm M&E - Catering Equipment:Service Gas Boiling Pan, unit of measure IT | Comm M&E-CE030505 | Y | Y | Y | Y | Y
M3NHFScheduleOfRatesCode | Comm M&E/Catering Equipment:Service Gas Boiling Table | Comm M&E - Catering Equipment:Service Gas Boiling Table, unit of measure IT | Comm M&E-CE030507 | Y | Y | Y | Y | Y
M3NHFScheduleOfRatesCode | Comm M&E/Catering Equipment:Service Gas Deep Fat Fryer | Comm M&E - Catering Equipment:Service Gas Deep Fat Fryer, unit of measure IT | Comm M&E-CE030509 | Y | Y | Y | Y | Y
M3NHFScheduleOfRatesCode | Comm M&E/Catering Equipment:Service Gas Grill | Comm M&E - Catering Equipment:Service Gas Grill, unit of measure IT | Comm M&E-CE030511 | Y | Y | Y | Y | Y
M3NHFScheduleOfRatesCode | Comm M&E/Catering Equipment:Service Gas Water Boiler | Comm M&E - Catering Equipment:Service Gas Water Boiler, unit of measure IT | Comm M&E-CE030513 | Y | Y | Y | Y | Y
M3NHFScheduleOfRatesCode | Comm M&E/Catering Equipment:Service Gas Hot Cupboard | Comm M&E - Catering Equipment:Service Gas Hot Cupboard, unit of measure IT | Comm M&E-CE030515 | Y | Y | Y | Y | Y
M3NHFScheduleOfRatesCode | Comm M&E/Catering Equipment:Service Gas Bain Marie | Comm M&E - Catering Equipment:Service Gas Bain Marie, unit of measure IT | Comm M&E-CE030517 | Y | Y | Y | Y | Y
M3NHFScheduleOfRatesCode | Comm M&E/Insurance Inspection:Prepare Tea/Coffee Set | Comm M&E - Insurance Inspection:Prepare Tea/Coffee Set, unit of measure IT | Comm M&E-CE030601 | Y | Y | Y | Y | Y
M3NHFScheduleOfRatesCode | Comm M&E/Insurance Inspection:Prepare Steam Pan | Comm M&E - Insurance Inspection:Prepare Steam Pan, unit of measure IT | Comm M&E-CE030603 | Y | Y | Y | Y | Y
M3NHFScheduleOfRatesCode | Comm M&E/Insurance Inspection:Prepare Steam Oven | Comm M&E - Insurance Inspection:Prepare Steam Oven, unit of measure IT | Comm M&E-CE030605 | Y | Y | Y | Y | Y
M3NHFScheduleOfRatesCode | Comm M&E/Car Park Arm Barrier:Response Callout | Comm M&E - Car Park Arm Barrier:Response Callout, unit of measure IT | Comm M&E-CP010101 | Y | Y | Y | Y | Y
M3NHFScheduleOfRatesCode | Comm M&E/Car Park Arm Barrier:Response Callout No Parts | Comm M&E - Car Park Arm Barrier:Response Callout No Parts, unit of measure IT | Comm M&E-CP010103 | Y | Y | Y | Y | Y
M3NHFScheduleOfRatesCode | Comm M&E/Car Park Arm Barrier:Response Callout Parts Ne £40 | Comm M&E - Car Park Arm Barrier:Response Callout Parts Ne £40, unit of measure IT | Comm M&E-CP010105 | Y | Y | Y | Y | Y
M3NHFScheduleOfRatesCode | Comm M&E/Car Park Arm Barrier:Response Callout Parts Ne£100 | Comm M&E - Car Park Arm Barrier:Response Callout Parts Ne£100, unit of measure IT | Comm M&E-CP010107 | Y | Y | Y | Y | Y
M3NHFScheduleOfRatesCode | Comm M&E/Car Park Arm Barrier:Response Callout Parts Ne£150 | Comm M&E - Car Park Arm Barrier:Response Callout Parts Ne£150, unit of measure IT | Comm M&E-CP010109 | Y | Y | Y | Y | Y
M3NHFScheduleOfRatesCode | Comm M&E/Car Park Arm Barrier:Response Callout Parts Ne£250 | Comm M&E - Car Park Arm Barrier:Response Callout Parts Ne£250, unit of measure IT | Comm M&E-CP010111 | Y | Y | Y | Y | Y
M3NHFScheduleOfRatesCode | Comm M&E/Car Park Arm Barrier:Response Callout Parts Ne£500 | Comm M&E - Car Park Arm Barrier:Response Callout Parts Ne£500, unit of measure IT | Comm M&E-CP010113 | Y | Y | Y | Y | Y
M3NHFScheduleOfRatesCode | Comm M&E/Car Park Arm Barrier:Response Callout Part Ne£1000 | Comm M&E - Car Park Arm Barrier:Response Callout Part Ne£1000, unit of measure IT | Comm M&E-CP010115 | Y | Y | Y | Y
M3NHFScheduleOfRatesCode | Comm M&E/Car Park Arm Barrier:Periodic Inspection Servicing | Comm M&E - Car Park Arm Barrier:Periodic Inspection Servicing, unit of measure IT | Comm M&E-CP020101 | Y | Y | Y | Y | Y
M3NHFScheduleOfRatesCode | Comm M&E/Car Park Sliding Barrier:Response Callout | Comm M&E - Car Park Sliding Barrier:Response Callout, unit of measure IT | Comm M&E-CP030101 | Y | Y | Y | Y | Y
M3NHFScheduleOfRatesCode | Comm M&E/Car Park Sliding Barrier:Breakdown No Parts | Comm M&E - Car Park Sliding Barrier:Breakdown No Parts, unit of measure IT | Comm M&E-CP030103 | Y | Y | Y | Y | Y
M3NHFScheduleOfRatesCode | Comm M&E/Car Park Sliding Barrier:Breakdown Parts Ne £40 | Comm M&E - Car Park Sliding Barrier:Breakdown Parts Ne £40, unit of measure IT | Comm M&E-CP030105 | Y | Y | Y | Y | Y
M3NHFScheduleOfRatesCode | Comm M&E/Car Park Sliding Barrier:Breakdown Parts Ne £100 | Comm M&E - Car Park Sliding Barrier:Breakdown Parts Ne £100, unit of measure IT | Comm M&E-CP030107 | Y | Y | Y | Y | Y
M3NHFScheduleOfRatesCode | Comm M&E/Car Park Sliding Barrier:Breakdown Parts Ne £150 | Comm M&E - Car Park Sliding Barrier:Breakdown Parts Ne £150, unit of measure IT | Comm M&E-CP030109 | Y | Y | Y | Y | Y
M3NHFScheduleOfRatesCode | Comm M&E/Car Park Sliding Barrier:Breakdown Parts Ne £250 | Comm M&E - Car Park Sliding Barrier:Breakdown Parts Ne £250, unit of measure IT | Comm M&E-CP030111 | Y | Y | Y | Y | Y
M3NHFScheduleOfRatesCode | Comm M&E/Car Park Sliding Barrier:Breakdown Parts Ne £500 | Comm M&E - Car Park Sliding Barrier:Breakdown Parts Ne £500, unit of measure IT | Comm M&E-CP030113 | Y | Y | Y | Y | Y
M3NHFScheduleOfRatesCode | Comm M&E/Car Park Sliding Barrier:Breakdown Parts Ne £1000 | Comm M&E - Car Park Sliding Barrier:Breakdown Parts Ne £1000, unit of measure IT | Comm M&E-CP030115 | Y | Y | Y | Y
M3NHFScheduleOfRatesCode | Comm M&E/Car Park Sliding Barrier:Periodic Inspect Service | Comm M&E - Car Park Sliding Barrier:Periodic Inspect Service, unit of measure IT | Comm M&E-CP040101 | Y | Y | Y | Y | Y
M3NHFScheduleOfRatesCode | Comm M&E/Car Park Access Blocker:Breakdown | Comm M&E - Car Park Access Blocker:Breakdown, unit of measure IT | Comm M&E-CP050101 | Y | Y | Y | Y | Y
M3NHFScheduleOfRatesCode | Comm M&E/Car Park Access Blocker:Breakdown No Parts | Comm M&E - Car Park Access Blocker:Breakdown No Parts, unit of measure IT | Comm M&E-CP050103 | Y | Y | Y | Y | Y
M3NHFScheduleOfRatesCode | Comm M&E/Car Park Access Blocker:Breakdown Parts Ne £40 | Comm M&E - Car Park Access Blocker:Breakdown Parts Ne £40, unit of measure IT | Comm M&E-CP050105 | Y | Y | Y | Y | Y
M3NHFScheduleOfRatesCode | Comm M&E/Car Park Access Blocker:Breakdown Parts Ne £100 | Comm M&E - Car Park Access Blocker:Breakdown Parts Ne £100, unit of measure IT | Comm M&E-CP050107 | Y | Y | Y | Y | Y
M3NHFScheduleOfRatesCode | Comm M&E/Car Park Access Blocker:Breakdown Parts Ne £150 | Comm M&E - Car Park Access Blocker:Breakdown Parts Ne £150, unit of measure IT | Comm M&E-CP050109 | Y | Y | Y | Y | Y
M3NHFScheduleOfRatesCode | Comm M&E/Car Park Access Blocker:Breakdown Parts Ne £250 | Comm M&E - Car Park Access Blocker:Breakdown Parts Ne £250, unit of measure IT | Comm M&E-CP050111 | Y | Y | Y | Y | Y
M3NHFScheduleOfRatesCode | Comm M&E/Car Park Access Blocker:Breakdown Parts Ne £500 | Comm M&E - Car Park Access Blocker:Breakdown Parts Ne £500, unit of measure IT | Comm M&E-CP050113 | Y | Y | Y | Y | Y
M3NHFScheduleOfRatesCode | Comm M&E/Car Park Access Blocker:Breakdown Parts Ne £1000 | Comm M&E - Car Park Access Blocker:Breakdown Parts Ne £1000, unit of measure IT | Comm M&E-CP050115 | Y | Y | Y | Y
M3NHFScheduleOfRatesCode | Comm M&E/Car Park Access Blocker:Periodic Inspect Service | Comm M&E - Car Park Access Blocker:Periodic Inspect Service, unit of measure IT | Comm M&E-CP060101 | Y | Y | Y | Y | Y
M3NHFScheduleOfRatesCode | Comm M&E/Door Entry:Service Cctv Non Contact Sys Sheltered | Comm M&E - Door Entry:Service Cctv Non Contact Sys Sheltered, unit of measure IT | Comm M&E-DE010001 | Y | Y | Y | Y | Y
M3NHFScheduleOfRatesCode | Comm M&E/Door Entry:Service Cctv Non Contact Sys High Rise | Comm M&E - Door Entry:Service Cctv Non Contact Sys High Rise, unit of measure IT | Comm M&E-DE010003 | Y | Y | Y | Y | Y
M3NHFScheduleOfRatesCode | Comm M&E/Door Entry:Service Non Contact System High Rise | Comm M&E - Door Entry:Service Non Contact System High Rise, unit of measure IT | Comm M&E-DE010005 | Y | Y | Y | Y | Y
M3NHFScheduleOfRatesCode | Comm M&E/Door Entry:Service System Within High Rise Block | Comm M&E - Door Entry:Service System Within High Rise Block, unit of measure IT | Comm M&E-DE010007 | Y | Y | Y | Y | Y
M3NHFScheduleOfRatesCode | Comm M&E/Door Entry:Service System In Walk-Up 8 Flats | Comm M&E - Door Entry:Service System In Walk-Up 8 Flats, unit of measure IT | Comm M&E-DE010009 | Y | Y | Y | Y | Y
M3NHFScheduleOfRatesCode | Comm M&E/Door Entry:Service System In Walk-Up 10 Flats | Comm M&E - Door Entry:Service System In Walk-Up 10 Flats, unit of measure IT | Comm M&E-DE010011 | Y | Y | Y | Y | Y
M3NHFScheduleOfRatesCode | Comm M&E/Door Entry:Stand Alone Cctv System In Building | Comm M&E - Door Entry:Stand Alone Cctv System In Building, unit of measure IT | Comm M&E-DE010013 | Y | Y | Y | Y | Y
M3NHFScheduleOfRatesCode | Comm M&E/Door Entry:Repair Fault Replace Parts Within Block | Comm M&E - Door Entry:Repair Fault Replace Parts Within Block, unit of measure NO | Comm M&E-DE020001 |  | Y | Y | Y | Y
M3NHFScheduleOfRatesCode | Comm M&E/Door Entry:Repair Fault Replace Part Outside Block | Comm M&E - Door Entry:Repair Fault Replace Part Outside Block, unit of measure NO | Comm M&E-DE020003 |  | Y | Y | Y | Y
M3NHFScheduleOfRatesCode | Comm M&E/Door Entry:Renew Faulty Decoder | Comm M&E - Door Entry:Renew Faulty Decoder, unit of measure NO | Comm M&E-DE020005 | Y | Y | Y | Y | Y
M3NHFScheduleOfRatesCode | Comm M&E/Door Entry:Renew Faulty Cpu | Comm M&E - Door Entry:Renew Faulty Cpu, unit of measure NO | Comm M&E-DE020007 | Y | Y | Y | Y | Y
M3NHFScheduleOfRatesCode | Comm M&E/Door Entry:Install Hand Set Excluding Wiring | Comm M&E - Door Entry:Install Hand Set Excluding Wiring, unit of measure NO | Comm M&E-DE020009 | Y | Y | Y | Y | Y
M3NHFScheduleOfRatesCode | Comm M&E/Door Entry:Install Hand Set Including Wiring | Comm M&E - Door Entry:Install Hand Set Including Wiring, unit of measure NO | Comm M&E-DE020011 | Y | Y | Y | Y | Y
M3NHFScheduleOfRatesCode | Comm M&E/Door Entry:Renew Display On Door Entry Panel | Comm M&E - Door Entry:Renew Display On Door Entry Panel, unit of measure NO | Comm M&E-DE020013 | Y | Y | Y | Y | Y
M3NHFScheduleOfRatesCode | Comm M&E/Door Entry:Renew Main Entrance Panel | Comm M&E - Door Entry:Renew Main Entrance Panel, unit of measure NO | Comm M&E-DE020015 | Y | Y | Y | Y | Y
M3NHFScheduleOfRatesCode | Comm M&E/Door Entry:Renew Speaker/Microphone On Panel | Comm M&E - Door Entry:Renew Speaker/Microphone On Panel, unit of measure NO | Comm M&E-DE020017 | Y | Y | Y | Y | Y
M3NHFScheduleOfRatesCode | Comm M&E/Door Entry:Install New Push Buttons On Panel | Comm M&E - Door Entry:Install New Push Buttons On Panel, unit of measure NO | Comm M&E-DE020019 | Y | Y | Y | Y | Y
M3NHFScheduleOfRatesCode | Comm M&E/Door Entry:Renew Push To Exit Push Incl Wiring | Comm M&E - Door Entry:Renew Push To Exit Push Incl Wiring, unit of measure NO | Comm M&E-DE020021 | Y | Y | Y | Y | Y
M3NHFScheduleOfRatesCode | Comm M&E/Door Entry:Renew Electromagnetic Lock/Armature | Comm M&E - Door Entry:Renew Electromagnetic Lock/Armature, unit of measure NO | Comm M&E-DE020023 | Y | Y | Y | Y | Y
M3NHFScheduleOfRatesCode | Comm M&E/Door Entry:Renew Back Indication Door Contacts | Comm M&E - Door Entry:Renew Back Indication Door Contacts, unit of measure NO | Comm M&E-DE020025 | Y | Y | Y | Y | Y
M3NHFScheduleOfRatesCode | Comm M&E/Door Entry:Renew Emergency Door Exit Sounder | Comm M&E - Door Entry:Renew Emergency Door Exit Sounder, unit of measure NO | Comm M&E-DE020027 | Y | Y | Y | Y | Y
M3NHFScheduleOfRatesCode | Comm M&E/Door Entry:Repair Internal Fault Replace Parts | Comm M&E - Door Entry:Repair Internal Fault Replace Parts, unit of measure IT | Comm M&E-DE030001 |  | Y | Y | Y | Y
M3NHFScheduleOfRatesCode | Comm M&E/Door Entry:Repair External Fault Replace Parts | Comm M&E - Door Entry:Repair External Fault Replace Parts, unit of measure IT | Comm M&E-DE030003 |  | Y | Y | Y | Y
M3NHFScheduleOfRatesCode | Comm M&E/Door Entry:Renew Vandal Resistant Reader | Comm M&E - Door Entry:Renew Vandal Resistant Reader, unit of measure NO | Comm M&E-DE030005 | Y | Y | Y | Y | Y
M3NHFScheduleOfRatesCode | Comm M&E/Door Entry:Renew Pac 2000 (N) Controller | Comm M&E - Door Entry:Renew Pac 2000 (N) Controller, unit of measure IT | Comm M&E-DE030007 | Y | Y | Y | Y | Y
M3NHFScheduleOfRatesCode | Comm M&E/Door Entry:Ccd Camera With Lens | Comm M&E - Door Entry:Ccd Camera With Lens, unit of measure NO | Comm M&E-DE030009 | Y | Y | Y | Y | Y
M3NHFScheduleOfRatesCode | Comm M&E/Door Entry:Ceiling Mounted Vr Camera Enclosure | Comm M&E - Door Entry:Ceiling Mounted Vr Camera Enclosure, unit of measure NO | Comm M&E-DE030011 | Y | Y | Y | Y | Y
M3NHFScheduleOfRatesCode | Comm M&E/Door Entry:Wall Mounted Vr Camera Enclosure | Comm M&E - Door Entry:Wall Mounted Vr Camera Enclosure, unit of measure NO | Comm M&E-DE030013 | Y | Y | Y | Y | Y
M3NHFScheduleOfRatesCode | Comm M&E/Door Entry:Corner Mounted Vr Camera Enclosure | Comm M&E - Door Entry:Corner Mounted Vr Camera Enclosure, unit of measure NO | Comm M&E-DE030015 | Y | Y | Y | Y | Y
M3NHFScheduleOfRatesCode | Comm M&E/Door Entry:Polycarbonate Lens Cover In Vr Housing | Comm M&E - Door Entry:Polycarbonate Lens Cover In Vr Housing, unit of measure NO | Comm M&E-DE030017 | Y | Y | Y | Y | Y
M3NHFScheduleOfRatesCode | Comm M&E/Door Entry:Renew Internal Monitor/Handsets | Comm M&E - Door Entry:Renew Internal Monitor/Handsets, unit of measure NO | Comm M&E-DE030019 | Y
M3NHFScheduleOfRatesCode | Comm M&E/Door Entry:Install Internal Monitor/Handsets | Comm M&E - Door Entry:Install Internal Monitor/Handsets, unit of measure NO | Comm M&E-DE030021 | Y
M3NHFScheduleOfRatesCode | Comm M&E/Door Entry:Renew Video Distributor | Comm M&E - Door Entry:Renew Video Distributor, unit of measure NO | Comm M&E-DE030023 | Y
M3NHFScheduleOfRatesCode | Comm M&E/Door Entry:Install Video Distributor | Comm M&E - Door Entry:Install Video Distributor, unit of measure NO | Comm M&E-DE030025 | Y
M3NHFScheduleOfRatesCode | Comm M&E/Door Entry:Response Callout | Comm M&E - Door Entry:Response Callout, unit of measure IT | Comm M&E-DE040001 | Y
M3NHFScheduleOfRatesCode | Comm M&E/Door Entry:Response Callout/Repair No Parts | Comm M&E - Door Entry:Response Callout/Repair No Parts, unit of measure IT | Comm M&E-DE040003 | Y
M3NHFScheduleOfRatesCode | Comm M&E/Door Entry:Response Callout/Repair Parts Ne £100 | Comm M&E - Door Entry:Response Callout/Repair Parts Ne £100, unit of measure IT | Comm M&E-DE040005 | Y
M3NHFScheduleOfRatesCode | Comm M&E/Door Entry:Response Callout/Repair Parts Ne £150 | Comm M&E - Door Entry:Response Callout/Repair Parts Ne £150, unit of measure IT | Comm M&E-DE040007 | Y
M3NHFScheduleOfRatesCode | Comm M&E/Door Entry:Response Callout/Repair Parts Ne £250 | Comm M&E - Door Entry:Response Callout/Repair Parts Ne £250, unit of measure IT | Comm M&E-DE040009 | Y
M3NHFScheduleOfRatesCode | Comm M&E/Door Entry:Response Callout/Repair Parts Ne £500 | Comm M&E - Door Entry:Response Callout/Repair Parts Ne £500, unit of measure IT | Comm M&E-DE040011 | Y
M3NHFScheduleOfRatesCode | Comm M&E/Door Entry:Response Callout/Repair Parts Ne £1000 | Comm M&E - Door Entry:Response Callout/Repair Parts Ne £1000, unit of measure IT | Comm M&E-DE040013 | Y
M3NHFScheduleOfRatesCode | Comm M&E/Door Entry:Renew Intercom Kit | Comm M&E - Door Entry:Renew Intercom Kit, unit of measure NO | Comm M&E-DE050001 | Y
M3NHFScheduleOfRatesCode | Comm M&E/Door Entry:Install Extra Phone | Comm M&E - Door Entry:Install Extra Phone, unit of measure NO | Comm M&E-DE050003 | Y
M3NHFScheduleOfRatesCode | Comm M&E/Door Entry:Renew Electric Latch | Comm M&E - Door Entry:Renew Electric Latch, unit of measure NO | Comm M&E-DE050005 | Y
M3NHFScheduleOfRatesCode | Comm M&E/Door Entry:Renew Electric Latch Keeper | Comm M&E - Door Entry:Renew Electric Latch Keeper, unit of measure NO | Comm M&E-DE050006 | Y
M3NHFScheduleOfRatesCode | Comm M&E/Door Entry:Renew 6 Core Cabling | Comm M&E - Door Entry:Renew 6 Core Cabling, unit of measure LM | Comm M&E-DE050007 | Y
M3NHFScheduleOfRatesCode | Comm M&E/Door Entry:Renew 8 Core Cabling | Comm M&E - Door Entry:Renew 8 Core Cabling, unit of measure LM | Comm M&E-DE050008 | Y
M3NHFScheduleOfRatesCode | Comm M&E/Door Entry:Renew Transformer | Comm M&E - Door Entry:Renew Transformer, unit of measure NO | Comm M&E-DE050009 | Y
M3NHFScheduleOfRatesCode | Comm M&E/Door Entry Controls: Renew Trade Clock | Comm M&E - Door Entry Controls: Renew Trade Clock, unit of measure NO | Comm M&E-DE800001 | Y
M3NHFScheduleOfRatesCode | Comm M&E/Door Entry Controls: Renew Over-Ride | Comm M&E - Door Entry Controls: Renew Over-Ride, unit of measure NO | Comm M&E-DE800003 | Y
M3NHFScheduleOfRatesCode | Comm M&E/Door Entry Controls: Renew Power Supply | Comm M&E - Door Entry Controls: Renew Power Supply, unit of measure NO | Comm M&E-DE800005 | Y
M3NHFScheduleOfRatesCode | Comm M&E/Door Entry Controls: Renew Control Unit | Comm M&E - Door Entry Controls: Renew Control Unit, unit of measure NO | Comm M&E-DE800007 | Y
M3NHFScheduleOfRatesCode | Comm M&E/Door Entry Controls: Renew Buttons | Comm M&E - Door Entry Controls: Renew Buttons, unit of measure NO | Comm M&E-DE800009 | Y
M3NHFScheduleOfRatesCode | Comm M&E/Door Entry Controls: Renew Amplifier | Comm M&E - Door Entry Controls: Renew Amplifier, unit of measure NO | Comm M&E-DE800011 | Y
M3NHFScheduleOfRatesCode | Comm M&E/Door Entry Controls: Renew Battery | Comm M&E - Door Entry Controls: Renew Battery, unit of measure NO | Comm M&E-DE800013 | Y
M3NHFScheduleOfRatesCode | Comm M&E/Door Entry Controls: Renew Fob Reader | Comm M&E - Door Entry Controls: Renew Fob Reader, unit of measure NO | Comm M&E-DE800015 | Y
M3NHFScheduleOfRatesCode | Comm M&E/Door Entry Controls: Renew Exit Pad | Comm M&E - Door Entry Controls: Renew Exit Pad, unit of measure NO | Comm M&E-DE800017 | Y
M3NHFScheduleOfRatesCode | Comm M&E/Door Entry Controls: Provide Additional Keys | Comm M&E - Door Entry Controls: Provide Additional Keys, unit of measure NO | Comm M&E-DE810001 | Y
M3NHFScheduleOfRatesCode | Comm M&E/Door Entry Controls: Provide Garrison Keys | Comm M&E - Door Entry Controls: Provide Garrison Keys, unit of measure NO | Comm M&E-DE810002 | Y
M3NHFScheduleOfRatesCode | Comm M&E/Door Entry Controls: Provide Additional Fobs | Comm M&E - Door Entry Controls: Provide Additional Fobs, unit of measure NO | Comm M&E-DE810003 | Y
M3NHFScheduleOfRatesCode | Comm M&E/Door Entry Controls: Renew Phone Unit | Comm M&E - Door Entry Controls: Renew Phone Unit, unit of measure NO | Comm M&E-DE810005 | Y
M3NHFScheduleOfRatesCode | Comm M&E/Door Entry:Renew Pac 512 Controller | Comm M&E - Door Entry:Renew Pac 512 Controller, unit of measure IT | Comm M&E-DE910101 | Y
M3NHFScheduleOfRatesCode | Comm M&E/Door Entry:Renew Pac 512 Gsm Modem And Aerial | Comm M&E - Door Entry:Renew Pac 512 Gsm Modem And Aerial, unit of measure IT | Comm M&E-DE910103 | Y
M3NHFScheduleOfRatesCode | Comm M&E/Door Entry:Renew Pac Vandal Panel Mount Reader | Comm M&E - Door Entry:Renew Pac Vandal Panel Mount Reader, unit of measure IT | Comm M&E-DE910105 | Y
M3NHFScheduleOfRatesCode | Comm M&E/Door Entry:Install Pac Vandel Resistant Reader | Comm M&E - Door Entry:Install Pac Vandel Resistant Reader, unit of measure IT | Comm M&E-DE910107 | Y
M3NHFScheduleOfRatesCode | Comm M&E/Door Entry:Supply Pac Fob And Deliver To Client | Comm M&E - Door Entry:Supply Pac Fob And Deliver To Client, unit of measure IT | Comm M&E-DE910109 | Y
M3NHFScheduleOfRatesCode | Comm M&E/Door Entry:Connect Cabling To Fire Alarm | Comm M&E - Door Entry:Connect Cabling To Fire Alarm, unit of measure IT | Comm M&E-DE910121 | Y
M3NHFScheduleOfRatesCode | Comm M&E/Door Entry:Install Existing Pac 512 In New Cabinet | Comm M&E - Door Entry:Install Existing Pac 512 In New Cabinet, unit of measure IT | Comm M&E-DE910123 | Y
M3NHFScheduleOfRatesCode | Comm M&E/Door Entry:Install Functional Audio Call Panel | Comm M&E - Door Entry:Install Functional Audio Call Panel, unit of measure IT | Comm M&E-DE910301 | Y
M3NHFScheduleOfRatesCode | Comm M&E/Door Entry:Install Digital Audio Call Panel | Comm M&E - Door Entry:Install Digital Audio Call Panel, unit of measure IT | Comm M&E-DE910303 | Y
M3NHFScheduleOfRatesCode | Comm M&E/Door Entry:Install Functional Video Call Panel | Comm M&E - Door Entry:Install Functional Video Call Panel, unit of measure IT | Comm M&E-DE910305 | Y
M3NHFScheduleOfRatesCode | Comm M&E/Door Entry:Install Digital Video Call Panel | Comm M&E - Door Entry:Install Digital Video Call Panel, unit of measure IT | Comm M&E-DE910307 | Y
M3NHFScheduleOfRatesCode | Comm M&E/Door Entry:Install Function Video Ready Call Panel | Comm M&E - Door Entry:Install Function Video Ready Call Panel, unit of measure IT | Comm M&E-DE910309 | Y
M3NHFScheduleOfRatesCode | Comm M&E/Door Entry:Install Digital Video Ready Call Panel | Comm M&E - Door Entry:Install Digital Video Ready Call Panel, unit of measure IT | Comm M&E-DE910311 | Y
M3NHFScheduleOfRatesCode | Comm M&E/Door Entry:Install Functional Audio Controller | Comm M&E - Door Entry:Install Functional Audio Controller, unit of measure IT | Comm M&E-DE910313 | Y
M3NHFScheduleOfRatesCode | Comm M&E/Door Entry:Install Digital Audio Controller | Comm M&E - Door Entry:Install Digital Audio Controller, unit of measure IT | Comm M&E-DE910315 | Y
M3NHFScheduleOfRatesCode | Comm M&E/Door Entry:Install Functional Video Controller | Comm M&E - Door Entry:Install Functional Video Controller, unit of measure IT | Comm M&E-DE910317 | Y
M3NHFScheduleOfRatesCode | Comm M&E/Door Entry:Install Digital Video Controller | Comm M&E - Door Entry:Install Digital Video Controller, unit of measure IT | Comm M&E-DE910319 | Y
M3NHFScheduleOfRatesCode | Comm M&E/Door Entry:Install 16 Way Audio Marshalling Board | Comm M&E - Door Entry:Install 16 Way Audio Marshalling Board, unit of measure IT | Comm M&E-DE910321 | Y
M3NHFScheduleOfRatesCode | Comm M&E/Door Entry:Install 16 Way Video Marshalling Board | Comm M&E - Door Entry:Install 16 Way Video Marshalling Board, unit of measure IT | Comm M&E-DE910323 | Y
M3NHFScheduleOfRatesCode | Comm M&E/Door Entry:Install Audio Handset | Comm M&E - Door Entry:Install Audio Handset, unit of measure IT | Comm M&E-DE910325 | Y
M3NHFScheduleOfRatesCode | Comm M&E/Door Entry:Install Video Handset | Comm M&E - Door Entry:Install Video Handset, unit of measure IT | Comm M&E-DE910327 | Y
M3NHFScheduleOfRatesCode | Comm M&E/Door Entry:Install Dome Camera | Comm M&E - Door Entry:Install Dome Camera, unit of measure IT | Comm M&E-DE910329 | Y
M3NHFScheduleOfRatesCode | Comm M&E/Door Entry:Install Flashing Beacon | Comm M&E - Door Entry:Install Flashing Beacon, unit of measure IT | Comm M&E-DE910331 | Y
M3NHFScheduleOfRatesCode | Comm M&E/Door Entry:Install Beacon | Comm M&E - Door Entry:Install Beacon, unit of measure IT | Comm M&E-DE910333 | Y
M3NHFScheduleOfRatesCode | Comm M&E/Door Entry:Install Push To Exit Switch | Comm M&E - Door Entry:Install Push To Exit Switch, unit of measure IT | Comm M&E-DE910501 | Y
M3NHFScheduleOfRatesCode | Comm M&E/Door Entry:Install Stainless Plate To Pte Switch | Comm M&E - Door Entry:Install Stainless Plate To Pte Switch, unit of measure IT | Comm M&E-DE910503 | Y
M3NHFScheduleOfRatesCode | Comm M&E/Door Entry:Supply And Fix Pte Sign | Comm M&E - Door Entry:Supply And Fix Pte Sign, unit of measure IT | Comm M&E-DE910505 | Y
M3NHFScheduleOfRatesCode | Comm M&E/Door Entry:Install Pte Surface Box | Comm M&E - Door Entry:Install Pte Surface Box, unit of measure IT | Comm M&E-DE910507 | Y
M3NHFScheduleOfRatesCode | Comm M&E/Door Entry:Install Flush Fireman Switch | Comm M&E - Door Entry:Install Flush Fireman Switch, unit of measure IT | Comm M&E-DE910701 | Y
M3NHFScheduleOfRatesCode | Comm M&E/Door Entry:Install Surface Fireman Switch | Comm M&E - Door Entry:Install Surface Fireman Switch, unit of measure IT | Comm M&E-DE910703 | Y
M3NHFScheduleOfRatesCode | Comm M&E/Door Entry:Install 12 Volt 7Ah Battery | Comm M&E - Door Entry:Install 12 Volt 7Ah Battery, unit of measure IT | Comm M&E-DE910901 | Y
M3NHFScheduleOfRatesCode | Comm M&E/Door Entry:Install Surface Door Contacts | Comm M&E - Door Entry:Install Surface Door Contacts, unit of measure IT | Comm M&E-DE910903 | Y
M3NHFScheduleOfRatesCode | Comm M&E/Door Entry:Install Pvc Video Handset Backing Plate | Comm M&E - Door Entry:Install Pvc Video Handset Backing Plate, unit of measure IT | Comm M&E-DE910905 | Y
M3NHFScheduleOfRatesCode | Comm M&E/Door Entry:Install Alarm Cable | Comm M&E - Door Entry:Install Alarm Cable, unit of measure LM | Comm M&E-DE910907 | Y
M3NHFScheduleOfRatesCode | Comm M&E/Door Entry:Install Cat 5 Cable | Comm M&E - Door Entry:Install Cat 5 Cable, unit of measure LM | Comm M&E-DE910909 | Y
M3NHFScheduleOfRatesCode | Comm M&E/Door Entry:Install 6 Core Cabling | Comm M&E - Door Entry:Install 6 Core Cabling, unit of measure LM | Comm M&E-DE910911 | Y
M3NHFScheduleOfRatesCode | Comm M&E/Door Entry:Install 10 Core Cabling | Comm M&E - Door Entry:Install 10 Core Cabling, unit of measure LM | Comm M&E-DE910913 | Y
M3NHFScheduleOfRatesCode | Comm M&E/Door Entry:Install Rg59 Camera Cable (Coax) | Comm M&E - Door Entry:Install Rg59 Camera Cable (Coax), unit of measure LM | Comm M&E-DE910915 | Y
M3NHFScheduleOfRatesCode | Comm M&E/Door Entry:Crimp Connection To Rg59 Bnc Cable | Comm M&E - Door Entry:Crimp Connection To Rg59 Bnc Cable, unit of measure IT | Comm M&E-DE910917 | Y
M3NHFScheduleOfRatesCode | Comm M&E/Door Entry:Draw Upto 6Mm Single Cable | Comm M&E - Door Entry:Draw Upto 6Mm Single Cable, unit of measure LM | Comm M&E-DE910919 | Y
M3NHFScheduleOfRatesCode | Comm M&E/Door Entry:Install Power Supply | Comm M&E - Door Entry:Install Power Supply, unit of measure LM | Comm M&E-DE930101 | Y
M3NHFScheduleOfRatesCode | Comm M&E/Door Entry:Metalclad Engraved Fused Connection | Comm M&E - Door Entry:Metalclad Engraved Fused Connection, unit of measure IT | Comm M&E-DE930103 | Y
M3NHFScheduleOfRatesCode | Comm M&E/Door Entry:Relocate Existing Light Fitting | Comm M&E - Door Entry:Relocate Existing Light Fitting, unit of measure IT | Comm M&E-DE930105 | Y
M3NHFScheduleOfRatesCode | Comm M&E/Door Entry:Test Electrical Circuit | Comm M&E - Door Entry:Test Electrical Circuit, unit of measure IT | Comm M&E-DE930107 | Y
M3NHFScheduleOfRatesCode | Comm M&E/Door Entry:Install 50Mm X 50Mm Galvanised Trunking | Comm M&E - Door Entry:Install 50Mm X 50Mm Galvanised Trunking, unit of measure LM | Comm M&E-DE930301 | Y
M3NHFScheduleOfRatesCode | Comm M&E/Door Entry:Install Upvc Mini Trunking | Comm M&E - Door Entry:Install Upvc Mini Trunking, unit of measure LM | Comm M&E-DE930303 | Y
M3NHFScheduleOfRatesCode | Comm M&E/Door Entry:Install 20Mm Galvanised Conduit | Comm M&E - Door Entry:Install 20Mm Galvanised Conduit, unit of measure LM | Comm M&E-DE930305 | Y
M3NHFScheduleOfRatesCode | Comm M&E/Door Entry:Install 25Mm Galvanised Conduit | Comm M&E - Door Entry:Install 25Mm Galvanised Conduit, unit of measure LM | Comm M&E-DE930307 | Y
M3NHFScheduleOfRatesCode | Comm M&E/Door Entry:New Dda Extension Step | Comm M&E - Door Entry:New Dda Extension Step, unit of measure SM | Comm M&E-DE950101 | Y
M3NHFScheduleOfRatesCode | Comm M&E/Door Entry:Install Fob Reader Post | Comm M&E - Door Entry:Install Fob Reader Post, unit of measure IT | Comm M&E-DE950103 | Y
M3NHFScheduleOfRatesCode | Comm M&E/Door Entry:Install Polypipe In Trench - Soft | Comm M&E - Door Entry:Install Polypipe In Trench - Soft, unit of measure LM | Comm M&E-DE950105 | Y
M3NHFScheduleOfRatesCode | Comm M&E/Door Entry:Install Polypipe In Trench - Hard | Comm M&E - Door Entry:Install Polypipe In Trench - Hard, unit of measure LM | Comm M&E-DE950107 | Y
M3NHFScheduleOfRatesCode | Comm M&E/Door Entry:Install Handrail Door Stop | Comm M&E - Door Entry:Install Handrail Door Stop, unit of measure IT | Comm M&E-DE950109 | Y
M3NHFScheduleOfRatesCode | Comm M&E/Door Entry:Install Wall/Floor Mounted Door Stop | Comm M&E - Door Entry:Install Wall/Floor Mounted Door Stop, unit of measure IT | Comm M&E-DE950111 | Y
M3NHFScheduleOfRatesCode | Comm M&E/Door Entry:Drill Hole Through Floors/Walls | Comm M&E - Door Entry:Drill Hole Through Floors/Walls, unit of measure IT | Comm M&E-DE950113 | Y
M3NHFScheduleOfRatesCode | Comm M&E/Door Entry:Drill Hole Into Flats | Comm M&E - Door Entry:Drill Hole Into Flats, unit of measure IT | Comm M&E-DE950115 | Y
M3NHFScheduleOfRatesCode | Comm M&E/Door Entry:Install Office And Common Room Sign | Comm M&E - Door Entry:Install Office And Common Room Sign, unit of measure IT | Comm M&E-DE950117 | Y
M3NHFScheduleOfRatesCode | Comm M&E/Door Entry:Brick Up Redundant Opening | Comm M&E - Door Entry:Brick Up Redundant Opening, unit of measure IT | Comm M&E-DE950119 | Y
M3NHFScheduleOfRatesCode | Comm M&E/Door Entry:Install Hasp & Staple | Comm M&E - Door Entry:Install Hasp & Staple, unit of measure IT | Comm M&E-DE950127 | Y
M3NHFScheduleOfRatesCode | Comm M&E/Door Entry:Renew With Timber Door 1200Mm X 2400Mm | Comm M&E - Door Entry:Renew With Timber Door 1200Mm X 2400Mm, unit of measure IT | Comm M&E-DE970101 | Y
M3NHFScheduleOfRatesCode | Comm M&E/Door Entry:Renew With Timber Door 1600Mm X 2400Mm | Comm M&E - Door Entry:Renew With Timber Door 1600Mm X 2400Mm, unit of measure IT | Comm M&E-DE970103 | Y
M3NHFScheduleOfRatesCode | Comm M&E/Door Entry:Renew With Timber Door 2100Mm X 2400Mm | Comm M&E - Door Entry:Renew With Timber Door 2100Mm X 2400Mm, unit of measure IT | Comm M&E-DE970105 | Y
M3NHFScheduleOfRatesCode | Comm M&E/Door Entry:Renew With Timber Door 2700Mm X 2400Mm | Comm M&E - Door Entry:Renew With Timber Door 2700Mm X 2400Mm, unit of measure IT | Comm M&E-DE970107 | Y
M3NHFScheduleOfRatesCode | Comm M&E/Door Entry:Adapt Timber Screen For New Panel | Comm M&E - Door Entry:Adapt Timber Screen For New Panel, unit of measure IT | Comm M&E-DE970109 | Y
M3NHFScheduleOfRatesCode | Comm M&E/Door Entry:Renew With Steel Door 1200Mm X 2400Mm | Comm M&E - Door Entry:Renew With Steel Door 1200Mm X 2400Mm, unit of measure IT | Comm M&E-DE970301 | Y
M3NHFScheduleOfRatesCode | Comm M&E/Door Entry:Renew With Steel Door 1600Mm X 2400Mm | Comm M&E - Door Entry:Renew With Steel Door 1600Mm X 2400Mm, unit of measure IT | Comm M&E-DE970303 | Y
M3NHFScheduleOfRatesCode | Comm M&E/Door Entry:Renew With Steel Door 2100Mm X 2400Mm | Comm M&E - Door Entry:Renew With Steel Door 2100Mm X 2400Mm, unit of measure IT | Comm M&E-DE970305 | Y
M3NHFScheduleOfRatesCode | Comm M&E/Door Entry:Renew With Steel Door 2700Mm X 2400Mm | Comm M&E - Door Entry:Renew With Steel Door 2700Mm X 2400Mm, unit of measure IT | Comm M&E-DE970307 | Y
M3NHFScheduleOfRatesCode | Comm M&E/Door Entry:Install Monitored Magnetic Lock | Comm M&E - Door Entry:Install Monitored Magnetic Lock, unit of measure IT | Comm M&E-DE970501 | Y
M3NHFScheduleOfRatesCode | Comm M&E/Door Entry:Install Un-Monitored Magnetic Lock | Comm M&E - Door Entry:Install Un-Monitored Magnetic Lock, unit of measure IT | Comm M&E-DE970503 | Y
M3NHFScheduleOfRatesCode | Comm M&E/Door Entry:Install Electronic Door Latch | Comm M&E - Door Entry:Install Electronic Door Latch, unit of measure IT | Comm M&E-DE970505 | Y
M3NHFScheduleOfRatesCode | Comm M&E/Door Entry:Install Auto Door Closer | Comm M&E - Door Entry:Install Auto Door Closer, unit of measure IT | Comm M&E-DE970507 | Y
M3NHFScheduleOfRatesCode | Comm M&E/Door Entry:Transfer Auto Door Opener To New Door | Comm M&E - Door Entry:Transfer Auto Door Opener To New Door, unit of measure IT | Comm M&E-DE970509 | Y
M3NHFScheduleOfRatesCode | Comm M&E/Conduit:Install Ne 25Mm Pvc Make Good | Comm M&E - Conduit:Install Ne 25Mm Pvc Make Good, unit of measure LM | Comm M&E-EE040101 | Y | Y | Y
M3NHFScheduleOfRatesCode | Comm M&E/Conduit:Install Ne 25Mm Steel Make Good | Comm M&E - Conduit:Install Ne 25Mm Steel Make Good, unit of measure LM | Comm M&E-EE040201 | Y | Y | Y
M3NHFScheduleOfRatesCode | Comm M&E/Trunking:Install Ne 3600Mm2 Aluminium | Comm M&E - Trunking:Install Ne 3600Mm2 Aluminium, unit of measure LM | Comm M&E-EE040301 | Y | Y | Y
M3NHFScheduleOfRatesCode | Comm M&E/Trunking:Install Ne 6000Mm2 Aluminium | Comm M&E - Trunking:Install Ne 6000Mm2 Aluminium, unit of measure LM | Comm M&E-EE040303 | Y | Y | Y
M3NHFScheduleOfRatesCode | Comm M&E/Trunking:Install Ne 3600Mm2 Pvc | Comm M&E - Trunking:Install Ne 3600Mm2 Pvc, unit of measure LM | Comm M&E-EE040401 | Y | Y | Y
M3NHFScheduleOfRatesCode | Comm M&E/Trunking:Install Ne 6000Mm2 Pvc | Comm M&E - Trunking:Install Ne 6000Mm2 Pvc, unit of measure LM | Comm M&E-EE040403 | Y | Y | Y
M3NHFScheduleOfRatesCode | Comm M&E/Trunking:Install Ne 600Mm2 Mini Pvc | Comm M&E - Trunking:Install Ne 600Mm2 Mini Pvc, unit of measure LM | Comm M&E-EE040501 | Y | Y | Y
M3NHFScheduleOfRatesCode | Comm M&E/Trunking:Install Ne 1200Mm2 Mini Pvc | Comm M&E - Trunking:Install Ne 1200Mm2 Mini Pvc, unit of measure LM | Comm M&E-EE040503 | Y | Y | Y
M3NHFScheduleOfRatesCode | Comm M&E/Trunking:Install Ne 600Mm2 Mini Pvc Computer | Comm M&E - Trunking:Install Ne 600Mm2 Mini Pvc Computer, unit of measure LM | Comm M&E-EE040505 | Y | Y | Y
M3NHFScheduleOfRatesCode | Comm M&E/Trunking:Install Ne 1200Mm2 Mini Pvc Computer | Comm M&E - Trunking:Install Ne 1200Mm2 Mini Pvc Computer, unit of measure LM | Comm M&E-EE040507 | Y | Y | Y
M3NHFScheduleOfRatesCode | Comm M&E/Trunking:Install Ne 600Mm2 Mini It | Comm M&E - Trunking:Install Ne 600Mm2 Mini It, unit of measure LM | Comm M&E-EE040509 | Y | Y | Y
M3NHFScheduleOfRatesCode | Comm M&E/Trunking:Install Ne 1200Mm2 Mini It | Comm M&E - Trunking:Install Ne 1200Mm2 Mini It, unit of measure LM | Comm M&E-EE040511 | Y | Y | Y
M3NHFScheduleOfRatesCode | Comm M&E/Trunking:Install Powder Coated 150 X 50Mm Brown | Comm M&E - Trunking:Install Powder Coated 150 X 50Mm Brown, unit of measure LM | Comm M&E-EE040709 | Y
M3NHFScheduleOfRatesCode | Comm M&E/Trunking:Install Powder Coated Bend 150X50Mm Brown | Comm M&E - Trunking:Install Powder Coated Bend 150X50Mm Brown, unit of measure IT | Comm M&E-EE040711 | Y
M3NHFScheduleOfRatesCode | Comm M&E/Trunking:Install Powder Coated 150 X 150Mm White | Comm M&E - Trunking:Install Powder Coated 150 X 150Mm White, unit of measure LM | Comm M&E-EE040713 | Y
M3NHFScheduleOfRatesCode | Comm M&E/Trunking:Install Pc Bend 150 X 150Mm White | Comm M&E - Trunking:Install Pc Bend 150 X 150Mm White, unit of measure IT | Comm M&E-EE040715 | Y
M3NHFScheduleOfRatesCode | Comm M&E/Cable:Install 16Mm 2 Core Swa Cable | Comm M&E - Cable:Install 16Mm 2 Core Swa Cable, unit of measure LM | Comm M&E-EE041301 | Y
M3NHFScheduleOfRatesCode | Comm M&E/Cable:Install 16Mm 3 Core Swa Cable | Comm M&E - Cable:Install 16Mm 3 Core Swa Cable, unit of measure LM | Comm M&E-EE041303 | Y
M3NHFScheduleOfRatesCode | Comm M&E/Cable:Install 16Mm 4 Core Swa Cable | Comm M&E - Cable:Install 16Mm 4 Core Swa Cable, unit of measure LM | Comm M&E-EE041305 | Y
M3NHFScheduleOfRatesCode | Comm M&E/Cable:Draw Upto 6Mm Single Cable | Comm M&E - Cable:Draw Upto 6Mm Single Cable, unit of measure LM | Comm M&E-EE041401 | Y | Y | Y
M3NHFScheduleOfRatesCode | Comm M&E/Cable:Draw 10Mm Single Cable | Comm M&E - Cable:Draw 10Mm Single Cable, unit of measure LM | Comm M&E-EE041403 | Y | Y | Y
M3NHFScheduleOfRatesCode | Comm M&E/Cable:Draw 16Mm Single Cable | Comm M&E - Cable:Draw 16Mm Single Cable, unit of measure LM | Comm M&E-EE041405 | Y | Y | Y
M3NHFScheduleOfRatesCode | Comm M&E/Cable:Draw 25Mm Single Cable | Comm M&E - Cable:Draw 25Mm Single Cable, unit of measure LM | Comm M&E-EE041407 | Y | Y | Y
M3NHFScheduleOfRatesCode | Comm M&E/Cable:Draw 1.5Mm2 Or 2.5Mm2 Pvc Flat T And E | Comm M&E - Cable:Draw 1.5Mm2 Or 2.5Mm2 Pvc Flat T And E, unit of measure LM | Comm M&E-EE041409 | Y | Y | Y
M3NHFScheduleOfRatesCode | Comm M&E/Cable:Draw 4 Mm2 Or 6Mm2 Pvc Flat T And E | Comm M&E - Cable:Draw 4 Mm2 Or 6Mm2 Pvc Flat T And E, unit of measure LM | Comm M&E-EE041411 | Y | Y | Y
M3NHFScheduleOfRatesCode | Comm M&E/Cable:Draw 10Mm2 Pvc Flat T And E | Comm M&E - Cable:Draw 10Mm2 Pvc Flat T And E, unit of measure LM | Comm M&E-EE041413 | Y | Y | Y
M3NHFScheduleOfRatesCode | Comm M&E/Cable:Draw 16Mm2 Pvc Flat T And E | Comm M&E - Cable:Draw 16Mm2 Pvc Flat T And E, unit of measure LM | Comm M&E-EE041415 | Y | Y | Y
M3NHFScheduleOfRatesCode | Comm M&E/Cable:Draw 25Mm2 Pvc Flat T And E | Comm M&E - Cable:Draw 25Mm2 Pvc Flat T And E, unit of measure LM | Comm M&E-EE041417 | Y | Y | Y
M3NHFScheduleOfRatesCode | Comm M&E/Cable:Install 1.5Mm Or 2.5Mm Single Cable | Comm M&E - Cable:Install 1.5Mm Or 2.5Mm Single Cable, unit of measure LM | Comm M&E-EE041501 | Y | Y | Y
M3NHFScheduleOfRatesCode | Comm M&E/Cable:Install 4Mm2 Or 6Mm2 Cable | Comm M&E - Cable:Install 4Mm2 Or 6Mm2 Cable, unit of measure LM | Comm M&E-EE041503 | Y | Y | Y
M3NHFScheduleOfRatesCode | Comm M&E/Cable:Install 10Mm2 Single Cable | Comm M&E - Cable:Install 10Mm2 Single Cable, unit of measure LM | Comm M&E-EE041505 | Y | Y | Y
M3NHFScheduleOfRatesCode | Comm M&E/Cable:Install 16Mm2 Single Cable | Comm M&E - Cable:Install 16Mm2 Single Cable, unit of measure LM | Comm M&E-EE041507 | Y | Y | Y
M3NHFScheduleOfRatesCode | Comm M&E/Cable:Install 25Mm2 Cable | Comm M&E - Cable:Install 25Mm2 Cable, unit of measure LM | Comm M&E-EE041509 | Y | Y | Y
M3NHFScheduleOfRatesCode | Comm M&E/Cable:Install 1.5Mm2 Or 2.5Mm2 T And E | Comm M&E - Cable:Install 1.5Mm2 Or 2.5Mm2 T And E, unit of measure LM | Comm M&E-EE041511 | Y | Y | Y
M3NHFScheduleOfRatesCode | Comm M&E/Cable:Install Ne 6Mm2 T And E | Comm M&E - Cable:Install Ne 6Mm2 T And E, unit of measure LM | Comm M&E-EE041513 | Y | Y | Y
M3NHFScheduleOfRatesCode | Comm M&E/Cable:Install 10Mm2 T And E | Comm M&E - Cable:Install 10Mm2 T And E, unit of measure LM | Comm M&E-EE041515 | Y | Y | Y
M3NHFScheduleOfRatesCode | Comm M&E/Cable:Install 16Mm2 T And E | Comm M&E - Cable:Install 16Mm2 T And E, unit of measure LM | Comm M&E-EE041517 | Y | Y | Y
M3NHFScheduleOfRatesCode | Comm M&E/Cable:Install 25Mm2 T And E | Comm M&E - Cable:Install 25Mm2 T And E, unit of measure LM | Comm M&E-EE041519 | Y | Y | Y
M3NHFScheduleOfRatesCode | Comm M&E/Trunking:Install 100 X 100Mm Galvanised | Comm M&E - Trunking:Install 100 X 100Mm Galvanised, unit of measure LM | Comm M&E-EE041601 | Y
M3NHFScheduleOfRatesCode | Comm M&E/Trunking:Install 150 X 100Mm Galvanised | Comm M&E - Trunking:Install 150 X 100Mm Galvanised, unit of measure LM | Comm M&E-EE041603 | Y
M3NHFScheduleOfRatesCode | Comm M&E/Trunking:Install 150 X 150Mm Galvanised | Comm M&E - Trunking:Install 150 X 150Mm Galvanised, unit of measure LM | Comm M&E-EE041605 | Y
M3NHFScheduleOfRatesCode | Comm M&E/Trunking:Install Powder Coated 50 X 50Mm White | Comm M&E - Trunking:Install Powder Coated 50 X 50Mm White, unit of measure LM | Comm M&E-EE041701 | Y
M3NHFScheduleOfRatesCode | Comm M&E/Trunking:Install Powder Coated Bend 50X50Mm White | Comm M&E - Trunking:Install Powder Coated Bend 50X50Mm White, unit of measure IT | Comm M&E-EE041703 | Y
M3NHFScheduleOfRatesCode | Comm M&E/Trunking:Install Pc 100X50Mm To 50X50Mm Reducer | Comm M&E - Trunking:Install Pc 100X50Mm To 50X50Mm Reducer, unit of measure IT | Comm M&E-EE041705 | Y
M3NHFScheduleOfRatesCode | Comm M&E/Cable:Install 25Mm Swa Lsf Cable | Comm M&E - Cable:Install 25Mm Swa Lsf Cable, unit of measure LM | Comm M&E-EE042401 | Y
M3NHFScheduleOfRatesCode | Comm M&E/Cable:Install 35Mm Swa Lsf Cable | Comm M&E - Cable:Install 35Mm Swa Lsf Cable, unit of measure LM | Comm M&E-EE042403 | Y
M3NHFScheduleOfRatesCode | Comm M&E/Cable:Install 50Mm Swa Lsf Cable | Comm M&E - Cable:Install 50Mm Swa Lsf Cable, unit of measure LM | Comm M&E-EE042405 | Y
M3NHFScheduleOfRatesCode | Comm M&E/Cable:Install 70Mm Swa Lsf Cable | Comm M&E - Cable:Install 70Mm Swa Lsf Cable, unit of measure LM | Comm M&E-EE042407 | Y
M3NHFScheduleOfRatesCode | Comm M&E/Cable:Install 95Mm Swa Lsf Cable | Comm M&E - Cable:Install 95Mm Swa Lsf Cable, unit of measure LM | Comm M&E-EE042409 | Y
M3NHFScheduleOfRatesCode | Comm M&E/Distribution Board:Renew 4 Way | Comm M&E - Distribution Board:Renew 4 Way, unit of measure NO | Comm M&E-EE060101 | Y | Y | Y
M3NHFScheduleOfRatesCode | Comm M&E/Distribution Board:Renew 8 Way | Comm M&E - Distribution Board:Renew 8 Way, unit of measure NO | Comm M&E-EE060103 | Y | Y | Y
M3NHFScheduleOfRatesCode | Comm M&E/Distribution Board:Renew 12 Way | Comm M&E - Distribution Board:Renew 12 Way, unit of measure NO | Comm M&E-EE060105 | Y | Y | Y
M3NHFScheduleOfRatesCode | Comm M&E/Distribution Board:Renew Ryefield 12 Way | Comm M&E - Distribution Board:Renew Ryefield 12 Way, unit of measure IT | Comm M&E-EE060107 | Y
M3NHFScheduleOfRatesCode | Comm M&E/Ccu:Renew Ne 4 Way Moulded Unit | Comm M&E - Ccu:Renew Ne 4 Way Moulded Unit, unit of measure NO | Comm M&E-EE060201 |  | Y | Y
M3NHFScheduleOfRatesCode | Comm M&E/Ccu:Renew Ne 6 Way Moulded Metalclad Unit | Comm M&E - Ccu:Renew Ne 6 Way Moulded Metalclad Unit, unit of measure NO | Comm M&E-EE060203 | Y | Y | Y
M3NHFScheduleOfRatesCode | Comm M&E/Ccu:Renew 7 To 12 Way Moulded Unit | Comm M&E - Ccu:Renew 7 To 12 Way Moulded Unit, unit of measure NO | Comm M&E-EE060205 |  | Y | Y
M3NHFScheduleOfRatesCode | Comm M&E/Ccu:Renew Ne 10 Way Moulded Split Load Unit | Comm M&E - Ccu:Renew Ne 10 Way Moulded Split Load Unit, unit of measure NO | Comm M&E-EE060207 |  | Y | Y
M3NHFScheduleOfRatesCode | Comm M&E/Ccu:Renew 11 To 14 Way Moulded Split Load Unit | Comm M&E - Ccu:Renew 11 To 14 Way Moulded Split Load Unit, unit of measure NO | Comm M&E-EE060209 |  | Y | Y
M3NHFScheduleOfRatesCode | Comm M&E/Ccu:Ren 11-14 Way Moulded Metaclad Split Load Unit | Comm M&E - Ccu:Ren 11-14 Way Moulded Metaclad Split Load Unit, unit of measure NO | Comm M&E-EE060210 | Y
M3NHFScheduleOfRatesCode | Comm M&E/Ccu:Install Any Size Rcd New Meter Tails | Comm M&E - Ccu:Install Any Size Rcd New Meter Tails, unit of measure NO | Comm M&E-EE060211 | Y | Y | Y
M3NHFScheduleOfRatesCode | Comm M&E/Ccu:Renew 2 Way Moulded Metalclad Unit | Comm M&E - Ccu:Renew 2 Way Moulded Metalclad Unit, unit of measure NO | Comm M&E-EE060212 | Y
M3NHFScheduleOfRatesCode | Comm M&E/Ccu:Install Any Size Rcd | Comm M&E - Ccu:Install Any Size Rcd, unit of measure NO | Comm M&E-EE060213 | Y | Y | Y
M3NHFScheduleOfRatesCode | Comm M&E/Ccu:Renew 7-12 Way Moulded Metalclad Unit | Comm M&E - Ccu:Renew 7-12 Way Moulded Metalclad Unit, unit of measure NO | Comm M&E-EE060214 | Y
M3NHFScheduleOfRatesCode | Comm M&E/Ccu:Install Rcbo/Rcd To Bath/Wetroom Circuits | Comm M&E - Ccu:Install Rcbo/Rcd To Bath/Wetroom Circuits, unit of measure NO | Comm M&E-EE060215 | Y | Y | Y
M3NHFScheduleOfRatesCode | Comm M&E/Ccu:Ren Ne10 Way Moulded Metalclad Split Load Unit | Comm M&E - Ccu:Ren Ne10 Way Moulded Metalclad Split Load Unit, unit of measure NO | Comm M&E-EE060216 | Y
M3NHFScheduleOfRatesCode | Comm M&E/Ccu:Install New Meter Tails | Comm M&E - Ccu:Install New Meter Tails, unit of measure IT | Comm M&E-EE060217 | Y | Y | Y
M3NHFScheduleOfRatesCode | Comm M&E/Ccu:Renew Ne 4 Way Moulded Metalclad Unit | Comm M&E - Ccu:Renew Ne 4 Way Moulded Metalclad Unit, unit of measure NO | Comm M&E-EE060218 | Y
M3NHFScheduleOfRatesCode | Comm M&E/Ccu:Renew Mounting Board | Comm M&E - Ccu:Renew Mounting Board, unit of measure NO | Comm M&E-EE060219 | Y | Y | Y
M3NHFScheduleOfRatesCode | Comm M&E/Ccu:Renew 1 Way Moulded Metalclad Unit | Comm M&E - Ccu:Renew 1 Way Moulded Metalclad Unit, unit of measure NO | Comm M&E-EE060220 | Y
M3NHFScheduleOfRatesCode | Comm M&E/Ccu:Modify Backboard | Comm M&E - Ccu:Modify Backboard, unit of measure NO | Comm M&E-EE060221 | Y | Y | Y
M3NHFScheduleOfRatesCode | Comm M&E/Consumer Unit:Reposition | Comm M&E - Consumer Unit:Reposition, unit of measure IT | Comm M&E-EE060223 | Y | Y | Y
M3NHFScheduleOfRatesCode | Comm M&E/Ccu:Renew Any Size Mcb | Comm M&E - Ccu:Renew Any Size Mcb, unit of measure NO | Comm M&E-EE060225 | Y | Y | Y
M3NHFScheduleOfRatesCode | Comm M&E/Ccu:Renew Fuse Carrier Or Shield | Comm M&E - Ccu:Renew Fuse Carrier Or Shield, unit of measure NO | Comm M&E-EE060227 | Y | Y | Y
M3NHFScheduleOfRatesCode | Comm M&E/Ccu:Renew Hrc Fuse | Comm M&E - Ccu:Renew Hrc Fuse, unit of measure NO | Comm M&E-EE060229 | Y | Y | Y
M3NHFScheduleOfRatesCode | Comm M&E/Switchgear:Renew 3 Phase Contactor 20A | Comm M&E - Switchgear:Renew 3 Phase Contactor 20A, unit of measure NO | Comm M&E-EE060301 | Y | Y | Y
M3NHFScheduleOfRatesCode | Comm M&E/Switchgear:Renew 3 Phase Contactor 25A | Comm M&E - Switchgear:Renew 3 Phase Contactor 25A, unit of measure NO | Comm M&E-EE060303 | Y | Y | Y
M3NHFScheduleOfRatesCode | Comm M&E/Switchgear:Renew 3 Phase Contactor 40A | Comm M&E - Switchgear:Renew 3 Phase Contactor 40A, unit of measure NO | Comm M&E-EE060305 | Y | Y | Y
M3NHFScheduleOfRatesCode | Comm M&E/Switchgear:Renew 3 Phase Contactor 63A | Comm M&E - Switchgear:Renew 3 Phase Contactor 63A, unit of measure NO | Comm M&E-EE060307 | Y | Y | Y
M3NHFScheduleOfRatesCode | Comm M&E/Switchgear:Renew 3 Phase Contactor 100A | Comm M&E - Switchgear:Renew 3 Phase Contactor 100A, unit of measure NO | Comm M&E-EE060309 | Y | Y | Y
M3NHFScheduleOfRatesCode | Comm M&E/Switchgear:Renew 3 Phase Contactor 125A | Comm M&E - Switchgear:Renew 3 Phase Contactor 125A, unit of measure NO | Comm M&E-EE060311 | Y | Y | Y
M3NHFScheduleOfRatesCode | Comm M&E/Switchgear:Renew 3 Phase Contactor 160A | Comm M&E - Switchgear:Renew 3 Phase Contactor 160A, unit of measure NO | Comm M&E-EE060313 | Y | Y | Y
M3NHFScheduleOfRatesCode | Comm M&E/Switchgear:Renew 20 Amp On/Off | Comm M&E - Switchgear:Renew 20 Amp On/Off, unit of measure NO | Comm M&E-EE060315 | Y | Y | Y
M3NHFScheduleOfRatesCode | Comm M&E/Switchgear:Renew 25 Amp On/Off | Comm M&E - Switchgear:Renew 25 Amp On/Off, unit of measure NO | Comm M&E-EE060317 | Y | Y | Y
M3NHFScheduleOfRatesCode | Comm M&E/Switchgear:Renew 32 Amp On/Off | Comm M&E - Switchgear:Renew 32 Amp On/Off, unit of measure NO | Comm M&E-EE060319 | Y | Y | Y
M3NHFScheduleOfRatesCode | Comm M&E/Switchgear:Renew 63 Amp On/Off | Comm M&E - Switchgear:Renew 63 Amp On/Off, unit of measure NO | Comm M&E-EE060321 | Y | Y | Y
M3NHFScheduleOfRatesCode | Comm M&E/Switchgear:Renew 100 Amp On/Off | Comm M&E - Switchgear:Renew 100 Amp On/Off, unit of measure NO | Comm M&E-EE060323 | Y | Y | Y
M3NHFScheduleOfRatesCode | Comm M&E/Switchgear:Renew 63 Amp Sp | Comm M&E - Switchgear:Renew 63 Amp Sp, unit of measure NO | Comm M&E-EE060325 | Y | Y | Y
M3NHFScheduleOfRatesCode | Comm M&E/Switchgear:Renew 63 Amp Tp&N | Comm M&E - Switchgear:Renew 63 Amp Tp&N, unit of measure NO | Comm M&E-EE060327 | Y | Y | Y
M3NHFScheduleOfRatesCode | Comm M&E/Light Fitting:Renew 2X8W Bulkhead Type | Comm M&E - Light Fitting:Renew 2X8W Bulkhead Type, unit of measure NO | Comm M&E-EE070201 | Y | Y | Y
M3NHFScheduleOfRatesCode | Comm M&E/Light Fitting:Renew Rampart Light-70 W Type | Comm M&E - Light Fitting:Renew Rampart Light-70 W Type, unit of measure NO | Comm M&E-EE070203 | Y | Y | Y
M3NHFScheduleOfRatesCode | Comm M&E/Light:Renew 500W Amenity Fitting | Comm M&E - Light:Renew 500W Amenity Fitting, unit of measure NO | Comm M&E-EE070205 | Y | Y | Y
M3NHFScheduleOfRatesCode | Comm M&E/Light Fitting:Renew 1000W Security Type | Comm M&E - Light Fitting:Renew 1000W Security Type, unit of measure NO | Comm M&E-EE070207 | Y | Y | Y
M3NHFScheduleOfRatesCode | Comm M&E/Light Fitting:Renew 16W Lv Bulkhead Type | Comm M&E - Light Fitting:Renew 16W Lv Bulkhead Type, unit of measure NO | Comm M&E-EE070209 | Y | Y | Y
M3NHFScheduleOfRatesCode | Comm M&E/Light Fitting:Renew 28W Lv Bulkhead Type | Comm M&E - Light Fitting:Renew 28W Lv Bulkhead Type, unit of measure NO | Comm M&E-EE070211 | Y | Y | Y
M3NHFScheduleOfRatesCode | Comm M&E/Light Fitting:Remove And Refix Any Type | Comm M&E - Light Fitting:Remove And Refix Any Type, unit of measure NO | Comm M&E-EE070213 | Y | Y | Y
M3NHFScheduleOfRatesCode | Comm M&E/Bath/Wetroom Light Fitting:Renew With Sealed Unit | Comm M&E - Bath/Wetroom Light Fitting:Renew With Sealed Unit, unit of measure NO | Comm M&E-EE070215 | Y | Y | Y
M3NHFScheduleOfRatesCode | Comm M&E/External Light:Install 150W Pir Unit Complete | Comm M&E - External Light:Install 150W Pir Unit Complete, unit of measure NO | Comm M&E-EE070217 | Y | Y | Y
M3NHFScheduleOfRatesCode | Comm M&E/External Light:Install 500W Pir Unit Complete | Comm M&E - External Light:Install 500W Pir Unit Complete, unit of measure NO | Comm M&E-EE070219 | Y | Y | Y
M3NHFScheduleOfRatesCode | Comm M&E/External Light:Install 1000W Pir Unit Complete | Comm M&E - External Light:Install 1000W Pir Unit Complete, unit of measure NO | Comm M&E-EE070221 | Y | Y | Y
M3NHFScheduleOfRatesCode | Comm M&E/Lamp:Renew 8 Watt Bulkhead Lamp | Comm M&E - Lamp:Renew 8 Watt Bulkhead Lamp, unit of measure NO | Comm M&E-EE070301 | Y | Y | Y
M3NHFScheduleOfRatesCode | Comm M&E/Lamp:Renew 150W Halogen Lamp | Comm M&E - Lamp:Renew 150W Halogen Lamp, unit of measure NO | Comm M&E-EE070303 | Y | Y | Y
M3NHFScheduleOfRatesCode | Comm M&E/Lamp:Renew 500W Halogen Lamp | Comm M&E - Lamp:Renew 500W Halogen Lamp, unit of measure NO | Comm M&E-EE070305 | Y | Y | Y
M3NHFScheduleOfRatesCode | Comm M&E/Lamp:Renew 1000W Halogen Lamp | Comm M&E - Lamp:Renew 1000W Halogen Lamp, unit of measure NO | Comm M&E-EE070309 | Y | Y | Y
M3NHFScheduleOfRatesCode | Comm M&E/Lamp:Renew 70W Son-T Lamp | Comm M&E - Lamp:Renew 70W Son-T Lamp, unit of measure NO | Comm M&E-EE070311 | Y | Y | Y
M3NHFScheduleOfRatesCode | Comm M&E/Lamp:Renew 16 Watt 2D Lamp | Comm M&E - Lamp:Renew 16 Watt 2D Lamp, unit of measure NO | Comm M&E-EE070313 | Y | Y | Y
M3NHFScheduleOfRatesCode | Comm M&E/Lamp:Renew 28 Watt 2D Lamp | Comm M&E - Lamp:Renew 28 Watt 2D Lamp, unit of measure NO | Comm M&E-EE070315 | Y | Y | Y
M3NHFScheduleOfRatesCode | Comm M&E/Lamp:Renew 80W Spot Light | Comm M&E - Lamp:Renew 80W Spot Light, unit of measure NO | Comm M&E-EE070319 | Y | Y | Y
M3NHFScheduleOfRatesCode | Comm M&E/Lamp:Renew 300W Spot Light | Comm M&E - Lamp:Renew 300W Spot Light, unit of measure NO | Comm M&E-EE070321 | Y | Y | Y
M3NHFScheduleOfRatesCode | Comm M&E/Lamp:Renew With Pl Low Energy | Comm M&E - Lamp:Renew With Pl Low Energy, unit of measure NO | Comm M&E-EE070323 | Y | Y | Y
M3NHFScheduleOfRatesCode | Comm M&E/Lamp:Renew With Sl Low Energy | Comm M&E - Lamp:Renew With Sl Low Energy, unit of measure NO | Comm M&E-EE070325 | Y | Y | Y
M3NHFScheduleOfRatesCode | Comm M&E/Lamp:Renew With Plce To Bulkhead | Comm M&E - Lamp:Renew With Plce To Bulkhead, unit of measure NO | Comm M&E-EE070327 | Y | Y | Y
M3NHFScheduleOfRatesCode | Comm M&E/Light Fitting:Renew Bulkhead Diffuser | Comm M&E - Light Fitting:Renew Bulkhead Diffuser, unit of measure NO | Comm M&E-EE070401 | Y | Y | Y
M3NHFScheduleOfRatesCode | Comm M&E/Light Fitting:Renew Single Fluorescent With Tube | Comm M&E - Light Fitting:Renew Single Fluorescent With Tube, unit of measure NO | Comm M&E-EE070501 | Y | Y | Y
M3NHFScheduleOfRatesCode | Comm M&E/Light Fitting:Renew Double Fluorescent With Tubes | Comm M&E - Light Fitting:Renew Double Fluorescent With Tubes, unit of measure NO | Comm M&E-EE070503 | Y | Y | Y
M3NHFScheduleOfRatesCode | Comm M&E/Light Fitting:Remove Refix Any Fluorescent Type | Comm M&E - Light Fitting:Remove Refix Any Fluorescent Type, unit of measure NO | Comm M&E-EE070505 | Y | Y | Y
M3NHFScheduleOfRatesCode | Comm M&E/Light Fitting:Overhaul Fluorescent Any Type | Comm M&E - Light Fitting:Overhaul Fluorescent Any Type, unit of measure IT | Comm M&E-EE070507 | Y | Y | Y
M3NHFScheduleOfRatesCode | Comm M&E/Light:Renew 28W Ballast To Fitting | Comm M&E - Light:Renew 28W Ballast To Fitting, unit of measure IT | Comm M&E-EE070509 | Y
M3NHFScheduleOfRatesCode | Comm M&E/Light:Renew Single Fluorescent Waterproof 1.2M 18W | Comm M&E - Light:Renew Single Fluorescent Waterproof 1.2M 18W, unit of measure NO | Comm M&E-EE070601 | Y | Y | Y
M3NHFScheduleOfRatesCode | Comm M&E/Light:Renew Single Fluorescent Waterproof 1.2M 36W | Comm M&E - Light:Renew Single Fluorescent Waterproof 1.2M 36W, unit of measure NO | Comm M&E-EE070603 | Y | Y | Y
M3NHFScheduleOfRatesCode | Comm M&E/Light:Renew Single Fluorescent Waterproof 1.5M 58W | Comm M&E - Light:Renew Single Fluorescent Waterproof 1.5M 58W, unit of measure NO | Comm M&E-EE070605 | Y | Y | Y
M3NHFScheduleOfRatesCode | Comm M&E/Light:Renew Double Fluorescent Waterproof 1.2M 18W | Comm M&E - Light:Renew Double Fluorescent Waterproof 1.2M 18W, unit of measure NO | Comm M&E-EE070607 | Y | Y | Y
M3NHFScheduleOfRatesCode | Comm M&E/Light:Renew Double Fluorescent Waterproof 1.2M 36W | Comm M&E - Light:Renew Double Fluorescent Waterproof 1.2M 36W, unit of measure NO | Comm M&E-EE070609 | Y | Y | Y
M3NHFScheduleOfRatesCode | Comm M&E/Light:Renew Double Fluorescent Waterproof 1.5M 58W | Comm M&E - Light:Renew Double Fluorescent Waterproof 1.5M 58W, unit of measure NO | Comm M&E-EE070611 | Y | Y | Y
M3NHFScheduleOfRatesCode | Comm M&E/Light:Renew Single Fluorescent Explosion 1.2M 36W | Comm M&E - Light:Renew Single Fluorescent Explosion 1.2M 36W, unit of measure NO | Comm M&E-EE070701 | Y | Y | Y
M3NHFScheduleOfRatesCode | Comm M&E/Light:Renew Single Fluorescent Explosion 1.5M 58W | Comm M&E - Light:Renew Single Fluorescent Explosion 1.5M 58W, unit of measure NO | Comm M&E-EE070703 | Y | Y | Y
M3NHFScheduleOfRatesCode | Comm M&E/Light:Renew Double Fluorescent Explosion 1.2M 36W | Comm M&E - Light:Renew Double Fluorescent Explosion 1.2M 36W, unit of measure NO | Comm M&E-EE070705 | Y | Y | Y
M3NHFScheduleOfRatesCode | Comm M&E/Light:Renew Double Fluorescent Explosion 1.5M 58W | Comm M&E - Light:Renew Double Fluorescent Explosion 1.5M 58W, unit of measure NO | Comm M&E-EE070707 | Y | Y | Y
M3NHFScheduleOfRatesCode | Comm M&E/Fitting:Renew With Cat1 Light Single 1200 36W | Comm M&E - Fitting:Renew With Cat1 Light Single 1200 36W, unit of measure NO | Comm M&E-EE070801 | Y | Y | Y
M3NHFScheduleOfRatesCode | Comm M&E/Fitting:Renew With Cat1 Light Single 1500 58W | Comm M&E - Fitting:Renew With Cat1 Light Single 1500 58W, unit of measure NO | Comm M&E-EE070803 | Y | Y | Y
M3NHFScheduleOfRatesCode | Comm M&E/Fitting:Renew With Cat1 Light Single 1800 58W | Comm M&E - Fitting:Renew With Cat1 Light Single 1800 58W, unit of measure NO | Comm M&E-EE070805 | Y | Y | Y
M3NHFScheduleOfRatesCode | Comm M&E/Fitting:Renew With Cat1 Light Double 1200 36W | Comm M&E - Fitting:Renew With Cat1 Light Double 1200 36W, unit of measure NO | Comm M&E-EE070807 | Y | Y | Y
M3NHFScheduleOfRatesCode | Comm M&E/Fitting:Renew With Cat1 Light Double 1500 58W | Comm M&E - Fitting:Renew With Cat1 Light Double 1500 58W, unit of measure NO | Comm M&E-EE070809 | Y | Y | Y
M3NHFScheduleOfRatesCode | Comm M&E/Fitting:Renew With Cat1 Light Double 1800 58W | Comm M&E - Fitting:Renew With Cat1 Light Double 1800 58W, unit of measure NO | Comm M&E-EE070811 | Y | Y | Y
M3NHFScheduleOfRatesCode | Comm M&E/Fitting:Renew With Cat1 Modular Light 600 X 600 | Comm M&E - Fitting:Renew With Cat1 Modular Light 600 X 600, unit of measure NO | Comm M&E-EE070813 | Y | Y | Y
M3NHFScheduleOfRatesCode | Comm M&E/Fitting:Renew With Cat1 Modular Light 600 X 1200 | Comm M&E - Fitting:Renew With Cat1 Modular Light 600 X 1200, unit of measure NO | Comm M&E-EE070815 | Y | Y | Y
M3NHFScheduleOfRatesCode | Comm M&E/Light Fitting:Renew Single Fluorescent Diffuser | Comm M&E - Light Fitting:Renew Single Fluorescent Diffuser, unit of measure NO | Comm M&E-EE070901 | Y | Y | Y
M3NHFScheduleOfRatesCode | Comm M&E/Light Fitting:Renew Double Fluorescent Diffuser | Comm M&E - Light Fitting:Renew Double Fluorescent Diffuser, unit of measure NO | Comm M&E-EE070903 | Y | Y | Y
M3NHFScheduleOfRatesCode | Comm M&E/Light Fitting:Renew Any Size Fluorescent Tube | Comm M&E - Light Fitting:Renew Any Size Fluorescent Tube, unit of measure NO | Comm M&E-EE071001 | Y | Y | Y
M3NHFScheduleOfRatesCode | Comm M&E/Light Fitting:Renew Standard 18W Led Fitting | Comm M&E - Light Fitting:Renew Standard 18W Led Fitting, unit of measure IT | Comm M&E-EE071201 | Y
M3NHFScheduleOfRatesCode | Comm M&E/Light Fitting:Renew 3Hr Emergency 18W Led Fitting | Comm M&E - Light Fitting:Renew 3Hr Emergency 18W Led Fitting, unit of measure IT | Comm M&E-EE071203 | Y
M3NHFScheduleOfRatesCode | Comm M&E/Light Fitting:Renew 18W Led Fitting And Sensor | Comm M&E - Light Fitting:Renew 18W Led Fitting And Sensor, unit of measure IT | Comm M&E-EE071205 | Y
M3NHFScheduleOfRatesCode | Comm M&E/Light Fitting:Renew 3Hr 18W Led Fitting And Sensor | Comm M&E - Light Fitting:Renew 3Hr 18W Led Fitting And Sensor, unit of measure IT | Comm M&E-EE071207 | Y
M3NHFScheduleOfRatesCode | Comm M&E/Time Switch:Reset Clock Or Switch | Comm M&E - Time Switch:Reset Clock Or Switch, unit of measure NO | Comm M&E-EE100101 | Y | Y | Y
M3NHFScheduleOfRatesCode | Comm M&E/Time Switch:Repair Switch Clock | Comm M&E - Time Switch:Repair Switch Clock, unit of measure NO | Comm M&E-EE100103 | Y | Y | Y
M3NHFScheduleOfRatesCode | Comm M&E/Time Switch:Renew Switch Clock | Comm M&E - Time Switch:Renew Switch Clock, unit of measure NO | Comm M&E-EE100105 | Y | Y | Y
M3NHFScheduleOfRatesCode | Comm M&E/Time Switch:Renew Photo Electric Type | Comm M&E - Time Switch:Renew Photo Electric Type, unit of measure NO | Comm M&E-EE100107 | Y | Y | Y
M3NHFScheduleOfRatesCode | Comm M&E/Time Switch:Renew With Photo Electric Type | Comm M&E - Time Switch:Renew With Photo Electric Type, unit of measure NO | Comm M&E-EE100109 | Y | Y | Y
M3NHFScheduleOfRatesCode | Comm M&E/Time Switch:Renew Passive Infra Red | Comm M&E - Time Switch:Renew Passive Infra Red, unit of measure NO | Comm M&E-EE100111 | Y | Y | Y
M3NHFScheduleOfRatesCode | Comm M&E/Light:Install Pir Unit Complete | Comm M&E - Light:Install Pir Unit Complete, unit of measure NO | Comm M&E-EE100113 | Y | Y | Y
M3NHFScheduleOfRatesCode | Comm M&E/Switch:Renew With Time Lag Switch | Comm M&E - Switch:Renew With Time Lag Switch, unit of measure NO | Comm M&E-EE100115 | Y | Y | Y
M3NHFScheduleOfRatesCode | Comm M&E/Power:Temporary Connection - 30Amp | Comm M&E - Power:Temporary Connection - 30Amp, unit of measure NO | Comm M&E-EE110101 | Y | Y | Y
M3NHFScheduleOfRatesCode | Comm M&E/Power:Temporary Connection - 63Amp | Comm M&E - Power:Temporary Connection - 63Amp, unit of measure NO | Comm M&E-EE110103 | Y | Y | Y
M3NHFScheduleOfRatesCode | Comm M&E/Power:Temporary Connection - 100Amp | Comm M&E - Power:Temporary Connection - 100Amp, unit of measure NO | Comm M&E-EE110105 | Y | Y | Y
M3NHFScheduleOfRatesCode | Comm M&E/Light:Temporary Connection | Comm M&E - Light:Temporary Connection, unit of measure NO | Comm M&E-EE110107 | Y | Y | Y
M3NHFScheduleOfRatesCode | Comm M&E/Power And Light:Temporary Connection | Comm M&E - Power And Light:Temporary Connection, unit of measure NO | Comm M&E-EE110109 | Y | Y | Y
M3NHFScheduleOfRatesCode | Comm M&E/Heater:Supply Temporary 3Kw Heater [Rate Per Week] | Comm M&E - Heater:Supply Temporary 3Kw Heater [Rate Per Week], unit of measure WK | Comm M&E-EE110201 | Y | Y | Y
M3NHFScheduleOfRatesCode | Comm M&E/Water Heater:Supply Temporary [Rate Per Week] | Comm M&E - Water Heater:Supply Temporary [Rate Per Week], unit of measure WK | Comm M&E-EE110203 | Y | Y | Y
M3NHFScheduleOfRatesCode | Comm M&E/De-Humidifier:Supply Temporary [Rate Per Week] | Comm M&E - De-Humidifier:Supply Temporary [Rate Per Week], unit of measure WK | Comm M&E-EE110205 | Y | Y | Y
M3NHFScheduleOfRatesCode | Comm M&E/Wet-Vac:Supply Temporary [Rate Per Week] | Comm M&E - Wet-Vac:Supply Temporary [Rate Per Week], unit of measure WK | Comm M&E-EE110207 | Y | Y | Y
M3NHFScheduleOfRatesCode | Comm M&E/Earth:Cross Bond Plumbing | Comm M&E - Earth:Cross Bond Plumbing, unit of measure IT | Comm M&E-EE120101 | Y | Y | Y
M3NHFScheduleOfRatesCode | Comm M&E/Earth:Renew Main Equipotential Bonding | Comm M&E - Earth:Renew Main Equipotential Bonding, unit of measure IT | Comm M&E-EE120103 | Y | Y | Y
M3NHFScheduleOfRatesCode | Comm M&E/Earth:Install Electrode And Cable | Comm M&E - Earth:Install Electrode And Cable, unit of measure NO | Comm M&E-EE120105 | Y | Y | Y
M3NHFScheduleOfRatesCode | Comm M&E/Earth:Refix Electrode | Comm M&E - Earth:Refix Electrode, unit of measure NO | Comm M&E-EE120107 | Y | Y | Y
M3NHFScheduleOfRatesCode | Comm M&E/Earth:Cross Bond Bathroom/Wetroom | Comm M&E - Earth:Cross Bond Bathroom/Wetroom, unit of measure IT | Comm M&E-EE120109 | Y | Y | Y
M3NHFScheduleOfRatesCode | Comm M&E/Earth:Supplementary Equipotential Bonding Any Item | Comm M&E - Earth:Supplementary Equipotential Bonding Any Item, unit of measure IT | Comm M&E-EE120111 | Y | Y | Y
M3NHFScheduleOfRatesCode | Comm M&E/Earth:Install 16Mm Cable | Comm M&E - Earth:Install 16Mm Cable, unit of measure LM | Comm M&E-EE120113 | Y | Y | Y
M3NHFScheduleOfRatesCode | Comm M&E/Earth:Reconnect Earth Bond | Comm M&E - Earth:Reconnect Earth Bond, unit of measure IT | Comm M&E-EE120115 | Y | Y | Y
M3NHFScheduleOfRatesCode | Comm M&E/Earth:Install 4.0Mm2 Cable | Comm M&E - Earth:Install 4.0Mm2 Cable, unit of measure LM | Comm M&E-EE120117 | Y | Y | Y
M3NHFScheduleOfRatesCode | Comm M&E/Earth:Install 6.0Mm2 Cable | Comm M&E - Earth:Install 6.0Mm2 Cable, unit of measure LM | Comm M&E-EE120119 | Y | Y | Y
M3NHFScheduleOfRatesCode | Comm M&E/Earth:Install 10.0Mm2 Cable | Comm M&E - Earth:Install 10.0Mm2 Cable, unit of measure LM | Comm M&E-EE120121 | Y | Y | Y
M3NHFScheduleOfRatesCode | Comm M&E/Earth:Install 16.0Mm2 Cable | Comm M&E - Earth:Install 16.0Mm2 Cable, unit of measure LM | Comm M&E-EE120123 | Y | Y | Y
M3NHFScheduleOfRatesCode | Comm M&E/Severe Penetration:Disconnect Repair Test | Comm M&E - Severe Penetration:Disconnect Repair Test, unit of measure IT | Comm M&E-EE130101 | Y | Y | Y
M3NHFScheduleOfRatesCode | Comm M&E/Street Lighting:Breakdown Repair No Parts | Comm M&E - Street Lighting:Breakdown Repair No Parts, unit of measure IT | Comm M&E-EI010101 | Y | Y | Y | Y | Y
M3NHFScheduleOfRatesCode | Comm M&E/Street Lighting:Breakdown Repair Parts Ne £40 | Comm M&E - Street Lighting:Breakdown Repair Parts Ne £40, unit of measure IT | Comm M&E-EI010103 | Y | Y | Y | Y | Y
M3NHFScheduleOfRatesCode | Comm M&E/Street Lighting:Breakdown Repair Parts Ne £100 | Comm M&E - Street Lighting:Breakdown Repair Parts Ne £100, unit of measure IT | Comm M&E-EI010105 | Y | Y | Y | Y | Y
M3NHFScheduleOfRatesCode | Comm M&E/Security Flood Lights:Breakdown Repair No Parts | Comm M&E - Security Flood Lights:Breakdown Repair No Parts, unit of measure IT | Comm M&E-EI010201 | Y | Y | Y | Y | Y
M3NHFScheduleOfRatesCode | Comm M&E/Security Flood Lights:Breakdown Repair Parts Ne£40 | Comm M&E - Security Flood Lights:Breakdown Repair Parts Ne£40, unit of measure IT | Comm M&E-EI010203 | Y | Y | Y | Y | Y
M3NHFScheduleOfRatesCode | Comm M&E/Security Flood Lights:Breakdown Repair Part Ne£100 | Comm M&E - Security Flood Lights:Breakdown Repair Part Ne£100, unit of measure IT | Comm M&E-EI010205 | Y | Y | Y | Y | Y
M3NHFScheduleOfRatesCode | Comm M&E/Street Lighting:Install Jasper 60W Led Light Ftg | Comm M&E - Street Lighting:Install Jasper 60W Led Light Ftg, unit of measure IT | Comm M&E-EI010207 | Y
M3NHFScheduleOfRatesCode | Comm M&E/Street Lighting:Install Lamp Post Cut Out Switch | Comm M&E - Street Lighting:Install Lamp Post Cut Out Switch, unit of measure IT | Comm M&E-EI010209 | Y
M3NHFScheduleOfRatesCode | Comm M&E/Permanent Standby Plant:Breakdown Repair No Parts | Comm M&E - Permanent Standby Plant:Breakdown Repair No Parts, unit of measure IT | Comm M&E-EI010301 | Y | Y | Y | Y | Y
M3NHFScheduleOfRatesCode | Comm M&E/Permanent Standby Plant:Breakdown Repair £100 | Comm M&E - Permanent Standby Plant:Breakdown Repair £100, unit of measure IT | Comm M&E-EI010303 | Y | Y | Y | Y | Y
M3NHFScheduleOfRatesCode | Comm M&E/Permanent Standby Plant:Breakdown Repair £300 | Comm M&E - Permanent Standby Plant:Breakdown Repair £300, unit of measure IT | Comm M&E-EI010305 | Y | Y | Y | Y | Y
M3NHFScheduleOfRatesCode | Comm M&E/Permanent Standby Plant:Breakdown Repair £500 | Comm M&E - Permanent Standby Plant:Breakdown Repair £500, unit of measure IT | Comm M&E-EI010307 | Y | Y | Y | Y | Y
M3NHFScheduleOfRatesCode | Comm M&E/Mobile Generating Plant:Breakdown Repair No Parts | Comm M&E - Mobile Generating Plant:Breakdown Repair No Parts, unit of measure IT | Comm M&E-EI010401 | Y | Y | Y | Y | Y
M3NHFScheduleOfRatesCode | Comm M&E/Mobile Generating Plant:Breakdown Repair £100 | Comm M&E - Mobile Generating Plant:Breakdown Repair £100, unit of measure IT | Comm M&E-EI010403 | Y | Y | Y | Y | Y
M3NHFScheduleOfRatesCode | Comm M&E/Mobile Generating Plant:Breakdown Repair £300 | Comm M&E - Mobile Generating Plant:Breakdown Repair £300, unit of measure IT | Comm M&E-EI010405 | Y | Y | Y | Y | Y
M3NHFScheduleOfRatesCode | Comm M&E/Hv Switchgear:Response Call-Outs Repair No Parts | Comm M&E - Hv Switchgear:Response Call-Outs Repair No Parts, unit of measure IT | Comm M&E-EI010501 | Y | Y | Y | Y | Y
M3NHFScheduleOfRatesCode | Comm M&E/Hv Switchgear:Response Call-Outs Repair £100 | Comm M&E - Hv Switchgear:Response Call-Outs Repair £100, unit of measure IT | Comm M&E-EI010503 | Y | Y | Y | Y | Y
M3NHFScheduleOfRatesCode | Comm M&E/Hv Switchgear:Response Call-Outs Repair £300 | Comm M&E - Hv Switchgear:Response Call-Outs Repair £300, unit of measure IT | Comm M&E-EI010505 | Y | Y | Y | Y | Y
M3NHFScheduleOfRatesCode | Comm M&E/Street Lighting:Install Belfry 40W Led Light Ftg | Comm M&E - Street Lighting:Install Belfry 40W Led Light Ftg, unit of measure IT | Comm M&E-EI011201 | Y
M3NHFScheduleOfRatesCode | Comm M&E/Street Lighting:Install Belfry 60W Led Light Ftg | Comm M&E - Street Lighting:Install Belfry 60W Led Light Ftg, unit of measure IT | Comm M&E-EI011203 | Y
M3NHFScheduleOfRatesCode | Comm M&E/Street Lighting:Install Jasper 40W Led Light Ftg | Comm M&E - Street Lighting:Install Jasper 40W Led Light Ftg, unit of measure IT | Comm M&E-EI011205 | Y
M3NHFScheduleOfRatesCode | Comm M&E/Door Entry:Refix Loose Glazing Beads | Comm M&E - Door Entry:Refix Loose Glazing Beads, unit of measure NO | Comm M&E-EJ081307 | Y
M3NHFScheduleOfRatesCode | Comm M&E/Door Entry:Renew Hardwood Glazing Beads | Comm M&E - Door Entry:Renew Hardwood Glazing Beads, unit of measure LM | Comm M&E-EJ081309 | Y
M3NHFScheduleOfRatesCode | Comm M&E/Door Entry:Patch Or Repair Door Stile | Comm M&E - Door Entry:Patch Or Repair Door Stile, unit of measure NO | Comm M&E-EJ081311 | Y
M3NHFScheduleOfRatesCode | Comm M&E/Door Entry:Renew Hardwood Door Stile | Comm M&E - Door Entry:Renew Hardwood Door Stile, unit of measure IT | Comm M&E-EJ081313 | Y
M3NHFScheduleOfRatesCode | Comm M&E/Door Entry:Ease And Adjust Including Remove | Comm M&E - Door Entry:Ease And Adjust Including Remove, unit of measure NO | Comm M&E-EJ081315 | Y
M3NHFScheduleOfRatesCode | Comm M&E/Door Entry:Remove Readjust And Rehang Timber Door | Comm M&E - Door Entry:Remove Readjust And Rehang Timber Door, unit of measure IT | Comm M&E-EJ081316 | Y
M3NHFScheduleOfRatesCode | Comm M&E/Door Entry:Overhaul External Complete | Comm M&E - Door Entry:Overhaul External Complete, unit of measure NO | Comm M&E-EJ081317 | Y
M3NHFScheduleOfRatesCode | Comm M&E/Door Entry:Overhaul External Complete Sidelight | Comm M&E - Door Entry:Overhaul External Complete Sidelight, unit of measure NO | Comm M&E-EJ081319 | Y
M3NHFScheduleOfRatesCode | Comm M&E/Door Entry:Ease/Oil And Adjust Steel | Comm M&E - Door Entry:Ease/Oil And Adjust Steel, unit of measure NO | Comm M&E-EJ081511 | Y
M3NHFScheduleOfRatesCode | Comm M&E/Door Entry:Overhaul Steel | Comm M&E - Door Entry:Overhaul Steel, unit of measure NO | Comm M&E-EJ081513 | Y
M3NHFScheduleOfRatesCode | Comm M&E/Door Entry Screen:Install Hardwood Ne 1.2X2.4M | Comm M&E - Door Entry Screen:Install Hardwood Ne 1.2X2.4M, unit of measure NO | Comm M&E-EJ090209 | Y
M3NHFScheduleOfRatesCode | Comm M&E/Door Entry Screen:Install Hardwood Ne 1.6X2.4M | Comm M&E - Door Entry Screen:Install Hardwood Ne 1.6X2.4M, unit of measure NO | Comm M&E-EJ090211 | Y
M3NHFScheduleOfRatesCode | Comm M&E/Door Entry Screen:Install Hardwood Ne 2.1X2.4M | Comm M&E - Door Entry Screen:Install Hardwood Ne 2.1X2.4M, unit of measure NO | Comm M&E-EJ090213 | Y
M3NHFScheduleOfRatesCode | Comm M&E/Door Entry Screen:Install Hardwood Ne 2.7X2.4M | Comm M&E - Door Entry Screen:Install Hardwood Ne 2.7X2.4M, unit of measure NO | Comm M&E-EJ090215 | Y
M3NHFScheduleOfRatesCode | Comm M&E/Door Entry Screen:Install Powder Ctd Ne 1.25X2.4M | Comm M&E - Door Entry Screen:Install Powder Ctd Ne 1.25X2.4M, unit of measure NO | Comm M&E-EJ090409 | Y
M3NHFScheduleOfRatesCode | Comm M&E/Door Entry Screen:Install Powder Ctd Ne 1.60X2.4M | Comm M&E - Door Entry Screen:Install Powder Ctd Ne 1.60X2.4M, unit of measure NO | Comm M&E-EJ090411 | Y
M3NHFScheduleOfRatesCode | Comm M&E/Door Entry Screen:Install Powder Ctd Ne 2.10X2.4M | Comm M&E - Door Entry Screen:Install Powder Ctd Ne 2.10X2.4M, unit of measure NO | Comm M&E-EJ090413 | Y
M3NHFScheduleOfRatesCode | Comm M&E/Door Entry Screen:Install Powder Ctd Ne 2.70X2.4M | Comm M&E - Door Entry Screen:Install Powder Ctd Ne 2.70X2.4M, unit of measure NO | Comm M&E-EJ090415 | Y
M3NHFScheduleOfRatesCode | Comm M&E/Door Entry Frame:Refix Loose External Frame | Comm M&E - Door Entry Frame:Refix Loose External Frame, unit of measure NO | Comm M&E-EJ101701 | Y
M3NHFScheduleOfRatesCode | Comm M&E/Door Entry Frame:Rake Out Repoint External Sealant | Comm M&E - Door Entry Frame:Rake Out Repoint External Sealant, unit of measure LM | Comm M&E-EJ101703 | Y
M3NHFScheduleOfRatesCode | Comm M&E/Door Entry Ironmongery:Renew Heavy Duty Strike | Comm M&E - Door Entry Ironmongery:Renew Heavy Duty Strike, unit of measure NO | Comm M&E-EJ800001 | Y
M3NHFScheduleOfRatesCode | Comm M&E/Door Entry Ironmongery:Renew Closer | Comm M&E - Door Entry Ironmongery:Renew Closer, unit of measure NO | Comm M&E-EJ800003 | Y
M3NHFScheduleOfRatesCode | Comm M&E/Door Entry Ironmongery:Renew Face Plate | Comm M&E - Door Entry Ironmongery:Renew Face Plate, unit of measure NO | Comm M&E-EJ800005 | Y
M3NHFScheduleOfRatesCode | Comm M&E/Door Entry Ironmongery:Renew Assa Lock | Comm M&E - Door Entry Ironmongery:Renew Assa Lock, unit of measure NO | Comm M&E-EJ800007 | Y
M3NHFScheduleOfRatesCode | Comm M&E/Door Entry Ironmongery:Renew Magna Lock | Comm M&E - Door Entry Ironmongery:Renew Magna Lock, unit of measure NO | Comm M&E-EJ800009 | Y
M3NHFScheduleOfRatesCode | Comm M&E/Door Entry Ironmongery:Renew Lcn Closer | Comm M&E - Door Entry Ironmongery:Renew Lcn Closer, unit of measure NO | Comm M&E-EJ800011 | Y
M3NHFScheduleOfRatesCode | Comm M&E/Door Entry Ironmongery:Renew Handle | Comm M&E - Door Entry Ironmongery:Renew Handle, unit of measure NO | Comm M&E-EJ800013 | Y
M3NHFScheduleOfRatesCode | Comm M&E/Door Entry Ironmongery:Renew Strike | Comm M&E - Door Entry Ironmongery:Renew Strike, unit of measure NO | Comm M&E-EJ800015 | Y
M3NHFScheduleOfRatesCode | Comm M&E/Door Entry Ironmongery:Renew Panic Bar | Comm M&E - Door Entry Ironmongery:Renew Panic Bar, unit of measure NO | Comm M&E-EJ800017 | Y
M3NHFScheduleOfRatesCode | Comm M&E/Door Entry Ironmongery:Renew Union Lock | Comm M&E - Door Entry Ironmongery:Renew Union Lock, unit of measure NO | Comm M&E-EJ800019 | Y
M3NHFScheduleOfRatesCode | Comm M&E/Door Entry Ironmongery:Renew Finger Plate | Comm M&E - Door Entry Ironmongery:Renew Finger Plate, unit of measure NO | Comm M&E-EJ800021 | Y
M3NHFScheduleOfRatesCode | Comm M&E/Door Entry Ironmongery:Renew Hasp | Comm M&E - Door Entry Ironmongery:Renew Hasp, unit of measure NO | Comm M&E-EJ800023 | Y
M3NHFScheduleOfRatesCode | Comm M&E/Door Entry Ironmongery:Renew Padlock | Comm M&E - Door Entry Ironmongery:Renew Padlock, unit of measure NO | Comm M&E-EJ800025 | Y
M3NHFScheduleOfRatesCode | Comm M&E/Door Entry Ironmongery:Renew D Handle | Comm M&E - Door Entry Ironmongery:Renew D Handle, unit of measure NO | Comm M&E-EJ800026 | Y
M3NHFScheduleOfRatesCode | Comm M&E/Door Entry Ironmongery:Renew Guard Plate | Comm M&E - Door Entry Ironmongery:Renew Guard Plate, unit of measure NO | Comm M&E-EJ800028 | Y
M3NHFScheduleOfRatesCode | Comm M&E/Door Entry Ironmongery:Renew Hinge | Comm M&E - Door Entry Ironmongery:Renew Hinge, unit of measure NO | Comm M&E-EJ800029 | Y
M3NHFScheduleOfRatesCode | Comm M&E/Door Entry Ironmongery:Renew Lock Barrel | Comm M&E - Door Entry Ironmongery:Renew Lock Barrel, unit of measure NO | Comm M&E-EJ800030 | Y
M3NHFScheduleOfRatesCode | Comm M&E/Door Entry Ironmongery:Renew Continuous Hinge | Comm M&E - Door Entry Ironmongery:Renew Continuous Hinge, unit of measure NO | Comm M&E-EJ800031 | Y
M3NHFScheduleOfRatesCode | Comm M&E/Emergency Lighting:Fit Non Maintain 3 Hr Unit Ip65 | Comm M&E - Emergency Lighting:Fit Non Maintain 3 Hr Unit Ip65, unit of measure NO | Comm M&E-EL010001 | Y | Y | Y | Y | Y
M3NHFScheduleOfRatesCode | Comm M&E/Emergency Lighting:Fit Maintained 3 Hr Unit Ip65 | Comm M&E - Emergency Lighting:Fit Maintained 3 Hr Unit Ip65, unit of measure NO | Comm M&E-EL010003 | Y | Y | Y | Y | Y
M3NHFScheduleOfRatesCode | Comm M&E/Emergency Lighting:Fit Self Contain 3 Hr Exit Sign | Comm M&E - Emergency Lighting:Fit Self Contain 3 Hr Exit Sign, unit of measure NO | Comm M&E-EL010005 | Y | Y | Y | Y | Y
M3NHFScheduleOfRatesCode | Comm M&E/Emergency Lighting:Fit Maintained 3 Hr Exit Sign | Comm M&E - Emergency Lighting:Fit Maintained 3 Hr Exit Sign, unit of measure NO | Comm M&E-EL010007 | Y | Y | Y | Y | Y
M3NHFScheduleOfRatesCode | Comm M&E/Emergency Lighting:Fit Remote Alarm Unit | Comm M&E - Emergency Lighting:Fit Remote Alarm Unit, unit of measure NO | Comm M&E-EL010009 | Y | Y | Y | Y | Y
M3NHFScheduleOfRatesCode | Comm M&E/Emergency Lighting:Ac/Dc Slave Luminaire 8W Ftg | Comm M&E - Emergency Lighting:Ac/Dc Slave Luminaire 8W Ftg, unit of measure NO | Comm M&E-EL010011 | Y | Y | Y | Y | Y
M3NHFScheduleOfRatesCode | Comm M&E/Emergency Lighting:Fit 4 Gang Test Facility | Comm M&E - Emergency Lighting:Fit 4 Gang Test Facility, unit of measure NO | Comm M&E-EL010013 | Y | Y | Y | Y | Y
M3NHFScheduleOfRatesCode | Comm M&E/Emergency Lighting:Fit 1 Gang Test Facility | Comm M&E - Emergency Lighting:Fit 1 Gang Test Facility, unit of measure NO | Comm M&E-EL010014 | Y
M3NHFScheduleOfRatesCode | Comm M&E/Emergency Lighting:Renew Any Lamps/Tubes | Comm M&E - Emergency Lighting:Renew Any Lamps/Tubes, unit of measure NO | Comm M&E-EL010015 | Y | Y | Y | Y | Y
M3NHFScheduleOfRatesCode | Comm M&E/Emergency Lighting:Renew Any Led On Sc Luminaires | Comm M&E - Emergency Lighting:Renew Any Led On Sc Luminaires, unit of measure NO | Comm M&E-EL010017 | Y | Y | Y | Y | Y
M3NHFScheduleOfRatesCode | Comm M&E/Emergency Lighting:Check Escape Route Light Levels | Comm M&E - Emergency Lighting:Check Escape Route Light Levels, unit of measure NO | Comm M&E-EL010019 | Y | Y | Y | Y | Y
M3NHFScheduleOfRatesCode | Comm M&E/Emergency Lighting:Trace Fault In Central Battery | Comm M&E - Emergency Lighting:Trace Fault In Central Battery, unit of measure NO | Comm M&E-EL010021 | Y | Y | Y | Y | Y
M3NHFScheduleOfRatesCode | Comm M&E/Emergency Lighting:Trace Fault On Sc Luminaire | Comm M&E - Emergency Lighting:Trace Fault On Sc Luminaire, unit of measure NO | Comm M&E-EL010023 | Y | Y | Y | Y | Y
M3NHFScheduleOfRatesCode | Comm M&E/Emergency Lighting:Check Hrc Fuse In Dist Board | Comm M&E - Emergency Lighting:Check Hrc Fuse In Dist Board, unit of measure NO | Comm M&E-EL010025 | Y | Y | Y | Y | Y
M3NHFScheduleOfRatesCode | Comm M&E/Emergency Lighting:Replace Hrc Fuse | Comm M&E - Emergency Lighting:Replace Hrc Fuse, unit of measure NO | Comm M&E-EL010027 | Y | Y | Y | Y | Y
M3NHFScheduleOfRatesCode | Comm M&E/Emergency Light:Renew Battery Back Up | Comm M&E - Emergency Light:Renew Battery Back Up, unit of measure IT | Comm M&E-EL010029 | Y | Y | Y | Y
M3NHFScheduleOfRatesCode | Comm M&E/Emergency Lighting:Replace Central Battery | Comm M&E - Emergency Lighting:Replace Central Battery, unit of measure NO | Comm M&E-EL010031 | Y | Y | Y | Y
M3NHFScheduleOfRatesCode | Comm M&E/Emergency Lighting:Response Call-Out - 1 Hour | Comm M&E - Emergency Lighting:Response Call-Out - 1 Hour, unit of measure IT | Comm M&E-EL010033 | Y | Y | Y | Y
M3NHFScheduleOfRatesCode | Comm M&E/Emergency Lighting:Response Call-Out - 2 Hour | Comm M&E - Emergency Lighting:Response Call-Out - 2 Hour, unit of measure IT | Comm M&E-EL010035 | Y | Y | Y
M3NHFScheduleOfRatesCode | Comm M&E/Emergency Lighting:Response Call-Out - 3 Hour | Comm M&E - Emergency Lighting:Response Call-Out - 3 Hour, unit of measure IT | Comm M&E-EL010037 | Y | Y | Y
M3NHFScheduleOfRatesCode | Comm M&E/Emergency Lighting:Response Call-Out - 4 Hour | Comm M&E - Emergency Lighting:Response Call-Out - 4 Hour, unit of measure IT | Comm M&E-EL010039 | Y | Y | Y
M3NHFScheduleOfRatesCode | Comm M&E/Testing:Monthly Test Sc Ne25 Emergency Unit | Comm M&E - Testing:Monthly Test Sc Ne25 Emergency Unit, unit of measure IT | Comm M&E-EL010101 | Y | Y | Y | Y | Y
M3NHFScheduleOfRatesCode | Comm M&E/Testing:Monthly Test Sc Ne50 Emergency Unit | Comm M&E - Testing:Monthly Test Sc Ne50 Emergency Unit, unit of measure IT | Comm M&E-EL010103 | Y | Y | Y | Y | Y
M3NHFScheduleOfRatesCode | Comm M&E/Testing:Monthly Test Sc Ne100 Emergency Unit | Comm M&E - Testing:Monthly Test Sc Ne100 Emergency Unit, unit of measure IT | Comm M&E-EL010105 | Y | Y | Y | Y | Y
M3NHFScheduleOfRatesCode | Comm M&E/Testing:Monthly Test Sc Ne2 1Hr Emergency Unit | Comm M&E - Testing:Monthly Test Sc Ne2 1Hr Emergency Unit, unit of measure IT | Comm M&E-EL010107 | Y | Y | Y
M3NHFScheduleOfRatesCode | Comm M&E/Testing:Monthly Test Sc Ne5 1 Hr Emergency Unit | Comm M&E - Testing:Monthly Test Sc Ne5 1 Hr Emergency Unit, unit of measure IT | Comm M&E-EL010109 | Y | Y | Y
M3NHFScheduleOfRatesCode | Comm M&E/Testing:Monthly Test Sc Ne10 Emergency Unit | Comm M&E - Testing:Monthly Test Sc Ne10 Emergency Unit, unit of measure IT | Comm M&E-EL010111 | Y | Y | Y
M3NHFScheduleOfRatesCode | Comm M&E/Testing:Monthly Test Sc Ne15 Emergency Unit | Comm M&E - Testing:Monthly Test Sc Ne15 Emergency Unit, unit of measure IT | Comm M&E-EL010113 | Y | Y | Y
M3NHFScheduleOfRatesCode | Comm M&E/Testing:Monthly Test Sc Ne20 Emergency Unit | Comm M&E - Testing:Monthly Test Sc Ne20 Emergency Unit, unit of measure IT | Comm M&E-EL010115 | Y | Y | Y
M3NHFScheduleOfRatesCode | Comm M&E/Testing:Monthly Test Sc Ne2 3Hr Emergency Unit | Comm M&E - Testing:Monthly Test Sc Ne2 3Hr Emergency Unit, unit of measure IT | Comm M&E-EL010117 | Y | Y | Y
M3NHFScheduleOfRatesCode | Comm M&E/Testing:Monthly Test Sc Ne5 3Hr Emergency Unit | Comm M&E - Testing:Monthly Test Sc Ne5 3Hr Emergency Unit, unit of measure IT | Comm M&E-EL010119 | Y | Y | Y
M3NHFScheduleOfRatesCode | Comm M&E/Testing:Six Monthly Test Sc Ne25 Emergency Unit | Comm M&E - Testing:Six Monthly Test Sc Ne25 Emergency Unit, unit of measure IT | Comm M&E-EL010201 | Y | Y | Y | Y | Y
M3NHFScheduleOfRatesCode | Comm M&E/Testing:Six Monthly Test Sc Ne50 Emergency Unit | Comm M&E - Testing:Six Monthly Test Sc Ne50 Emergency Unit, unit of measure IT | Comm M&E-EL010203 | Y | Y | Y | Y | Y
M3NHFScheduleOfRatesCode | Comm M&E/Testing:Six Monthly Test Sc Ne100 Emergency Unit | Comm M&E - Testing:Six Monthly Test Sc Ne100 Emergency Unit, unit of measure IT | Comm M&E-EL010205 | Y | Y | Y | Y | Y
M3NHFScheduleOfRatesCode | Comm M&E/Testing:Six Monthly Test Sc Ne2 1Hr Emergency Unit | Comm M&E - Testing:Six Monthly Test Sc Ne2 1Hr Emergency Unit, unit of measure IT | Comm M&E-EL010207 | Y | Y | Y
M3NHFScheduleOfRatesCode | Comm M&E/Testing:Six Monthly Test Sc Ne5 1Hr Emergency Unit | Comm M&E - Testing:Six Monthly Test Sc Ne5 1Hr Emergency Unit, unit of measure IT | Comm M&E-EL010209 | Y | Y | Y
M3NHFScheduleOfRatesCode | Comm M&E/Testing:Six Monthly Test Sc Ne10 Emergency Unit | Comm M&E - Testing:Six Monthly Test Sc Ne10 Emergency Unit, unit of measure IT | Comm M&E-EL010211 | Y | Y | Y
M3NHFScheduleOfRatesCode | Comm M&E/Testing:Six Monthly Test Sc Ne15 Emergency Unit | Comm M&E - Testing:Six Monthly Test Sc Ne15 Emergency Unit, unit of measure IT | Comm M&E-EL010213 | Y | Y | Y
M3NHFScheduleOfRatesCode | Comm M&E/Testing:Six Monthly Test Sc Ne20 Emergency Unit | Comm M&E - Testing:Six Monthly Test Sc Ne20 Emergency Unit, unit of measure IT | Comm M&E-EL010215 | Y | Y | Y
M3NHFScheduleOfRatesCode | Comm M&E/Testing:Six Monthly Test Sc Ne2 3Hr Emergency Unit | Comm M&E - Testing:Six Monthly Test Sc Ne2 3Hr Emergency Unit, unit of measure IT | Comm M&E-EL010217 | Y | Y | Y
M3NHFScheduleOfRatesCode | Comm M&E/Testing:Six Monthly Test Sc Ne5 3Hr Emergency Unit | Comm M&E - Testing:Six Monthly Test Sc Ne5 3Hr Emergency Unit, unit of measure IT | Comm M&E-EL010219 | Y | Y | Y
M3NHFScheduleOfRatesCode | Comm M&E/Testing:Annual Test Sc Ne25 Emergency Unit | Comm M&E - Testing:Annual Test Sc Ne25 Emergency Unit, unit of measure IT | Comm M&E-EL010301 | Y | Y | Y | Y | Y
M3NHFScheduleOfRatesCode | Comm M&E/Testing:Annual Test Sc Ne50 Emergency Unit | Comm M&E - Testing:Annual Test Sc Ne50 Emergency Unit, unit of measure IT | Comm M&E-EL010303 | Y | Y | Y | Y | Y
M3NHFScheduleOfRatesCode | Comm M&E/Testing:Annual Test Sc Ne100 Emergency Unit | Comm M&E - Testing:Annual Test Sc Ne100 Emergency Unit, unit of measure IT | Comm M&E-EL010305 | Y | Y | Y | Y | Y
M3NHFScheduleOfRatesCode | Comm M&E/Testing:Annual Test Sc Ne2 1Hr Emergency Unit | Comm M&E - Testing:Annual Test Sc Ne2 1Hr Emergency Unit, unit of measure IT | Comm M&E-EL010307 | Y | Y | Y
M3NHFScheduleOfRatesCode | Comm M&E/Testing:Annual Test Sc Ne5 1Hr Emergency Unit | Comm M&E - Testing:Annual Test Sc Ne5 1Hr Emergency Unit, unit of measure IT | Comm M&E-EL010309 | Y | Y | Y
M3NHFScheduleOfRatesCode | Comm M&E/Testing:Annual Test Sc Ne10 Emergency Unit | Comm M&E - Testing:Annual Test Sc Ne10 Emergency Unit, unit of measure IT | Comm M&E-EL010311 | Y | Y | Y
M3NHFScheduleOfRatesCode | Comm M&E/Testing:Annual Test Sc Ne15 Emergency Unit | Comm M&E - Testing:Annual Test Sc Ne15 Emergency Unit, unit of measure IT | Comm M&E-EL010313 | Y | Y | Y
M3NHFScheduleOfRatesCode | Comm M&E/Testing:Annual Test Sc Ne20 Emergency Unit | Comm M&E - Testing:Annual Test Sc Ne20 Emergency Unit, unit of measure IT | Comm M&E-EL010315 | Y | Y | Y
M3NHFScheduleOfRatesCode | Comm M&E/Testing:Annual Test Sc Ne2 3Hr Emergency Unit | Comm M&E - Testing:Annual Test Sc Ne2 3Hr Emergency Unit, unit of measure IT | Comm M&E-EL010317 | Y | Y | Y
M3NHFScheduleOfRatesCode | Comm M&E/Testing:Annual Test Sc Ne5 3Hr Emergency Unit | Comm M&E - Testing:Annual Test Sc Ne5 3Hr Emergency Unit, unit of measure IT | Comm M&E-EL010319 | Y | Y | Y
M3NHFScheduleOfRatesCode | Comm M&E/Testing:3 Year Test Sc Ne25 Emergency Unit | Comm M&E - Testing:3 Year Test Sc Ne25 Emergency Unit, unit of measure IT | Comm M&E-EL010401 | Y | Y | Y | Y | Y
M3NHFScheduleOfRatesCode | Comm M&E/Testing:3 Year Test Sc Ne50 Emergency Unit | Comm M&E - Testing:3 Year Test Sc Ne50 Emergency Unit, unit of measure IT | Comm M&E-EL010403 | Y | Y | Y | Y | Y
M3NHFScheduleOfRatesCode | Comm M&E/Testing:3 Year Test Sc Ne100 Emergency Unit | Comm M&E - Testing:3 Year Test Sc Ne100 Emergency Unit, unit of measure IT | Comm M&E-EL010405 | Y | Y | Y | Y | Y
M3NHFScheduleOfRatesCode | Comm M&E/Testing:3 Year Test Sc Ne2 1Hr Emergency Unit | Comm M&E - Testing:3 Year Test Sc Ne2 1Hr Emergency Unit, unit of measure IT | Comm M&E-EL010407 | Y | Y | Y
M3NHFScheduleOfRatesCode | Comm M&E/Testing:3 Year Test Sc Ne5 1Hr Emergency Unit | Comm M&E - Testing:3 Year Test Sc Ne5 1Hr Emergency Unit, unit of measure IT | Comm M&E-EL010409 | Y | Y | Y
M3NHFScheduleOfRatesCode | Comm M&E/Testing:3 Year Test Sc Ne10 Emergency Unit | Comm M&E - Testing:3 Year Test Sc Ne10 Emergency Unit, unit of measure IT | Comm M&E-EL010411 | Y | Y | Y
M3NHFScheduleOfRatesCode | Comm M&E/Testing:3 Year Test Sc Ne15 Emergency Unit | Comm M&E - Testing:3 Year Test Sc Ne15 Emergency Unit, unit of measure IT | Comm M&E-EL010413 | Y | Y | Y
M3NHFScheduleOfRatesCode | Comm M&E/Testing:3 Year Test Sc Ne20 Emergency Unit | Comm M&E - Testing:3 Year Test Sc Ne20 Emergency Unit, unit of measure IT | Comm M&E-EL010415 | Y | Y | Y
M3NHFScheduleOfRatesCode | Comm M&E/Testing:3 Year Test Sc Ne2 3Hr Emergency Unit | Comm M&E - Testing:3 Year Test Sc Ne2 3Hr Emergency Unit, unit of measure IT | Comm M&E-EL010417 | Y | Y | Y
M3NHFScheduleOfRatesCode | Comm M&E/Testing:3 Year Test Sc Ne5 3Hr Emergency Unit | Comm M&E - Testing:3 Year Test Sc Ne5 3Hr Emergency Unit, unit of measure IT | Comm M&E-EL010419 | Y | Y | Y
M3NHFScheduleOfRatesCode | Comm M&E/Emergency Lights:Renew/Install 2D Fluorescent Ftg | Comm M&E - Emergency Lights:Renew/Install 2D Fluorescent Ftg, unit of measure IT | Comm M&E-EL010501 | Y | Y | Y | Y
M3NHFScheduleOfRatesCode | Comm M&E/Emergency Lights:Renew/Install Fluorescent 4Ft Ftg | Comm M&E - Emergency Lights:Renew/Install Fluorescent 4Ft Ftg, unit of measure IT | Comm M&E-EL010503 | Y | Y | Y | Y
M3NHFScheduleOfRatesCode | Comm M&E/Emergency Lights:Renew/Install Fluorescent 5Ft Ftg | Comm M&E - Emergency Lights:Renew/Install Fluorescent 5Ft Ftg, unit of measure IT | Comm M&E-EL010505 | Y | Y | Y | Y
M3NHFScheduleOfRatesCode | Comm M&E/Emergency Lights:Renew/Install Fluorescent 6Ft Ftg | Comm M&E - Emergency Lights:Renew/Install Fluorescent 6Ft Ftg, unit of measure IT | Comm M&E-EL010507 | Y | Y | Y | Y
M3NHFScheduleOfRatesCode | Comm M&E/Emergency Lights:Renew/Install Fluor 4Ft Sust Ftg | Comm M&E - Emergency Lights:Renew/Install Fluor 4Ft Sust Ftg, unit of measure IT | Comm M&E-EL010509 | Y | Y | Y | Y
M3NHFScheduleOfRatesCode | Comm M&E/Emergency Lights:Renew/Install Fluor 5Ft Sust Ftg | Comm M&E - Emergency Lights:Renew/Install Fluor 5Ft Sust Ftg, unit of measure IT | Comm M&E-EL010511 | Y | Y | Y | Y
M3NHFScheduleOfRatesCode | Comm M&E/Emergency Lights:Renew/Install Fluor 6Ft Sust Ftg | Comm M&E - Emergency Lights:Renew/Install Fluor 6Ft Sust Ftg, unit of measure IT | Comm M&E-EL010513 | Y | Y | Y | Y
M3NHFScheduleOfRatesCode | Comm M&E/Emergency Lighting:Install Led Bulkhead Fitting | Comm M&E - Emergency Lighting:Install Led Bulkhead Fitting, unit of measure IT | Comm M&E-EL010515 | Y
M3NHFScheduleOfRatesCode | Comm M&E/Emergency Lighting:Install Led Asd Light Fitting | Comm M&E - Emergency Lighting:Install Led Asd Light Fitting, unit of measure IT | Comm M&E-EL010517 | Y
M3NHFScheduleOfRatesCode | Comm M&E/Testing:Quarterly Test Sc Ne25 Emergency Unit | Comm M&E - Testing:Quarterly Test Sc Ne25 Emergency Unit, unit of measure IT | Comm M&E-EL010601 | Y | Y | Y | Y
M3NHFScheduleOfRatesCode | Comm M&E/Testing:Quarterly Test Sc Ne50 Emergency Unit | Comm M&E - Testing:Quarterly Test Sc Ne50 Emergency Unit, unit of measure IT | Comm M&E-EL010603 | Y | Y | Y | Y
M3NHFScheduleOfRatesCode | Comm M&E/Testing:Quarterly Test Sc Ne100 Emergency Unit | Comm M&E - Testing:Quarterly Test Sc Ne100 Emergency Unit, unit of measure IT | Comm M&E-EL010605 | Y | Y | Y | Y
M3NHFScheduleOfRatesCode | Comm M&E/Testing:Quarterly Test Sc Ne2 1Hr Emergency Unit | Comm M&E - Testing:Quarterly Test Sc Ne2 1Hr Emergency Unit, unit of measure IT | Comm M&E-EL010607 | Y | Y | Y
M3NHFScheduleOfRatesCode | Comm M&E/Testing:Quarterly Test Sc Ne5 1Hr Emergency Unit | Comm M&E - Testing:Quarterly Test Sc Ne5 1Hr Emergency Unit, unit of measure IT | Comm M&E-EL010609 | Y | Y | Y
M3NHFScheduleOfRatesCode | Comm M&E/Testing:Quarterly Test Sc Ne10 Emergency Unit | Comm M&E - Testing:Quarterly Test Sc Ne10 Emergency Unit, unit of measure IT | Comm M&E-EL010611 | Y | Y | Y
M3NHFScheduleOfRatesCode | Comm M&E/Testing:Quarterly Test Sc Ne15 Emergency Unit | Comm M&E - Testing:Quarterly Test Sc Ne15 Emergency Unit, unit of measure IT | Comm M&E-EL010613 | Y | Y | Y
M3NHFScheduleOfRatesCode | Comm M&E/Testing:Quarterly Test Sc Ne20 Emergency Unit | Comm M&E - Testing:Quarterly Test Sc Ne20 Emergency Unit, unit of measure IT | Comm M&E-EL010615 | Y | Y | Y
M3NHFScheduleOfRatesCode | Comm M&E/Testing:Quarterly Test Sc Ne2 3Hr Emergency Unit | Comm M&E - Testing:Quarterly Test Sc Ne2 3Hr Emergency Unit, unit of measure IT | Comm M&E-EL010617 | Y | Y | Y
M3NHFScheduleOfRatesCode | Comm M&E/Testing:Quarterly Test Sc Ne5 3Hr Emergency Unit | Comm M&E - Testing:Quarterly Test Sc Ne5 3Hr Emergency Unit, unit of measure IT | Comm M&E-EL010619 | Y | Y | Y
M3NHFScheduleOfRatesCode | Comm M&E/Testing:Monthly Test Central Ne25 Emergency Unit | Comm M&E - Testing:Monthly Test Central Ne25 Emergency Unit, unit of measure IT | Comm M&E-EL020101 | Y | Y | Y | Y | Y
M3NHFScheduleOfRatesCode | Comm M&E/Testing:Monthly Test Central Ne50 Emergency Unit | Comm M&E - Testing:Monthly Test Central Ne50 Emergency Unit, unit of measure IT | Comm M&E-EL020103 | Y | Y | Y | Y | Y
M3NHFScheduleOfRatesCode | Comm M&E/Testing:Monthly Test Central Ne100 Emergency Unit | Comm M&E - Testing:Monthly Test Central Ne100 Emergency Unit, unit of measure IT | Comm M&E-EL020105 | Y | Y | Y | Y | Y
M3NHFScheduleOfRatesCode | Comm M&E/Testing:Monthly Test Central Ne2 1Hr Emerg Unit | Comm M&E - Testing:Monthly Test Central Ne2 1Hr Emerg Unit, unit of measure IT | Comm M&E-EL020107 | Y | Y | Y
M3NHFScheduleOfRatesCode | Comm M&E/Testing:Monthly Test Central Ne5 1Hr Emerg Unit | Comm M&E - Testing:Monthly Test Central Ne5 1Hr Emerg Unit, unit of measure IT | Comm M&E-EL020109 | Y | Y | Y
M3NHFScheduleOfRatesCode | Comm M&E/Testing:Monthly Test Central Ne10 Emergency Unit | Comm M&E - Testing:Monthly Test Central Ne10 Emergency Unit, unit of measure IT | Comm M&E-EL020111 | Y | Y | Y
M3NHFScheduleOfRatesCode | Comm M&E/Testing:Monthly Test Central Ne15 Emergency Unit | Comm M&E - Testing:Monthly Test Central Ne15 Emergency Unit, unit of measure IT | Comm M&E-EL020113 | Y | Y | Y
M3NHFScheduleOfRatesCode | Comm M&E/Testing:Monthly Test Central Ne20 Emergency Unit | Comm M&E - Testing:Monthly Test Central Ne20 Emergency Unit, unit of measure IT | Comm M&E-EL020115 | Y | Y | Y
M3NHFScheduleOfRatesCode | Comm M&E/Testing:Monthly Test Central Ne2 3Hr Emerg Unit | Comm M&E - Testing:Monthly Test Central Ne2 3Hr Emerg Unit, unit of measure IT | Comm M&E-EL020117 | Y | Y | Y
M3NHFScheduleOfRatesCode | Comm M&E/Testing:Monthly Test Central Ne5 3Hr Emerg Unit | Comm M&E - Testing:Monthly Test Central Ne5 3Hr Emerg Unit, unit of measure IT | Comm M&E-EL020119 | Y | Y | Y
M3NHFScheduleOfRatesCode | Comm M&E/Testing:Six Monthly Test Central Ne25 Emerg Unit | Comm M&E - Testing:Six Monthly Test Central Ne25 Emerg Unit, unit of measure IT | Comm M&E-EL020201 | Y | Y | Y | Y | Y
M3NHFScheduleOfRatesCode | Comm M&E/Testing:Six Monthly Test Central Ne50 Emerg Unit | Comm M&E - Testing:Six Monthly Test Central Ne50 Emerg Unit, unit of measure IT | Comm M&E-EL020203 | Y | Y | Y | Y | Y
M3NHFScheduleOfRatesCode | Comm M&E/Testing:Six Monthly Test Central Ne100 Emerg Unit | Comm M&E - Testing:Six Monthly Test Central Ne100 Emerg Unit, unit of measure IT | Comm M&E-EL020205 | Y | Y | Y | Y | Y
M3NHFScheduleOfRatesCode | Comm M&E/Testing:Six Monthly Test Centr Ne2 1Hr Emerg Unit | Comm M&E - Testing:Six Monthly Test Centr Ne2 1Hr Emerg Unit, unit of measure IT | Comm M&E-EL020207 | Y | Y | Y
M3NHFScheduleOfRatesCode | Comm M&E/Testing:Six Monthly Test Centr Ne5 1Hr Emerg Unit | Comm M&E - Testing:Six Monthly Test Centr Ne5 1Hr Emerg Unit, unit of measure IT | Comm M&E-EL020209 | Y | Y | Y
M3NHFScheduleOfRatesCode | Comm M&E/Testing:Six Monthly Test Central Ne10 Emerg Unit | Comm M&E - Testing:Six Monthly Test Central Ne10 Emerg Unit, unit of measure IT | Comm M&E-EL020211 | Y | Y | Y
M3NHFScheduleOfRatesCode | Comm M&E/Testing:Six Monthly Test Central Ne15 Emerg Unit | Comm M&E - Testing:Six Monthly Test Central Ne15 Emerg Unit, unit of measure IT | Comm M&E-EL020213 | Y | Y | Y
M3NHFScheduleOfRatesCode | Comm M&E/Testing:Six Monthly Test Central Ne20 Emerg Unit | Comm M&E - Testing:Six Monthly Test Central Ne20 Emerg Unit, unit of measure IT | Comm M&E-EL020215 | Y | Y | Y
M3NHFScheduleOfRatesCode | Comm M&E/Testing:Six Monthly Test Centr Ne2 3Hr Emerg Unit | Comm M&E - Testing:Six Monthly Test Centr Ne2 3Hr Emerg Unit, unit of measure IT | Comm M&E-EL020217 | Y | Y | Y
M3NHFScheduleOfRatesCode | Comm M&E/Testing:Six Monthly Test Centr Ne5 3Hr Emerg Unit | Comm M&E - Testing:Six Monthly Test Centr Ne5 3Hr Emerg Unit, unit of measure IT | Comm M&E-EL020219 | Y | Y | Y
M3NHFScheduleOfRatesCode | Comm M&E/Testing:Annual Test Central Ne25 Emergency Unit | Comm M&E - Testing:Annual Test Central Ne25 Emergency Unit, unit of measure IT | Comm M&E-EL020301 | Y | Y | Y | Y | Y
M3NHFScheduleOfRatesCode | Comm M&E/Testing:Annual Test Central Ne50 Emergency Unit | Comm M&E - Testing:Annual Test Central Ne50 Emergency Unit, unit of measure IT | Comm M&E-EL020303 | Y | Y | Y | Y | Y
M3NHFScheduleOfRatesCode | Comm M&E/Testing:Annual Test Central Ne100 Emergency Unit | Comm M&E - Testing:Annual Test Central Ne100 Emergency Unit, unit of measure IT | Comm M&E-EL020305 | Y | Y | Y | Y | Y
M3NHFScheduleOfRatesCode | Comm M&E/Testing:Annual Test Central Ne2 1Hr Emergency Unit | Comm M&E - Testing:Annual Test Central Ne2 1Hr Emergency Unit, unit of measure IT | Comm M&E-EL020307 | Y | Y | Y
M3NHFScheduleOfRatesCode | Comm M&E/Testing:Annual Test Central Ne5 1Hr Emergency Unit | Comm M&E - Testing:Annual Test Central Ne5 1Hr Emergency Unit, unit of measure IT | Comm M&E-EL020309 | Y | Y | Y
M3NHFScheduleOfRatesCode | Comm M&E/Testing:Annual Test Central Ne10 Emergency Unit | Comm M&E - Testing:Annual Test Central Ne10 Emergency Unit, unit of measure IT | Comm M&E-EL020311 | Y | Y | Y
M3NHFScheduleOfRatesCode | Comm M&E/Testing:Annual Test Central Ne15 Emergency Unit | Comm M&E - Testing:Annual Test Central Ne15 Emergency Unit, unit of measure IT | Comm M&E-EL020313 | Y | Y | Y
M3NHFScheduleOfRatesCode | Comm M&E/Testing:Annual Test Central Ne20 Emergency Unit | Comm M&E - Testing:Annual Test Central Ne20 Emergency Unit, unit of measure IT | Comm M&E-EL020315 | Y | Y | Y
M3NHFScheduleOfRatesCode | Comm M&E/Testing:Annual Test Centr Ne2 3 Hr Emergency Unit | Comm M&E - Testing:Annual Test Centr Ne2 3 Hr Emergency Unit, unit of measure IT | Comm M&E-EL020317 | Y | Y | Y
M3NHFScheduleOfRatesCode | Comm M&E/Testing:Annual Test Centr Ne5 3 Hr Emergency Unit | Comm M&E - Testing:Annual Test Centr Ne5 3 Hr Emergency Unit, unit of measure IT | Comm M&E-EL020319 | Y | Y | Y
M3NHFScheduleOfRatesCode | Comm M&E/Testing:3 Year Test Central Ne25 Emergency Unit | Comm M&E - Testing:3 Year Test Central Ne25 Emergency Unit, unit of measure IT | Comm M&E-EL020401 | Y | Y | Y | Y | Y
M3NHFScheduleOfRatesCode | Comm M&E/Testing:3 Year Test Central Ne50 Emergency Unit | Comm M&E - Testing:3 Year Test Central Ne50 Emergency Unit, unit of measure IT | Comm M&E-EL020403 | Y | Y | Y | Y | Y
M3NHFScheduleOfRatesCode | Comm M&E/Testing:3 Year Test Central Ne100 Emergency Unit | Comm M&E - Testing:3 Year Test Central Ne100 Emergency Unit, unit of measure IT | Comm M&E-EL020405 | Y | Y | Y | Y | Y
M3NHFScheduleOfRatesCode | Comm M&E/Testing:3 Year Test Central Ne2 1Hr Emergency Unit | Comm M&E - Testing:3 Year Test Central Ne2 1Hr Emergency Unit, unit of measure IT | Comm M&E-EL020407 | Y | Y | Y
M3NHFScheduleOfRatesCode | Comm M&E/Testing:3 Year Test Central Ne5 1Hr Emergency Unit | Comm M&E - Testing:3 Year Test Central Ne5 1Hr Emergency Unit, unit of measure IT | Comm M&E-EL020409 | Y | Y | Y
M3NHFScheduleOfRatesCode | Comm M&E/Testing:3 Year Test Central Ne10 Emergency Unit | Comm M&E - Testing:3 Year Test Central Ne10 Emergency Unit, unit of measure IT | Comm M&E-EL020411 | Y | Y | Y
M3NHFScheduleOfRatesCode | Comm M&E/Testing:3 Year Test Central Ne15 Emergency Unit | Comm M&E - Testing:3 Year Test Central Ne15 Emergency Unit, unit of measure IT | Comm M&E-EL020413 | Y | Y | Y
M3NHFScheduleOfRatesCode | Comm M&E/Testing:3 Year Test Central Ne20 Emergency Unit | Comm M&E - Testing:3 Year Test Central Ne20 Emergency Unit, unit of measure IT | Comm M&E-EL020415 | Y | Y | Y
M3NHFScheduleOfRatesCode | Comm M&E/Testing:3 Year Test Central Ne2 3Hr Emergency Unit | Comm M&E - Testing:3 Year Test Central Ne2 3Hr Emergency Unit, unit of measure IT | Comm M&E-EL020417 | Y | Y | Y
M3NHFScheduleOfRatesCode | Comm M&E/Testing:3 Year Test Central Ne5 3Hr Emergency Unit | Comm M&E - Testing:3 Year Test Central Ne5 3Hr Emergency Unit, unit of measure IT | Comm M&E-EL020419 | Y | Y | Y
M3NHFScheduleOfRatesCode | Comm M&E/Testing:Quarterly Test Central Ne25 Emergency Unit | Comm M&E - Testing:Quarterly Test Central Ne25 Emergency Unit, unit of measure IT | Comm M&E-EL020601 | Y | Y | Y | Y
M3NHFScheduleOfRatesCode | Comm M&E/Testing:Quarterly Test Central Ne50 Emergency Unit | Comm M&E - Testing:Quarterly Test Central Ne50 Emergency Unit, unit of measure IT | Comm M&E-EL020603 | Y | Y | Y | Y
M3NHFScheduleOfRatesCode | Comm M&E/Testing:Quarterly Test Central Ne100 Emerg Unit | Comm M&E - Testing:Quarterly Test Central Ne100 Emerg Unit, unit of measure IT | Comm M&E-EL020605 | Y | Y | Y | Y
M3NHFScheduleOfRatesCode | Comm M&E/Testing:Quarterly Test Central Ne2 1 Hr Emerg Unit | Comm M&E - Testing:Quarterly Test Central Ne2 1 Hr Emerg Unit, unit of measure IT | Comm M&E-EL020607 | Y | Y | Y
M3NHFScheduleOfRatesCode | Comm M&E/Testing:Quarterly Test Central Ne5 1 Hr Emerg Unit | Comm M&E - Testing:Quarterly Test Central Ne5 1 Hr Emerg Unit, unit of measure IT | Comm M&E-EL020609 | Y | Y | Y
M3NHFScheduleOfRatesCode | Comm M&E/Testing:Quarterly Test Central Ne10 Emergency Unit | Comm M&E - Testing:Quarterly Test Central Ne10 Emergency Unit, unit of measure IT | Comm M&E-EL020611 | Y | Y | Y
M3NHFScheduleOfRatesCode | Comm M&E/Testing:Quarterly Test Central Ne15 Emergency Unit | Comm M&E - Testing:Quarterly Test Central Ne15 Emergency Unit, unit of measure IT | Comm M&E-EL020613 | Y | Y | Y
M3NHFScheduleOfRatesCode | Comm M&E/Testing:Quarterly Test Central Ne20 Emergency Unit | Comm M&E - Testing:Quarterly Test Central Ne20 Emergency Unit, unit of measure IT | Comm M&E-EL020615 | Y | Y | Y
M3NHFScheduleOfRatesCode | Comm M&E/Testing:Quarterly Test Central Ne2 3 Hr Emerg Unit | Comm M&E - Testing:Quarterly Test Central Ne2 3 Hr Emerg Unit, unit of measure IT | Comm M&E-EL020617 | Y | Y | Y
M3NHFScheduleOfRatesCode | Comm M&E/Testing:Quarterly Test Central Ne5 3 Hr Emerg Unit | Comm M&E - Testing:Quarterly Test Central Ne5 3 Hr Emerg Unit, unit of measure IT | Comm M&E-EL020619 | Y | Y | Y
M3NHFScheduleOfRatesCode | Comm M&E/Fire Alarm:Renew Fire Alarm Call Point | Comm M&E - Fire Alarm:Renew Fire Alarm Call Point, unit of measure NO | Comm M&E-FA010001 | Y | Y | Y | Y | Y
M3NHFScheduleOfRatesCode | Comm M&E/Fire Alarm:Renew Smoke Detector And Base (Optical) | Comm M&E - Fire Alarm:Renew Smoke Detector And Base (Optical), unit of measure NO | Comm M&E-FA010003 | Y | Y | Y | Y | Y
M3NHFScheduleOfRatesCode | Comm M&E/Fire Alarm:Renew Smoke Detector No Base (Optical) | Comm M&E - Fire Alarm:Renew Smoke Detector No Base (Optical), unit of measure NO | Comm M&E-FA010005 | Y | Y | Y | Y | Y
M3NHFScheduleOfRatesCode | Comm M&E/Fire Alarm:Renew Smoke Detector Base (Ionisation) | Comm M&E - Fire Alarm:Renew Smoke Detector Base (Ionisation), unit of measure NO | Comm M&E-FA010007 | Y | Y | Y | Y | Y
M3NHFScheduleOfRatesCode | Comm M&E/Fire Alarm:Renew Smoke Detect No Base (Ionisation) | Comm M&E - Fire Alarm:Renew Smoke Detect No Base (Ionisation), unit of measure NO | Comm M&E-FA010009 | Y | Y | Y | Y | Y
M3NHFScheduleOfRatesCode | Comm M&E/Fire Alarm:Renew Heat Detector And Base (Ror) | Comm M&E - Fire Alarm:Renew Heat Detector And Base (Ror), unit of measure NO | Comm M&E-FA010011 | Y | Y | Y | Y | Y
M3NHFScheduleOfRatesCode | Comm M&E/Fire Alarm:Renew Heat Detector No Base (Ror) | Comm M&E - Fire Alarm:Renew Heat Detector No Base (Ror), unit of measure NO | Comm M&E-FA010013 | Y | Y | Y | Y | Y
M3NHFScheduleOfRatesCode | Comm M&E/Fire Alarm:Renew Heat Detector And Base (Ft) | Comm M&E - Fire Alarm:Renew Heat Detector And Base (Ft), unit of measure NO | Comm M&E-FA010015 | Y | Y | Y | Y | Y
M3NHFScheduleOfRatesCode | Comm M&E/Fire Alarm:Renew Heat Detector No Base (Ft) | Comm M&E - Fire Alarm:Renew Heat Detector No Base (Ft), unit of measure NO | Comm M&E-FA010017 | Y | Y | Y | Y | Y
M3NHFScheduleOfRatesCode | Comm M&E/Fire Alarm:Renew 1-2 Zone Fire Alarm Panel | Comm M&E - Fire Alarm:Renew 1-2 Zone Fire Alarm Panel, unit of measure NO | Comm M&E-FA010019 | Y | Y | Y | Y | Y
M3NHFScheduleOfRatesCode | Comm M&E/Fire Alarm:Renew 2-4 Zone Fire Alarm Panel | Comm M&E - Fire Alarm:Renew 2-4 Zone Fire Alarm Panel, unit of measure NO | Comm M&E-FA010021 | Y | Y | Y | Y | Y
M3NHFScheduleOfRatesCode | Comm M&E/Fire Alarm:Renew 4-8 Zone Fire Alarm Panel | Comm M&E - Fire Alarm:Renew 4-8 Zone Fire Alarm Panel, unit of measure NO | Comm M&E-FA010023 | Y | Y | Y | Y | Y
M3NHFScheduleOfRatesCode | Comm M&E/Fire Alarm:Renew 8-12 Zone Fire Alarm Panel | Comm M&E - Fire Alarm:Renew 8-12 Zone Fire Alarm Panel, unit of measure NO | Comm M&E-FA010024 | Y | Y | Y | Y
M3NHFScheduleOfRatesCode | Comm M&E/Fire Alarm:Renew Red Care Comm Warning System | Comm M&E - Fire Alarm:Renew Red Care Comm Warning System, unit of measure NO | Comm M&E-FA010025 | Y | Y | Y | Y | Y
M3NHFScheduleOfRatesCode | Comm M&E/Fire Alarm:Renew Fire Alarm Remote Indicator | Comm M&E - Fire Alarm:Renew Fire Alarm Remote Indicator, unit of measure NO | Comm M&E-FA010027 | Y | Y | Y | Y | Y
M3NHFScheduleOfRatesCode | Comm M&E/Fire Alarm:Renew Xenon Flasher | Comm M&E - Fire Alarm:Renew Xenon Flasher, unit of measure NO | Comm M&E-FA010029 | Y | Y | Y | Y | Y
M3NHFScheduleOfRatesCode | Comm M&E/Fire Alarm:Renew Magnetic Door Holder/Release | Comm M&E - Fire Alarm:Renew Magnetic Door Holder/Release, unit of measure NO | Comm M&E-FA010031 | Y | Y | Y | Y | Y
M3NHFScheduleOfRatesCode | Comm M&E/Fire Alarm:Renew Magnetic Door Hold/Release Bkt | Comm M&E - Fire Alarm:Renew Magnetic Door Hold/Release Bkt, unit of measure NO | Comm M&E-FA010033 | Y | Y | Y | Y | Y
M3NHFScheduleOfRatesCode | Comm M&E/Fire Alarm:Renew Heavy Duty Relay (All Ratings) | Comm M&E - Fire Alarm:Renew Heavy Duty Relay (All Ratings), unit of measure NO | Comm M&E-FA010035 | Y | Y | Y | Y | Y
M3NHFScheduleOfRatesCode | Comm M&E/Fire Alarm:Renew Fire Alarm Battery - 18A/Hour Set | Comm M&E - Fire Alarm:Renew Fire Alarm Battery - 18A/Hour Set, unit of measure NO | Comm M&E-FA010037 | Y | Y | Y | Y | Y
M3NHFScheduleOfRatesCode | Comm M&E/Fire Alarm:Renew Fire Alarm Battery - 24A/Hour Set | Comm M&E - Fire Alarm:Renew Fire Alarm Battery - 24A/Hour Set, unit of measure NO | Comm M&E-FA010039 | Y | Y | Y | Y | Y
M3NHFScheduleOfRatesCode | Comm M&E/Fire Alarm:Renew Fire Alarm Battery - 38A/Hour Set | Comm M&E - Fire Alarm:Renew Fire Alarm Battery - 38A/Hour Set, unit of measure NO | Comm M&E-FA010040 | Y | Y | Y | Y | Y
M3NHFScheduleOfRatesCode | Comm M&E/Fire Alarm:Renew Fire Alarm Battery - 48A/Hour Set | Comm M&E - Fire Alarm:Renew Fire Alarm Battery - 48A/Hour Set, unit of measure NO | Comm M&E-FA010041 | Y | Y | Y | Y | Y
M3NHFScheduleOfRatesCode | Comm M&E/Fire Alarm:Renew Index Card (Jsb Type) | Comm M&E - Fire Alarm:Renew Index Card (Jsb Type), unit of measure NO | Comm M&E-FA010043 | Y | Y | Y | Y | Y
M3NHFScheduleOfRatesCode | Comm M&E/Fire Alarm:Renew 240V Ac Bell | Comm M&E - Fire Alarm:Renew 240V Ac Bell, unit of measure NO | Comm M&E-FA010045 | Y | Y | Y | Y | Y
M3NHFScheduleOfRatesCode | Comm M&E/Fire Alarm:Renew Remote Power Pack 3Amp 24V Dc | Comm M&E - Fire Alarm:Renew Remote Power Pack 3Amp 24V Dc, unit of measure NO | Comm M&E-FA010047 | Y | Y | Y | Y | Y
M3NHFScheduleOfRatesCode | Comm M&E/Fire Alarm:Renew240V Ac/24V Dc Transformer | Comm M&E - Fire Alarm:Renew240V Ac/24V Dc Transformer, unit of measure NO | Comm M&E-FA010049 | Y | Y | Y | Y | Y
M3NHFScheduleOfRatesCode | Comm M&E/Fire Alarm:Trace Fault On 240V Ac System | Comm M&E - Fire Alarm:Trace Fault On 240V Ac System, unit of measure NO | Comm M&E-FA010051 | Y | Y | Y | Y | Y
M3NHFScheduleOfRatesCode | Comm M&E/Fire Alarm:Trace Fault On 24V Dc System | Comm M&E - Fire Alarm:Trace Fault On 24V Dc System, unit of measure NO | Comm M&E-FA010053 | Y | Y | Y | Y | Y
M3NHFScheduleOfRatesCode | Comm M&E/Fire Alarm:Renew Additional Power Supply Unit | Comm M&E - Fire Alarm:Renew Additional Power Supply Unit, unit of measure NO | Comm M&E-FA010055 | Y | Y | Y | Y | Y
M3NHFScheduleOfRatesCode | Comm M&E/Fire Alarm:Renew End Of Line Diode | Comm M&E - Fire Alarm:Renew End Of Line Diode, unit of measure NO | Comm M&E-FA010057 | Y | Y | Y | Y | Y
M3NHFScheduleOfRatesCode | Comm M&E/Fire Alarm:Test And Commission After Renewals | Comm M&E - Fire Alarm:Test And Commission After Renewals, unit of measure IT | Comm M&E-FA010059 | Y | Y | Y | Y | Y
M3NHFScheduleOfRatesCode | Comm M&E/Fire Alarm:Renew Sounder | Comm M&E - Fire Alarm:Renew Sounder, unit of measure NO | Comm M&E-FA010061 | Y | Y | Y | Y | Y
M3NHFScheduleOfRatesCode | Comm M&E/Fire Alarm:Renew 150Mm Bell | Comm M&E - Fire Alarm:Renew 150Mm Bell, unit of measure NO | Comm M&E-FA010063 | Y | Y | Y | Y
M3NHFScheduleOfRatesCode | Comm M&E/Fire Alarm:Renew 225Mm Bell | Comm M&E - Fire Alarm:Renew 225Mm Bell, unit of measure NO | Comm M&E-FA010065 | Y | Y | Y | Y
M3NHFScheduleOfRatesCode | Comm M&E/Fire Alarm:Renew Buzzer | Comm M&E - Fire Alarm:Renew Buzzer, unit of measure NO | Comm M&E-FA010067 | Y | Y | Y | Y
M3NHFScheduleOfRatesCode | Comm M&E/Fire Alarm:Renew Siren | Comm M&E - Fire Alarm:Renew Siren, unit of measure NO | Comm M&E-FA010069 | Y | Y | Y | Y
M3NHFScheduleOfRatesCode | Comm M&E/Fire Alarm:Renew Warbler | Comm M&E - Fire Alarm:Renew Warbler, unit of measure NO | Comm M&E-FA010071 | Y | Y | Y | Y
M3NHFScheduleOfRatesCode | Comm M&E/Fire Alarm Panel:Renew Battery Back Up | Comm M&E - Fire Alarm Panel:Renew Battery Back Up, unit of measure IT | Comm M&E-FA010073 | Y | Y | Y | Y
M3NHFScheduleOfRatesCode | Comm M&E/Overhead Magnetic Door Release:Install Or Renew | Comm M&E - Overhead Magnetic Door Release:Install Or Renew, unit of measure IT | Comm M&E-FA010075 | Y | Y | Y | Y
M3NHFScheduleOfRatesCode | Comm M&E/Fire Alarm:Renew Break Glass Unit | Comm M&E - Fire Alarm:Renew Break Glass Unit, unit of measure NO | Comm M&E-FA010076 | Y
M3NHFScheduleOfRatesCode | Comm M&E/Fire Alarm/Appliance:Response Call-Out | Comm M&E - Fire Alarm/Appliance:Response Call-Out, unit of measure IT | Comm M&E-FA010077 | Y | Y | Y | Y
M3NHFScheduleOfRatesCode | Comm M&E/Smoke Detector:Renew Visual Aid Type | Comm M&E - Smoke Detector:Renew Visual Aid Type, unit of measure IT | Comm M&E-FA010079 |  | Y | Y | Y
M3NHFScheduleOfRatesCode | Comm M&E/Fire Alarm/Appliance:Response Call-Out - 2 Hours | Comm M&E - Fire Alarm/Appliance:Response Call-Out - 2 Hours, unit of measure IT | Comm M&E-FA010081 | Y | Y | Y
M3NHFScheduleOfRatesCode | Comm M&E/Fire Alarm/Appliance:Response Call-Out - 3 Hours | Comm M&E - Fire Alarm/Appliance:Response Call-Out - 3 Hours, unit of measure IT | Comm M&E-FA010083 | Y | Y | Y
M3NHFScheduleOfRatesCode | Comm M&E/Fire Alarm/Appliance:Response Call-Out - 4 Hours | Comm M&E - Fire Alarm/Appliance:Response Call-Out - 4 Hours, unit of measure IT | Comm M&E-FA010085 | Y | Y | Y
M3NHFScheduleOfRatesCode | Comm M&E/Fire Alarm:Install Fire Alarm Call Point | Comm M&E - Fire Alarm:Install Fire Alarm Call Point, unit of measure NO | Comm M&E-FA020001 | Y | Y | Y | Y | Y
M3NHFScheduleOfRatesCode | Comm M&E/Fire Alarm:Install Smoke Detect And Base (Optical) | Comm M&E - Fire Alarm:Install Smoke Detect And Base (Optical), unit of measure NO | Comm M&E-FA020003 | Y | Y | Y | Y | Y
M3NHFScheduleOfRatesCode | Comm M&E/Fire Alarm:Install Smoke Detect Base (Ionisation) | Comm M&E - Fire Alarm:Install Smoke Detect Base (Ionisation), unit of measure NO | Comm M&E-FA020005 | Y | Y | Y | Y | Y
M3NHFScheduleOfRatesCode | Comm M&E/Fire Alarm:Install Heat Detector And Base (Ror) | Comm M&E - Fire Alarm:Install Heat Detector And Base (Ror), unit of measure NO | Comm M&E-FA020007 | Y | Y | Y | Y | Y
M3NHFScheduleOfRatesCode | Comm M&E/Fire Alarm:Install Heat Detector And Base (Ft) | Comm M&E - Fire Alarm:Install Heat Detector And Base (Ft), unit of measure NO | Comm M&E-FA020009 | Y | Y | Y | Y | Y
M3NHFScheduleOfRatesCode | Comm M&E/Fire Alarm:Install Carbon Monoxide Detector & Base | Comm M&E - Fire Alarm:Install Carbon Monoxide Detector & Base, unit of measure NO | Comm M&E-FA020010 | Y
M3NHFScheduleOfRatesCode | Comm M&E/Fire Alarm:Install 1-2 Zone Fire Alarm Panel | Comm M&E - Fire Alarm:Install 1-2 Zone Fire Alarm Panel, unit of measure NO | Comm M&E-FA020011 | Y | Y | Y | Y | Y
M3NHFScheduleOfRatesCode | Comm M&E/Fire Alarm:Install 2-4 Zone Fire Alarm Panel | Comm M&E - Fire Alarm:Install 2-4 Zone Fire Alarm Panel, unit of measure NO | Comm M&E-FA020013 | Y | Y | Y | Y | Y
M3NHFScheduleOfRatesCode | Comm M&E/Fire Alarm:Install 4-8 Zone Fire Alarm Panel | Comm M&E - Fire Alarm:Install 4-8 Zone Fire Alarm Panel, unit of measure NO | Comm M&E-FA020015 | Y | Y | Y | Y | Y
M3NHFScheduleOfRatesCode | Comm M&E/Fire Alarm:Install 8-12 Zone Fire Alarm Panel | Comm M&E - Fire Alarm:Install 8-12 Zone Fire Alarm Panel, unit of measure NO | Comm M&E-FA020016 | Y | Y | Y | Y
M3NHFScheduleOfRatesCode | Comm M&E/Fire Alarm:Install Red Care Comm Warning System | Comm M&E - Fire Alarm:Install Red Care Comm Warning System, unit of measure NO | Comm M&E-FA020017 | Y | Y | Y | Y | Y
M3NHFScheduleOfRatesCode | Comm M&E/Fire Alarm:Install Fire Alarm Remote Indicator | Comm M&E - Fire Alarm:Install Fire Alarm Remote Indicator, unit of measure NO | Comm M&E-FA020019 | Y | Y | Y | Y | Y
M3NHFScheduleOfRatesCode | Comm M&E/Fire Alarm:Install Xenon Flasher | Comm M&E - Fire Alarm:Install Xenon Flasher, unit of measure NO | Comm M&E-FA020021 | Y | Y | Y | Y | Y
M3NHFScheduleOfRatesCode | Comm M&E/Alarm:Install Magnetic Door Holder/Release | Comm M&E - Alarm:Install Magnetic Door Holder/Release, unit of measure NO | Comm M&E-FA020023 | Y | Y | Y | Y | Y
M3NHFScheduleOfRatesCode | Comm M&E/Fire Alarm:Install Magnetic Door Hold/Release Bkt | Comm M&E - Fire Alarm:Install Magnetic Door Hold/Release Bkt, unit of measure NO | Comm M&E-FA020025 | Y | Y | Y | Y | Y
M3NHFScheduleOfRatesCode | Comm M&E/Fire Alarm:Install Heavy Duty Relay (All Ratings) | Comm M&E - Fire Alarm:Install Heavy Duty Relay (All Ratings), unit of measure NO | Comm M&E-FA020027 | Y | Y | Y | Y | Y
M3NHFScheduleOfRatesCode | Comm M&E/Fire Alarm:Install Fire Alarm Battery-18A/Hour Set | Comm M&E - Fire Alarm:Install Fire Alarm Battery-18A/Hour Set, unit of measure NO | Comm M&E-FA020029 | Y | Y | Y | Y | Y
M3NHFScheduleOfRatesCode | Comm M&E/Alarm:Install Fire Alarm Battery-24A/Hour Set | Comm M&E - Alarm:Install Fire Alarm Battery-24A/Hour Set, unit of measure NO | Comm M&E-FA020031 | Y | Y | Y | Y | Y
M3NHFScheduleOfRatesCode | Comm M&E/Alarm:Install Fire Alarm Battery-38A/Hour Set | Comm M&E - Alarm:Install Fire Alarm Battery-38A/Hour Set, unit of measure NO | Comm M&E-FA020033 | Y | Y | Y | Y | Y
M3NHFScheduleOfRatesCode | Comm M&E/Alarm:Install Fire Alarm Battery-48A/Hour Set | Comm M&E - Alarm:Install Fire Alarm Battery-48A/Hour Set, unit of measure NO | Comm M&E-FA020035 | Y | Y | Y | Y | Y
M3NHFScheduleOfRatesCode | Comm M&E/Fire Alarm:Install Index Card (Jsb Type) | Comm M&E - Fire Alarm:Install Index Card (Jsb Type), unit of measure NO | Comm M&E-FA020037 | Y | Y | Y | Y | Y
M3NHFScheduleOfRatesCode | Comm M&E/Fire Alarm:Install 240V Ac Bell | Comm M&E - Fire Alarm:Install 240V Ac Bell, unit of measure NO | Comm M&E-FA020039 | Y | Y | Y | Y | Y
M3NHFScheduleOfRatesCode | Comm M&E/Fire Alarm:Install Framed Zone Plan To 12 Zones | Comm M&E - Fire Alarm:Install Framed Zone Plan To 12 Zones, unit of measure NO | Comm M&E-FA020041 | Y | Y | Y | Y | Y
M3NHFScheduleOfRatesCode | Comm M&E/Fire Alarm:Dynotape Label All Call Points System | Comm M&E - Fire Alarm:Dynotape Label All Call Points System, unit of measure NO | Comm M&E-FA020043 | Y | Y | Y | Y | Y
M3NHFScheduleOfRatesCode | Comm M&E/Fire Alarm:Install 240V Ac/24V Dc Transformer | Comm M&E - Fire Alarm:Install 240V Ac/24V Dc Transformer, unit of measure NO | Comm M&E-FA020045 | Y | Y | Y | Y | Y
M3NHFScheduleOfRatesCode | Comm M&E/Fire Alarm:Install End Of Line Diode | Comm M&E - Fire Alarm:Install End Of Line Diode, unit of measure NO | Comm M&E-FA020047 | Y | Y | Y | Y | Y
M3NHFScheduleOfRatesCode | Comm M&E/Fire Alarm:Install Additional Power Supply Unit | Comm M&E - Fire Alarm:Install Additional Power Supply Unit, unit of measure NO | Comm M&E-FA020049 | Y | Y | Y | Y | Y
M3NHFScheduleOfRatesCode | Comm M&E/Fire Alarm:Install 2, 3 Or 4 Core Micv Cabling | Comm M&E - Fire Alarm:Install 2, 3 Or 4 Core Micv Cabling, unit of measure LM | Comm M&E-FA020051 | Y | Y | Y | Y | Y
M3NHFScheduleOfRatesCode | Comm M&E/Fire Alarm:Install Earth Tail Pot Terminations | Comm M&E - Fire Alarm:Install Earth Tail Pot Terminations, unit of measure NO | Comm M&E-FA020053 | Y | Y | Y | Y | Y
M3NHFScheduleOfRatesCode | Comm M&E/Fire Alarm:Test And Commission | Comm M&E - Fire Alarm:Test And Commission, unit of measure IT | Comm M&E-FA020055 | Y | Y | Y | Y | Y
M3NHFScheduleOfRatesCode | Comm M&E/Fire Alarm:Link System To Redcare | Comm M&E - Fire Alarm:Link System To Redcare, unit of measure IT | Comm M&E-FA020057 | Y | Y | Y | Y | Y
M3NHFScheduleOfRatesCode | Comm M&E/Fire Alarm:Install Additional Fire Alarm Sounder | Comm M&E - Fire Alarm:Install Additional Fire Alarm Sounder, unit of measure NO | Comm M&E-FA020059 | Y | Y | Y | Y | Y
M3NHFScheduleOfRatesCode | Comm M&E/Smoke Detector:Install | Comm M&E - Smoke Detector:Install, unit of measure IT | Comm M&E-FA020061 | Y | Y | Y | Y
M3NHFScheduleOfRatesCode | Comm M&E/Heat Detector:Install | Comm M&E - Heat Detector:Install, unit of measure NO | Comm M&E-FA020063 | Y | Y | Y | Y
M3NHFScheduleOfRatesCode | Comm M&E/Smoke Detector:Install Optical | Comm M&E - Smoke Detector:Install Optical, unit of measure IT | Comm M&E-FA020065 | Y | Y | Y | Y
M3NHFScheduleOfRatesCode | Comm M&E/Vibrating Pads:Install | Comm M&E - Vibrating Pads:Install, unit of measure NO | Comm M&E-FA020067 | Y | Y | Y | Y
M3NHFScheduleOfRatesCode | Comm M&E/Fixed Clock:Response Call-Out Repairs No Parts | Comm M&E - Fixed Clock:Response Call-Out Repairs No Parts, unit of measure IT | Comm M&E-FC010101 | Y | Y | Y | Y | Y
M3NHFScheduleOfRatesCode | Comm M&E/Fixed Clock:Response Call-Out Repairs Parts £35.00 | Comm M&E - Fixed Clock:Response Call-Out Repairs Parts £35.00, unit of measure IT | Comm M&E-FC010103 | Y | Y | Y | Y | Y
M3NHFScheduleOfRatesCode | Comm M&E/Extinguisher:Renew 6 Litre Water Type | Comm M&E - Extinguisher:Renew 6 Litre Water Type, unit of measure NO | Comm M&E-FF010101 | Y | Y | Y | Y | Y
M3NHFScheduleOfRatesCode | Comm M&E/Extinguisher:Renew 9 Litre Water Type | Comm M&E - Extinguisher:Renew 9 Litre Water Type, unit of measure NO | Comm M&E-FF010103 | Y | Y | Y | Y | Y
M3NHFScheduleOfRatesCode | Comm M&E/Extinguisher:Refill/Recharge 6 Ltr Water Type | Comm M&E - Extinguisher:Refill/Recharge 6 Ltr Water Type, unit of measure NO | Comm M&E-FF010105 | Y | Y | Y | Y | Y
M3NHFScheduleOfRatesCode | Comm M&E/Extinguisher:Refill/Recharge 9 Ltr Water Type | Comm M&E - Extinguisher:Refill/Recharge 9 Ltr Water Type, unit of measure NO | Comm M&E-FF010107 | Y | Y | Y | Y | Y
M3NHFScheduleOfRatesCode | Comm M&E/Extinguisher:Visual Inspect Water Type | Comm M&E - Extinguisher:Visual Inspect Water Type, unit of measure NO | Comm M&E-FF010109 | Y | Y | Y | Y | Y
M3NHFScheduleOfRatesCode | Comm M&E/Extinguisher:Discharge Test Refill Water Type | Comm M&E - Extinguisher:Discharge Test Refill Water Type, unit of measure NO | Comm M&E-FF010111 | Y | Y | Y | Y | Y
M3NHFScheduleOfRatesCode | Comm M&E/Extinguisher:Renew 9 Litre Foam Type | Comm M&E - Extinguisher:Renew 9 Litre Foam Type, unit of measure NO | Comm M&E-FF010201 | Y | Y | Y | Y | Y
M3NHFScheduleOfRatesCode | Comm M&E/Extinguisher:Refill/Recharge 9 Ltr Foam Type | Comm M&E - Extinguisher:Refill/Recharge 9 Ltr Foam Type, unit of measure NO | Comm M&E-FF010203 | Y | Y | Y | Y | Y
M3NHFScheduleOfRatesCode | Comm M&E/Extinguisher:Visual Inspect Foam Type | Comm M&E - Extinguisher:Visual Inspect Foam Type, unit of measure NO | Comm M&E-FF010205 | Y | Y | Y | Y | Y
M3NHFScheduleOfRatesCode | Comm M&E/Extinguisher:Discharge Test Refill Foam Type | Comm M&E - Extinguisher:Discharge Test Refill Foam Type, unit of measure NO | Comm M&E-FF010207 | Y | Y | Y | Y | Y
M3NHFScheduleOfRatesCode | Comm M&E/Extinguisher:Renew 2 Kg Dry Powder Type | Comm M&E - Extinguisher:Renew 2 Kg Dry Powder Type, unit of measure NO | Comm M&E-FF010301 | Y | Y | Y | Y | Y
M3NHFScheduleOfRatesCode | Comm M&E/Extinguisher:Renew 4 Kg Dry Powder Type | Comm M&E - Extinguisher:Renew 4 Kg Dry Powder Type, unit of measure NO | Comm M&E-FF010303 | Y | Y | Y | Y | Y
M3NHFScheduleOfRatesCode | Comm M&E/Extinguisher:Renew 6 Kg Dry Powder Type | Comm M&E - Extinguisher:Renew 6 Kg Dry Powder Type, unit of measure NO | Comm M&E-FF010305 | Y | Y | Y | Y | Y
M3NHFScheduleOfRatesCode | Comm M&E/Extinguisher:Refill/Recharge 2 Kg Dry Powder | Comm M&E - Extinguisher:Refill/Recharge 2 Kg Dry Powder, unit of measure NO | Comm M&E-FF010307 | Y | Y | Y | Y | Y
M3NHFScheduleOfRatesCode | Comm M&E/Extinguisher:Refill/Recharge 4 Kg Dry Powder | Comm M&E - Extinguisher:Refill/Recharge 4 Kg Dry Powder, unit of measure NO | Comm M&E-FF010308 | Y | Y | Y | Y
M3NHFScheduleOfRatesCode | Comm M&E/Extinguisher:Refill/Recharge 6 Kg Dry Powder | Comm M&E - Extinguisher:Refill/Recharge 6 Kg Dry Powder, unit of measure NO | Comm M&E-FF010309 | Y | Y | Y | Y | Y
M3NHFScheduleOfRatesCode | Comm M&E/Extinguisher:Visual Inspect Dry Powder Type | Comm M&E - Extinguisher:Visual Inspect Dry Powder Type, unit of measure NO | Comm M&E-FF010311 | Y | Y | Y | Y | Y
M3NHFScheduleOfRatesCode | Comm M&E/Extinguisher:Discharge Test Refill 2Kg Dry Type | Comm M&E - Extinguisher:Discharge Test Refill 2Kg Dry Type, unit of measure NO | Comm M&E-FF010313 | Y | Y | Y | Y | Y
M3NHFScheduleOfRatesCode | Comm M&E/Extinguisher:Discharge Test Refill 4Kg Dry Type | Comm M&E - Extinguisher:Discharge Test Refill 4Kg Dry Type, unit of measure NO | Comm M&E-FF010315 | Y | Y | Y | Y | Y
M3NHFScheduleOfRatesCode | Comm M&E/Extinguisher:Discharge Test Refill 6Kg Dry Type | Comm M&E - Extinguisher:Discharge Test Refill 6Kg Dry Type, unit of measure NO | Comm M&E-FF010317 | Y | Y | Y | Y | Y
M3NHFScheduleOfRatesCode | Comm M&E/Extinguisher:Renew 2Kg Carbon Dioxide Fire | Comm M&E - Extinguisher:Renew 2Kg Carbon Dioxide Fire, unit of measure NO | Comm M&E-FF010401 | Y | Y | Y | Y | Y
M3NHFScheduleOfRatesCode | Comm M&E/Extinguisher:Renew 5Kg Carbon Dioxide Fire | Comm M&E - Extinguisher:Renew 5Kg Carbon Dioxide Fire, unit of measure NO | Comm M&E-FF010403 | Y | Y | Y | Y | Y
M3NHFScheduleOfRatesCode | Comm M&E/Extinguisher:Refill/Recharge 2 Kg Carbon Dioxide | Comm M&E - Extinguisher:Refill/Recharge 2 Kg Carbon Dioxide, unit of measure NO | Comm M&E-FF010405 | Y | Y | Y | Y | Y
M3NHFScheduleOfRatesCode | Comm M&E/Extinguisher:Refill/Recharge 5 Kg Carbon Dioxide | Comm M&E - Extinguisher:Refill/Recharge 5 Kg Carbon Dioxide, unit of measure NO | Comm M&E-FF010407 | Y | Y | Y | Y | Y
M3NHFScheduleOfRatesCode | Comm M&E/Extinguisher:Visual Inspect Carbon Dioxide Type | Comm M&E - Extinguisher:Visual Inspect Carbon Dioxide Type, unit of measure NO | Comm M&E-FF010409 | Y | Y | Y | Y | Y
M3NHFScheduleOfRatesCode | Comm M&E/Extinguisher:Discharge Test Refill 2Kg Carbon | Comm M&E - Extinguisher:Discharge Test Refill 2Kg Carbon, unit of measure NO | Comm M&E-FF010411 | Y | Y | Y | Y | Y
M3NHFScheduleOfRatesCode | Comm M&E/Extinguisher:Discharge Test Refill 5Kg Carbon | Comm M&E - Extinguisher:Discharge Test Refill 5Kg Carbon, unit of measure NO | Comm M&E-FF010413 | Y | Y | Y | Y | Y
M3NHFScheduleOfRatesCode | Comm M&E/Fire Blanket:Renew Or Install | Comm M&E - Fire Blanket:Renew Or Install, unit of measure NO | Comm M&E-FF010501 | Y | Y | Y | Y | Y
M3NHFScheduleOfRatesCode | Comm M&E/Fire Blanket:Inspect | Comm M&E - Fire Blanket:Inspect, unit of measure NO | Comm M&E-FF010503 | Y | Y | Y | Y | Y
M3NHFScheduleOfRatesCode | Comm M&E/Extinguisher:Renew Bracket | Comm M&E - Extinguisher:Renew Bracket, unit of measure NO | Comm M&E-FF010601 | Y | Y | Y | Y | Y
M3NHFScheduleOfRatesCode | Comm M&E/Fire Exit Signs:Renew Or Install | Comm M&E - Fire Exit Signs:Renew Or Install, unit of measure IT | Comm M&E-FF010701 | Y | Y | Y | Y | Y
M3NHFScheduleOfRatesCode | Comm M&E/Fire Hose Reel:Inspect And Service | Comm M&E - Fire Hose Reel:Inspect And Service, unit of measure IT | Comm M&E-FF010801 | Y | Y | Y | Y | Y
M3NHFScheduleOfRatesCode | Comm M&E/Fire Hose Reel:Renew 24M Hose | Comm M&E - Fire Hose Reel:Renew 24M Hose, unit of measure IT | Comm M&E-FF010803 | Y | Y | Y | Y | Y
M3NHFScheduleOfRatesCode | Comm M&E/Fire Hose Reel:Renew 30M Hose | Comm M&E - Fire Hose Reel:Renew 30M Hose, unit of measure IT | Comm M&E-FF010805 | Y | Y | Y | Y | Y
M3NHFScheduleOfRatesCode | Comm M&E/Fire Hose Reel:Renew 36M Hose | Comm M&E - Fire Hose Reel:Renew 36M Hose, unit of measure IT | Comm M&E-FF010807 | Y | Y | Y | Y | Y
M3NHFScheduleOfRatesCode | Comm M&E/Fire Hose Reel:Renew Valve | Comm M&E - Fire Hose Reel:Renew Valve, unit of measure IT | Comm M&E-FF010809 | Y | Y | Y | Y | Y
M3NHFScheduleOfRatesCode | Comm M&E/Fire Hose Reel:Renew Nozzle | Comm M&E - Fire Hose Reel:Renew Nozzle, unit of measure IT | Comm M&E-FF010811 | Y | Y | Y | Y | Y
M3NHFScheduleOfRatesCode | Comm M&E/Fire Hose Reel:Renew Recessed Type Cabinet | Comm M&E - Fire Hose Reel:Renew Recessed Type Cabinet, unit of measure IT | Comm M&E-FF010813 | Y | Y | Y | Y | Y
M3NHFScheduleOfRatesCode | Comm M&E/Fire Hose Reel:Response Callouts Repair No Parts | Comm M&E - Fire Hose Reel:Response Callouts Repair No Parts, unit of measure IT | Comm M&E-FF010815 | Y | Y | Y | Y | Y
M3NHFScheduleOfRatesCode | Comm M&E/Fire Hose Reel:Response Callouts Repair Parts £100 | Comm M&E - Fire Hose Reel:Response Callouts Repair Parts £100, unit of measure IT | Comm M&E-FF010817 | Y | Y | Y | Y | Y
M3NHFScheduleOfRatesCode | Comm M&E/Dry Riser:Renew Breeching Valve Inlet Box | Comm M&E - Dry Riser:Renew Breeching Valve Inlet Box, unit of measure IT | Comm M&E-FF020101 | Y | Y | Y | Y | Y
M3NHFScheduleOfRatesCode | Comm M&E/Dry Riser:Renew Landing Valve Box | Comm M&E - Dry Riser:Renew Landing Valve Box, unit of measure IT | Comm M&E-FF020103 | Y | Y | Y | Y | Y
M3NHFScheduleOfRatesCode | Comm M&E/Dry Riser:Renew Door To Breeching Valve Box | Comm M&E - Dry Riser:Renew Door To Breeching Valve Box, unit of measure IT | Comm M&E-FF020105 | Y | Y | Y | Y | Y
M3NHFScheduleOfRatesCode | Comm M&E/Dry Riser:Renew Door To Landing Valve Box | Comm M&E - Dry Riser:Renew Door To Landing Valve Box, unit of measure IT | Comm M&E-FF020107 | Y | Y | Y | Y | Y
M3NHFScheduleOfRatesCode | Comm M&E/Dry Riser:Reglaze Door To Valve Box Ne 0.5 Sm | Comm M&E - Dry Riser:Reglaze Door To Valve Box Ne 0.5 Sm, unit of measure IT | Comm M&E-FF020109 | Y | Y | Y | Y | Y
M3NHFScheduleOfRatesCode | Comm M&E/Dry Riser:Reglaze Door To Valve Box Ne 1.0 Sm | Comm M&E - Dry Riser:Reglaze Door To Valve Box Ne 1.0 Sm, unit of measure IT | Comm M&E-FF020111 | Y | Y | Y | Y | Y
M3NHFScheduleOfRatesCode | Comm M&E/Dry Riser:Renew Door Lock To Valve Box | Comm M&E - Dry Riser:Renew Door Lock To Valve Box, unit of measure IT | Comm M&E-FF020113 | Y | Y | Y | Y
M3NHFScheduleOfRatesCode | Comm M&E/Dry Riser Valve:Renew Breeching Table D | Comm M&E - Dry Riser Valve:Renew Breeching Table D, unit of measure IT | Comm M&E-FF020201 | Y | Y | Y | Y | Y
M3NHFScheduleOfRatesCode | Comm M&E/Dry Riser Valve:Renew Breeching Screwed | Comm M&E - Dry Riser Valve:Renew Breeching Screwed, unit of measure IT | Comm M&E-FF020203 | Y | Y | Y | Y | Y
M3NHFScheduleOfRatesCode | Comm M&E/Dry Riser Valve:Renew Inlet Drain Valve | Comm M&E - Dry Riser Valve:Renew Inlet Drain Valve, unit of measure IT | Comm M&E-FF020205 | Y | Y | Y | Y | Y
M3NHFScheduleOfRatesCode | Comm M&E/Dry Riser Valve:Renew 21/2" Gate Type Table D | Comm M&E - Dry Riser Valve:Renew 21/2" Gate Type Table D, unit of measure IT | Comm M&E-FF020207 | Y | Y | Y | Y | Y
M3NHFScheduleOfRatesCode | Comm M&E/Dry Riser Valve:Renew 21/2" Gate Type Screwed | Comm M&E - Dry Riser Valve:Renew 21/2" Gate Type Screwed, unit of measure IT | Comm M&E-FF020209 | Y | Y | Y | Y | Y
M3NHFScheduleOfRatesCode | Comm M&E/Dry Riser Valve:Renew 3" Gate Type Screwed | Comm M&E - Dry Riser Valve:Renew 3" Gate Type Screwed, unit of measure IT | Comm M&E-FF020211 | Y | Y | Y | Y | Y
M3NHFScheduleOfRatesCode | Comm M&E/Dry Riser Valve:Renew 21/2" Globe Type Table D | Comm M&E - Dry Riser Valve:Renew 21/2" Globe Type Table D, unit of measure IT | Comm M&E-FF020213 | Y | Y | Y | Y | Y
M3NHFScheduleOfRatesCode | Comm M&E/Dry Riser Valve:Renew 3" Globe Type Table D | Comm M&E - Dry Riser Valve:Renew 3" Globe Type Table D, unit of measure IT | Comm M&E-FF020215 | Y | Y | Y | Y | Y
M3NHFScheduleOfRatesCode | Comm M&E/Dry Riser Valve:Renew 21/2" Globe Type Screwed | Comm M&E - Dry Riser Valve:Renew 21/2" Globe Type Screwed, unit of measure IT | Comm M&E-FF020217 | Y | Y | Y | Y | Y
M3NHFScheduleOfRatesCode | Comm M&E/Dry Riser Valve:Renew 3" Globe Type Screwed | Comm M&E - Dry Riser Valve:Renew 3" Globe Type Screwed, unit of measure IT | Comm M&E-FF020219 | Y | Y | Y | Y | Y
M3NHFScheduleOfRatesCode | Comm M&E/Dry Riser Valve:Renew 21/2" Globe Oblique Table D | Comm M&E - Dry Riser Valve:Renew 21/2" Globe Oblique Table D, unit of measure IT | Comm M&E-FF020221 | Y | Y | Y | Y | Y
M3NHFScheduleOfRatesCode | Comm M&E/Dry Riser Valve:Renew 3" Globe Oblique Table D | Comm M&E - Dry Riser Valve:Renew 3" Globe Oblique Table D, unit of measure IT | Comm M&E-FF020223 | Y | Y | Y | Y | Y
M3NHFScheduleOfRatesCode | Comm M&E/Dry Riser Valve:Renew 21/2" Globe Oblique Screwed | Comm M&E - Dry Riser Valve:Renew 21/2" Globe Oblique Screwed, unit of measure IT | Comm M&E-FF020225 | Y | Y | Y | Y | Y
M3NHFScheduleOfRatesCode | Comm M&E/Dry Riser Valve:Renew 3" Globe Oblique Screwed | Comm M&E - Dry Riser Valve:Renew 3" Globe Oblique Screwed, unit of measure IT | Comm M&E-FF020227 | Y | Y | Y | Y | Y
M3NHFScheduleOfRatesCode | Comm M&E/Dry Riser Valve:Renew 1" Air Relief Valve | Comm M&E - Dry Riser Valve:Renew 1" Air Relief Valve, unit of measure IT | Comm M&E-FF020229 | Y | Y | Y | Y | Y
M3NHFScheduleOfRatesCode | Comm M&E/Dry Riser Valve:Renew 3" Blank Cap | Comm M&E - Dry Riser Valve:Renew 3" Blank Cap, unit of measure IT | Comm M&E-FF020231 | Y | Y | Y | Y | Y
M3NHFScheduleOfRatesCode | Comm M&E/Dry Riser Valve:Renew 21/2" Blank Cap | Comm M&E - Dry Riser Valve:Renew 21/2" Blank Cap, unit of measure IT | Comm M&E-FF020233 | Y | Y | Y | Y
M3NHFScheduleOfRatesCode | Comm M&E/Dry Riser Valve:Service Breeching Valve | Comm M&E - Dry Riser Valve:Service Breeching Valve, unit of measure IT | Comm M&E-FF020301 | Y | Y | Y | Y | Y
M3NHFScheduleOfRatesCode | Comm M&E/Dry Riser Valve:Service Gate Landing Valve | Comm M&E - Dry Riser Valve:Service Gate Landing Valve, unit of measure IT | Comm M&E-FF020303 | Y | Y | Y | Y | Y
M3NHFScheduleOfRatesCode | Comm M&E/Dry Riser Valve:Service Globe Landing Valve | Comm M&E - Dry Riser Valve:Service Globe Landing Valve, unit of measure IT | Comm M&E-FF020305 | Y | Y | Y | Y | Y
M3NHFScheduleOfRatesCode | Comm M&E/Dry Riser:Visual Inspection | Comm M&E - Dry Riser:Visual Inspection, unit of measure IT | Comm M&E-FF020307 | Y | Y | Y | Y | Y
M3NHFScheduleOfRatesCode | Comm M&E/Dry Riser:Spot Weld For Security | Comm M&E - Dry Riser:Spot Weld For Security, unit of measure IT | Comm M&E-FF020309 | Y | Y | Y | Y | Y
M3NHFScheduleOfRatesCode | Comm M&E/Dry Riser:Wet Test | Comm M&E - Dry Riser:Wet Test, unit of measure IT | Comm M&E-FF020311 | Y | Y | Y | Y | Y
M3NHFScheduleOfRatesCode | Comm M&E/Dry Riser:Air Test | Comm M&E - Dry Riser:Air Test, unit of measure IT | Comm M&E-FF020313 | Y | Y | Y | Y
M3NHFScheduleOfRatesCode | Comm M&E/Dry Riser:Flow Pressure Test | Comm M&E - Dry Riser:Flow Pressure Test, unit of measure IT | Comm M&E-FF020315 | Y | Y | Y | Y
M3NHFScheduleOfRatesCode | Comm M&E/Fire Hydrant:Renew 100Mm Pillar Ci | Comm M&E - Fire Hydrant:Renew 100Mm Pillar Ci, unit of measure NO | Comm M&E-FF030401 | Y | Y | Y | Y | Y
M3NHFScheduleOfRatesCode | Comm M&E/Fire Hydrant:Renew 100Mm Pillar Steel | Comm M&E - Fire Hydrant:Renew 100Mm Pillar Steel, unit of measure NO | Comm M&E-FF030403 | Y | Y | Y | Y
M3NHFScheduleOfRatesCode | Comm M&E/Halon System:Response Call-Outs | Comm M&E - Halon System:Response Call-Outs, unit of measure NO | Comm M&E-FF040101 | Y | Y | Y | Y | Y
M3NHFScheduleOfRatesCode | Comm M&E/Halon System:Response Call-Outs Parts £100 | Comm M&E - Halon System:Response Call-Outs Parts £100, unit of measure NO | Comm M&E-FF040103 | Y | Y | Y | Y | Y
M3NHFScheduleOfRatesCode | Comm M&E/Halon System:Recharge System | Comm M&E - Halon System:Recharge System, unit of measure NO | Comm M&E-FF040105 | Y | Y | Y | Y | Y
M3NHFScheduleOfRatesCode | Comm M&E/Halon System:Periodic Inspection | Comm M&E - Halon System:Periodic Inspection, unit of measure NO | Comm M&E-FF040107 | Y | Y | Y | Y | Y
M3NHFScheduleOfRatesCode | Comm M&E/Sprinkler System:Response Call-Outs | Comm M&E - Sprinkler System:Response Call-Outs, unit of measure NO | Comm M&E-FF050101 | Y | Y | Y | Y | Y
M3NHFScheduleOfRatesCode | Comm M&E/Sprinkler System:Response Call-Outs Parts £100 | Comm M&E - Sprinkler System:Response Call-Outs Parts £100, unit of measure NO | Comm M&E-FF050103 | Y | Y | Y | Y | Y
M3NHFScheduleOfRatesCode | Comm M&E/Sprinkler System:Periodic Inspection | Comm M&E - Sprinkler System:Periodic Inspection, unit of measure NO | Comm M&E-FF050105 | Y | Y | Y | Y | Y
M3NHFScheduleOfRatesCode | Comm M&E/Bin Room:Service Fire Suppression Installations | Comm M&E - Bin Room:Service Fire Suppression Installations, unit of measure IT | Comm M&E-FF060101 | Y | Y | Y | Y
M3NHFScheduleOfRatesCode | Comm M&E/Firemans Switch:Service Firemans Switch | Comm M&E - Firemans Switch:Service Firemans Switch, unit of measure IT | Comm M&E-FF070101 | Y | Y | Y | Y
M3NHFScheduleOfRatesCode | Comm M&E/Smoke Vents:Test Automatic Pneumatic Natural | Comm M&E - Smoke Vents:Test Automatic Pneumatic Natural, unit of measure IT | Comm M&E-FF080101 | Y | Y | Y | Y
M3NHFScheduleOfRatesCode | Comm M&E/Smoke Vents:Test Manual Pneumatic Natural | Comm M&E - Smoke Vents:Test Manual Pneumatic Natural, unit of measure IT | Comm M&E-FF080103 | Y | Y | Y | Y
M3NHFScheduleOfRatesCode | Comm M&E/Smoke Vents:Test Automatic Electric Natural | Comm M&E - Smoke Vents:Test Automatic Electric Natural, unit of measure IT | Comm M&E-FF080105 | Y | Y | Y | Y
M3NHFScheduleOfRatesCode | Comm M&E/Smoke Vents:Test Manual Electric Natural | Comm M&E - Smoke Vents:Test Manual Electric Natural, unit of measure IT | Comm M&E-FF080107 | Y | Y | Y | Y
M3NHFScheduleOfRatesCode | Comm M&E/Smoke Vents:Test Automatic Powered | Comm M&E - Smoke Vents:Test Automatic Powered, unit of measure IT | Comm M&E-FF080109 | Y | Y | Y | Y
M3NHFScheduleOfRatesCode | Comm M&E/Smoke Vents:Test Manual Powered | Comm M&E - Smoke Vents:Test Manual Powered, unit of measure IT | Comm M&E-FF080111 | Y | Y | Y | Y
M3NHFScheduleOfRatesCode | Comm M&E/Smoke Curtains:Test Automatic Pneumatic | Comm M&E - Smoke Curtains:Test Automatic Pneumatic, unit of measure IT | Comm M&E-FF080113 | Y | Y | Y | Y
M3NHFScheduleOfRatesCode | Comm M&E/Smoke Curtains:Test Automatic Electric | Comm M&E - Smoke Curtains:Test Automatic Electric, unit of measure IT | Comm M&E-FF080115 | Y | Y | Y | Y
M3NHFScheduleOfRatesCode | Comm M&E/Sprinklers:Test & Service System To 1 Bed Flat | Comm M&E - Sprinklers:Test & Service System To 1 Bed Flat, unit of measure IT | Comm M&E-FF090101 | Y | Y | Y | Y
M3NHFScheduleOfRatesCode | Comm M&E/Sprinklers:Test & Service System To 2 Bed Flat | Comm M&E - Sprinklers:Test & Service System To 2 Bed Flat, unit of measure IT | Comm M&E-FF090103 | Y | Y | Y | Y
M3NHFScheduleOfRatesCode | Comm M&E/Sprinklers:Test & Service System To 1 Bed Bungalow | Comm M&E - Sprinklers:Test & Service System To 1 Bed Bungalow, unit of measure IT | Comm M&E-FF090105 | Y | Y | Y | Y
M3NHFScheduleOfRatesCode | Comm M&E/Sprinklers:Test & Service System To 2 Bed Bungalow | Comm M&E - Sprinklers:Test & Service System To 2 Bed Bungalow, unit of measure IT | Comm M&E-FF090107 | Y | Y | Y | Y
M3NHFScheduleOfRatesCode | Comm M&E/Sprinklers:Test & Service System To 2 Bed House | Comm M&E - Sprinklers:Test & Service System To 2 Bed House, unit of measure IT | Comm M&E-FF090109 | Y | Y | Y | Y
M3NHFScheduleOfRatesCode | Comm M&E/Sprinklers:Test & Service System To 3 Bed House | Comm M&E - Sprinklers:Test & Service System To 3 Bed House, unit of measure IT | Comm M&E-FF090111 | Y | Y | Y | Y
M3NHFScheduleOfRatesCode | Comm M&E/Sprinklers:Test & Service System To 4 Bed House | Comm M&E - Sprinklers:Test & Service System To 4 Bed House, unit of measure IT | Comm M&E-FF090113 | Y | Y | Y | Y
M3NHFScheduleOfRatesCode | Comm M&E/Sprinklers:Test & Service System To 5 Bed House | Comm M&E - Sprinklers:Test & Service System To 5 Bed House, unit of measure IT | Comm M&E-FF090115 | Y | Y | Y | Y
M3NHFScheduleOfRatesCode | Comm M&E/Sprinklers:Test & Service System To 6 Bed House | Comm M&E - Sprinklers:Test & Service System To 6 Bed House, unit of measure IT | Comm M&E-FF090117 | Y | Y | Y | Y
M3NHFScheduleOfRatesCode | Comm M&E/Sprinklers:Renew Head Break Glass And Drain Down | Comm M&E - Sprinklers:Renew Head Break Glass And Drain Down, unit of measure NO | Comm M&E-FF090119 | Y | Y | Y | Y
M3NHFScheduleOfRatesCode | Comm M&E/Sprinklers:Renew Head Break Glass While Drained | Comm M&E - Sprinklers:Renew Head Break Glass While Drained, unit of measure NO | Comm M&E-FF090121 | Y | Y | Y | Y
M3NHFScheduleOfRatesCode | Comm M&E/Sprinklers:Renew Head And Drain Down | Comm M&E - Sprinklers:Renew Head And Drain Down, unit of measure NO | Comm M&E-FF090123 | Y | Y | Y | Y
M3NHFScheduleOfRatesCode | Comm M&E/Sprinklers:Renew Head Whilst System Drained | Comm M&E - Sprinklers:Renew Head Whilst System Drained, unit of measure NO | Comm M&E-FF090125 | Y | Y | Y | Y
M3NHFScheduleOfRatesCode | Comm M&E/Sprinklers:Renew Pump And Drain Down | Comm M&E - Sprinklers:Renew Pump And Drain Down, unit of measure NO | Comm M&E-FF090127 | Y | Y | Y | Y
M3NHFScheduleOfRatesCode | Comm M&E/Sprinklers:Renew Pump Whilst System Drained | Comm M&E - Sprinklers:Renew Pump Whilst System Drained, unit of measure NO | Comm M&E-FF090129 | Y | Y | Y | Y
M3NHFScheduleOfRatesCode | Comm M&E/Testing:Quarterly Test Ne 2 Zones Alarm System | Comm M&E - Testing:Quarterly Test Ne 2 Zones Alarm System, unit of measure IT | Comm M&E-FT010101 | Y | Y | Y | Y | Y
M3NHFScheduleOfRatesCode | Comm M&E/Testing:Quarterly Test Ne 4 Zones Alarm System | Comm M&E - Testing:Quarterly Test Ne 4 Zones Alarm System, unit of measure IT | Comm M&E-FT010103 | Y | Y | Y | Y | Y
M3NHFScheduleOfRatesCode | Comm M&E/Testing:Quarterly Test Ne 8 Zones Alarm System | Comm M&E - Testing:Quarterly Test Ne 8 Zones Alarm System, unit of measure IT | Comm M&E-FT010105 | Y | Y | Y | Y | Y
M3NHFScheduleOfRatesCode | Comm M&E/Testing:Quarterly Test Ne 12 Zones Alarm System | Comm M&E - Testing:Quarterly Test Ne 12 Zones Alarm System, unit of measure IT | Comm M&E-FT010107 | Y | Y | Y | Y | Y
M3NHFScheduleOfRatesCode | Comm M&E/Testing:Six Monthly Test Ne 2 Zones Alarm System | Comm M&E - Testing:Six Monthly Test Ne 2 Zones Alarm System, unit of measure IT | Comm M&E-FT010151 | Y | Y | Y | Y
M3NHFScheduleOfRatesCode | Comm M&E/Testing:Six Monthly Test Ne 4 Zones Alarm System | Comm M&E - Testing:Six Monthly Test Ne 4 Zones Alarm System, unit of measure IT | Comm M&E-FT010153 | Y | Y | Y | Y
M3NHFScheduleOfRatesCode | Comm M&E/Testing:Six Monthly Test Ne 8 Zones Alarm System | Comm M&E - Testing:Six Monthly Test Ne 8 Zones Alarm System, unit of measure IT | Comm M&E-FT010155 | Y | Y | Y | Y
M3NHFScheduleOfRatesCode | Comm M&E/Testing:Six Monthly Test Ne 12Zones Alarm System | Comm M&E - Testing:Six Monthly Test Ne 12Zones Alarm System, unit of measure IT | Comm M&E-FT010157 | Y | Y | Y | Y
M3NHFScheduleOfRatesCode | Comm M&E/Inspection:Annual Test Ne 10 Points Alarm System | Comm M&E - Inspection:Annual Test Ne 10 Points Alarm System, unit of measure IT | Comm M&E-FT020101 | Y | Y | Y | Y | Y
M3NHFScheduleOfRatesCode | Comm M&E/Inspection:Annual Test Ne 25 Points Alarm System | Comm M&E - Inspection:Annual Test Ne 25 Points Alarm System, unit of measure IT | Comm M&E-FT020103 | Y | Y | Y | Y | Y
M3NHFScheduleOfRatesCode | Comm M&E/Inspection:Annual Test Ne 50 Points Alarm System | Comm M&E - Inspection:Annual Test Ne 50 Points Alarm System, unit of measure IT | Comm M&E-FT020105 | Y | Y | Y | Y | Y
M3NHFScheduleOfRatesCode | Comm M&E/Inspection:Annual Test Ne 100 Points Alarm System | Comm M&E - Inspection:Annual Test Ne 100 Points Alarm System, unit of measure IT | Comm M&E-FT020107 | Y | Y | Y | Y
M3NHFScheduleOfRatesCode | Comm M&E/Inspection:Annual Test Ne 2 Points Alarm System | Comm M&E - Inspection:Annual Test Ne 2 Points Alarm System, unit of measure IT | Comm M&E-FT020109 | Y | Y | Y
M3NHFScheduleOfRatesCode | Comm M&E/Inspection:Annual Test Ne 5 Points Alarm System | Comm M&E - Inspection:Annual Test Ne 5 Points Alarm System, unit of measure IT | Comm M&E-FT020111 | Y | Y | Y
M3NHFScheduleOfRatesCode | Comm M&E/Inspection:Test Ne 10 Points Alarm System Wiring | Comm M&E - Inspection:Test Ne 10 Points Alarm System Wiring, unit of measure IT | Comm M&E-FT030101 | Y | Y | Y | Y | Y
M3NHFScheduleOfRatesCode | Comm M&E/Inspection:Test Ne 25 Points Alarm System Wiring | Comm M&E - Inspection:Test Ne 25 Points Alarm System Wiring, unit of measure IT | Comm M&E-FT030103 | Y | Y | Y | Y | Y
M3NHFScheduleOfRatesCode | Comm M&E/Inspection:Test Ne 50 Points Alarm System Wiring | Comm M&E - Inspection:Test Ne 50 Points Alarm System Wiring, unit of measure IT | Comm M&E-FT030105 | Y | Y | Y | Y | Y
M3NHFScheduleOfRatesCode | Comm M&E/Inspection:Test Ne 100 Points Alarm System Wiring | Comm M&E - Inspection:Test Ne 100 Points Alarm System Wiring, unit of measure IT | Comm M&E-FT030107 | Y | Y | Y | Y
M3NHFScheduleOfRatesCode | Comm M&E/Inspection:Test Ne 2 Points Alarm System Wiring | Comm M&E - Inspection:Test Ne 2 Points Alarm System Wiring, unit of measure IT | Comm M&E-FT030109 | Y | Y | Y
M3NHFScheduleOfRatesCode | Comm M&E/Inspection:Test Ne 5 Points Alarm System Wiring | Comm M&E - Inspection:Test Ne 5 Points Alarm System Wiring, unit of measure IT | Comm M&E-FT030111 | Y | Y | Y
M3NHFScheduleOfRatesCode | Comm M&E/Service And Test:Fire Alarm Panel | Comm M&E - Service And Test:Fire Alarm Panel, unit of measure IT | Comm M&E-FT040101 | Y | Y | Y | Y | Y
M3NHFScheduleOfRatesCode | Comm M&E/Service And Test:Fire Alarm Call Point | Comm M&E - Service And Test:Fire Alarm Call Point, unit of measure NO | Comm M&E-FT040103 | Y | Y | Y | Y | Y
M3NHFScheduleOfRatesCode | Comm M&E/Service And Test:Fire Alarm Acid Battery | Comm M&E - Service And Test:Fire Alarm Acid Battery, unit of measure IT | Comm M&E-FT040105 | Y | Y | Y | Y | Y
M3NHFScheduleOfRatesCode | Comm M&E/Service And Test:Fire Alarm Cadmium Battery | Comm M&E - Service And Test:Fire Alarm Cadmium Battery, unit of measure IT | Comm M&E-FT040107 | Y | Y | Y | Y | Y
M3NHFScheduleOfRatesCode | Comm M&E/Service And Test:Fire Alarm Magnetic Door Catches | Comm M&E - Service And Test:Fire Alarm Magnetic Door Catches, unit of measure IT | Comm M&E-FT040109 | Y | Y | Y | Y | Y
M3NHFScheduleOfRatesCode | Comm M&E/Service And Test:Fire Alarm Detector | Comm M&E - Service And Test:Fire Alarm Detector, unit of measure NO | Comm M&E-FT040111 | Y | Y | Y | Y | Y
M3NHFScheduleOfRatesCode | Comm M&E/Service And Test:Fire Alarm Smoke Relief Vents | Comm M&E - Service And Test:Fire Alarm Smoke Relief Vents, unit of measure IT | Comm M&E-FT040113 | Y | Y | Y | Y | Y
M3NHFScheduleOfRatesCode | Comm M&E/Service And Test:Fire Alarm Fixed Strobe Bell | Comm M&E - Service And Test:Fire Alarm Fixed Strobe Bell, unit of measure NO | Comm M&E-FT040115 | Y | Y | Y | Y | Y
M3NHFScheduleOfRatesCode | Comm M&E/Service And Test:Fire Alarm Sounder | Comm M&E - Service And Test:Fire Alarm Sounder, unit of measure NO | Comm M&E-FT040117 | Y | Y | Y | Y | Y
M3NHFScheduleOfRatesCode | Comm M&E/Log Book:Provide Triplicated | Comm M&E - Log Book:Provide Triplicated, unit of measure NO | Comm M&E-FT040119 | Y | Y | Y | Y | Y
M3NHFScheduleOfRatesCode | Comm M&E/Central Monitoring Centre:Test Communications | Comm M&E - Central Monitoring Centre:Test Communications, unit of measure IT | Comm M&E-FT040201 | Y | Y | Y | Y | Y
M3NHFScheduleOfRatesCode | Comm M&E/Visual Inspection:Building | Comm M&E - Visual Inspection:Building, unit of measure IT | Comm M&E-FT050101 | Y | Y | Y | Y | Y
M3NHFScheduleOfRatesCode | Comm M&E/Visual Inspection:Cabling And Equipment | Comm M&E - Visual Inspection:Cabling And Equipment, unit of measure IT | Comm M&E-FT050201 | Y | Y | Y | Y | Y
M3NHFScheduleOfRatesCode | Comm M&E/Coil Heater:Renew To Megaflow | Comm M&E - Coil Heater:Renew To Megaflow, unit of measure IT | Comm M&E-GA675050 | Y
M3NHFScheduleOfRatesCode | Comm M&E/Radiator Valve:Commercial Npb 3/4" 1 Pipe Tamper | Comm M&E - Radiator Valve:Commercial Npb 3/4" 1 Pipe Tamper, unit of measure NO | Comm M&E-GA701101 | Y | Y | Y | Y
M3NHFScheduleOfRatesCode | Comm M&E/Radiator Valve:Commercial Npb 1" 1 Pipe Tamper | Comm M&E - Radiator Valve:Commercial Npb 1" 1 Pipe Tamper, unit of measure NO | Comm M&E-GA701103 | Y | Y | Y | Y
M3NHFScheduleOfRatesCode | Comm M&E/Radiator Valve:Commercial Npb 3/4" 2 Pipe Tamper | Comm M&E - Radiator Valve:Commercial Npb 3/4" 2 Pipe Tamper, unit of measure NO | Comm M&E-GA701105 | Y | Y | Y | Y
M3NHFScheduleOfRatesCode | Comm M&E/Radiator Valve:Commercial Npb 1" 2 Pipe Tamper | Comm M&E - Radiator Valve:Commercial Npb 1" 2 Pipe Tamper, unit of measure NO | Comm M&E-GA701107 | Y | Y | Y | Y
M3NHFScheduleOfRatesCode | Comm M&E/Radiator Valve:Commercial Npb 3/4" 1 Pipe | Comm M&E - Radiator Valve:Commercial Npb 3/4" 1 Pipe, unit of measure NO | Comm M&E-GA701121 | Y | Y | Y | Y
M3NHFScheduleOfRatesCode | Comm M&E/Radiator Valve:Commercial Npb 1" 1 Pipe | Comm M&E - Radiator Valve:Commercial Npb 1" 1 Pipe, unit of measure NO | Comm M&E-GA701123 | Y | Y | Y | Y
M3NHFScheduleOfRatesCode | Comm M&E/Radiator Valve:Commercial Npb 3/4" 2 Pipe | Comm M&E - Radiator Valve:Commercial Npb 3/4" 2 Pipe, unit of measure NO | Comm M&E-GA701125 | Y | Y | Y | Y
M3NHFScheduleOfRatesCode | Comm M&E/Radiator Valve:Commercial Npb 1" 2 Pipe | Comm M&E - Radiator Valve:Commercial Npb 1" 2 Pipe, unit of measure NO | Comm M&E-GA701127 | Y | Y | Y | Y
M3NHFScheduleOfRatesCode | Comm M&E/Radiator Valve:Domestic Npb 1/2" 1 Pipe | Comm M&E - Radiator Valve:Domestic Npb 1/2" 1 Pipe, unit of measure NO | Comm M&E-GA701131 | Y | Y | Y | Y
M3NHFScheduleOfRatesCode | Comm M&E/Radiator Valve:Domestic Npb 1/2" 2 Pipe | Comm M&E - Radiator Valve:Domestic Npb 1/2" 2 Pipe, unit of measure NO | Comm M&E-GA701133 | Y | Y | Y | Y
M3NHFScheduleOfRatesCode | Comm M&E/Radiator Valve:Comm Cpb 1/2" 2 Pipe Angle Tamper | Comm M&E - Radiator Valve:Comm Cpb 1/2" 2 Pipe Angle Tamper, unit of measure NO | Comm M&E-GA701301 | Y | Y | Y | Y
M3NHFScheduleOfRatesCode | Comm M&E/Radiator Valve:Comm Cpb 3/4" 2 Pipe Angle Tamper | Comm M&E - Radiator Valve:Comm Cpb 3/4" 2 Pipe Angle Tamper, unit of measure NO | Comm M&E-GA701303 | Y | Y | Y | Y
M3NHFScheduleOfRatesCode | Comm M&E/Radiator Valve:Comm Cpb 1/2" 2 Pipe Str Tamper | Comm M&E - Radiator Valve:Comm Cpb 1/2" 2 Pipe Str Tamper, unit of measure NO | Comm M&E-GA701305 | Y | Y | Y | Y
M3NHFScheduleOfRatesCode | Comm M&E/Radiator Valve:Comm Cpb 3/4" 2 Pipe Str Tamper | Comm M&E - Radiator Valve:Comm Cpb 3/4" 2 Pipe Str Tamper, unit of measure NO | Comm M&E-GA701307 | Y | Y | Y | Y
M3NHFScheduleOfRatesCode | Comm M&E/Radiator Valve:Commercial Cpb 1/2" Reverse 2 Pipe | Comm M&E - Radiator Valve:Commercial Cpb 1/2" Reverse 2 Pipe, unit of measure NO | Comm M&E-GA701309 | Y | Y | Y | Y
M3NHFScheduleOfRatesCode | Comm M&E/Radiator Valve:Commercial Cpb 1/2" 2 Pipe Angle | Comm M&E - Radiator Valve:Commercial Cpb 1/2" 2 Pipe Angle, unit of measure NO | Comm M&E-GA701321 | Y | Y | Y | Y
M3NHFScheduleOfRatesCode | Comm M&E/Radiator Valve:Commercial Cpb 3/4" 2 Pipe Angle | Comm M&E - Radiator Valve:Commercial Cpb 3/4" 2 Pipe Angle, unit of measure NO | Comm M&E-GA701323 | Y | Y | Y | Y
M3NHFScheduleOfRatesCode | Comm M&E/Radiator Valve:Commercial Cpb 1/2" 2 Pipe Straight | Comm M&E - Radiator Valve:Commercial Cpb 1/2" 2 Pipe Straight, unit of measure NO | Comm M&E-GA701325 | Y | Y | Y | Y
M3NHFScheduleOfRatesCode | Comm M&E/Radiator Valve:Commercial Cpb 3/4" 2 Pipe Straight | Comm M&E - Radiator Valve:Commercial Cpb 3/4" 2 Pipe Straight, unit of measure NO | Comm M&E-GA701327 | Y | Y | Y | Y
M3NHFScheduleOfRatesCode | Comm M&E/Radiator Valve:Commercial Cpb 1/2 Reverse 2 Pipe | Comm M&E - Radiator Valve:Commercial Cpb 1/2 Reverse 2 Pipe, unit of measure NO | Comm M&E-GA701328 | Y | Y | Y | Y
M3NHFScheduleOfRatesCode | Comm M&E/Radiator Valve:Domestic Cpbr 15Mm 2 Pipe | Comm M&E - Radiator Valve:Domestic Cpbr 15Mm 2 Pipe, unit of measure NO | Comm M&E-GA701501 | Y | Y | Y | Y
M3NHFScheduleOfRatesCode | Comm M&E/Radiator Valve:Domestic Cpbr 1/2" 2 Pipe | Comm M&E - Radiator Valve:Domestic Cpbr 1/2" 2 Pipe, unit of measure NO | Comm M&E-GA701503 | Y | Y | Y | Y
M3NHFScheduleOfRatesCode | Comm M&E/Radiator Valve:Domestic Cpbr 3/4" 2 Pipe | Comm M&E - Radiator Valve:Domestic Cpbr 3/4" 2 Pipe, unit of measure NO | Comm M&E-GA701505 | Y | Y | Y | Y
M3NHFScheduleOfRatesCode | Comm M&E/Radiator Valve:Domestic Cpbr 3/4" 1 Pipe | Comm M&E - Radiator Valve:Domestic Cpbr 3/4" 1 Pipe, unit of measure NO | Comm M&E-GA701507 | Y | Y | Y | Y
M3NHFScheduleOfRatesCode | Comm M&E/Radiator Valve:Domestic Cpbr 1" 2 Pipe | Comm M&E - Radiator Valve:Domestic Cpbr 1" 2 Pipe, unit of measure NO | Comm M&E-GA701509 | Y | Y | Y | Y
M3NHFScheduleOfRatesCode | Comm M&E/Radiator Valve:Domestic Cpbr 1" 1 Pipe | Comm M&E - Radiator Valve:Domestic Cpbr 1" 1 Pipe, unit of measure NO | Comm M&E-GA701511 | Y | Y | Y | Y
M3NHFScheduleOfRatesCode | Comm M&E/Radiator Valve:Commercial Mcp 1/2" Manual Ang | Comm M&E - Radiator Valve:Commercial Mcp 1/2" Manual Ang, unit of measure NO | Comm M&E-GA701701 | Y | Y | Y | Y
M3NHFScheduleOfRatesCode | Comm M&E/Radiator Valve:Commercial Mcp 3/4" Manual Ang | Comm M&E - Radiator Valve:Commercial Mcp 3/4" Manual Ang, unit of measure NO | Comm M&E-GA701703 | Y | Y | Y | Y
M3NHFScheduleOfRatesCode | Comm M&E/Radiator Valve:Commercial Mcp 1" Manual Ang | Comm M&E - Radiator Valve:Commercial Mcp 1" Manual Ang, unit of measure NO | Comm M&E-GA701705 | Y | Y | Y | Y
M3NHFScheduleOfRatesCode | Comm M&E/Radiator Valve:Commercial Mcp 1/2" Manual St | Comm M&E - Radiator Valve:Commercial Mcp 1/2" Manual St, unit of measure NO | Comm M&E-GA701707 | Y | Y | Y | Y
M3NHFScheduleOfRatesCode | Comm M&E/Radiator Valve:Commercial Mcp 3/4" Manual St | Comm M&E - Radiator Valve:Commercial Mcp 3/4" Manual St, unit of measure NO | Comm M&E-GA701709 | Y | Y | Y | Y
M3NHFScheduleOfRatesCode | Comm M&E/Radiator Valve:Commercial Mcp 1" Manual St | Comm M&E - Radiator Valve:Commercial Mcp 1" Manual St, unit of measure NO | Comm M&E-GA701711 | Y | Y | Y | Y
M3NHFScheduleOfRatesCode | Comm M&E/Radiator Valve:Commercial Pcp 1/2" Manual Ang | Comm M&E - Radiator Valve:Commercial Pcp 1/2" Manual Ang, unit of measure NO | Comm M&E-GA701721 | Y | Y | Y | Y
M3NHFScheduleOfRatesCode | Comm M&E/Radiator Valve:Commercial Pcp 3/4" Manual Ang | Comm M&E - Radiator Valve:Commercial Pcp 3/4" Manual Ang, unit of measure NO | Comm M&E-GA701723 | Y | Y | Y | Y
M3NHFScheduleOfRatesCode | Comm M&E/Radiator Valve:Commercial Pcp 1" Manual Ang | Comm M&E - Radiator Valve:Commercial Pcp 1" Manual Ang, unit of measure NO | Comm M&E-GA701725 | Y | Y | Y | Y
M3NHFScheduleOfRatesCode | Comm M&E/Radiator Valve:Commercial Pcp 1/2" Manual St | Comm M&E - Radiator Valve:Commercial Pcp 1/2" Manual St, unit of measure NO | Comm M&E-GA701727 | Y | Y | Y | Y
M3NHFScheduleOfRatesCode | Comm M&E/Radiator Valve:Commercial Pcp 3/4" Manual St | Comm M&E - Radiator Valve:Commercial Pcp 3/4" Manual St, unit of measure NO | Comm M&E-GA701729 | Y | Y | Y | Y
M3NHFScheduleOfRatesCode | Comm M&E/Radiator Valve:Commercial Pcp 1" Manual St | Comm M&E - Radiator Valve:Commercial Pcp 1" Manual St, unit of measure NO | Comm M&E-GA701731 | Y | Y | Y | Y
M3NHFScheduleOfRatesCode | Comm M&E/Radiator Valve:Domestic Pcp 1/2" Manual Ang | Comm M&E - Radiator Valve:Domestic Pcp 1/2" Manual Ang, unit of measure NO | Comm M&E-GA701751 | Y | Y | Y | Y
M3NHFScheduleOfRatesCode | Comm M&E/Radiator Valve:Domestic Pcp 3/4" Manual Ang | Comm M&E - Radiator Valve:Domestic Pcp 3/4" Manual Ang, unit of measure NO | Comm M&E-GA701753 | Y | Y | Y | Y
M3NHFScheduleOfRatesCode | Comm M&E/Radiator Valve:Domestic Pcp 1" Manual Ang | Comm M&E - Radiator Valve:Domestic Pcp 1" Manual Ang, unit of measure NO | Comm M&E-GA701755 | Y | Y | Y | Y
M3NHFScheduleOfRatesCode | Comm M&E/Radiator Valve:Domestic Pcp 1/2" Manual St | Comm M&E - Radiator Valve:Domestic Pcp 1/2" Manual St, unit of measure NO | Comm M&E-GA701757 | Y | Y | Y | Y
M3NHFScheduleOfRatesCode | Comm M&E/Radiator Valve:Domestic Pcp 3/4 Manual St | Comm M&E - Radiator Valve:Domestic Pcp 3/4 Manual St, unit of measure NO | Comm M&E-GA701759 | Y | Y | Y | Y
M3NHFScheduleOfRatesCode | Comm M&E/Radiator Valve:Domestic Pcp 1" Manual St | Comm M&E - Radiator Valve:Domestic Pcp 1" Manual St, unit of measure NO | Comm M&E-GA701761 | Y | Y | Y | Y
M3NHFScheduleOfRatesCode | Comm M&E/Sensor:Renew Vapour Integral Type | Comm M&E - Sensor:Renew Vapour Integral Type, unit of measure NO | Comm M&E-GA701801 | Y | Y | Y | Y
M3NHFScheduleOfRatesCode | Comm M&E/Sensor:Renew Vapour Remote Type | Comm M&E - Sensor:Renew Vapour Remote Type, unit of measure NO | Comm M&E-GA701803 | Y | Y | Y | Y
M3NHFScheduleOfRatesCode | Comm M&E/Sensor:Renew Vapour Integral Commercial | Comm M&E - Sensor:Renew Vapour Integral Commercial, unit of measure NO | Comm M&E-GA701805 | Y | Y | Y | Y
M3NHFScheduleOfRatesCode | Comm M&E/Sensor:Renew Vapour Remote Commercial | Comm M&E - Sensor:Renew Vapour Remote Commercial, unit of measure NO | Comm M&E-GA701807 | Y | Y | Y | Y
M3NHFScheduleOfRatesCode | Comm M&E/Sensor:Renew Vapour Integral Domestic | Comm M&E - Sensor:Renew Vapour Integral Domestic, unit of measure NO | Comm M&E-GA701809 | Y | Y | Y | Y
M3NHFScheduleOfRatesCode | Comm M&E/Sensor:Renew Vapour Remote Domestic | Comm M&E - Sensor:Renew Vapour Remote Domestic, unit of measure NO | Comm M&E-GA701811 | Y | Y | Y | Y
M3NHFScheduleOfRatesCode | Comm M&E/Sensor:Renew Liquid Integral Type | Comm M&E - Sensor:Renew Liquid Integral Type, unit of measure NO | Comm M&E-GA701821 | Y | Y | Y | Y
M3NHFScheduleOfRatesCode | Comm M&E/Sensor:Renew Liquid Integral Commercial | Comm M&E - Sensor:Renew Liquid Integral Commercial, unit of measure NO | Comm M&E-GA701823 | Y | Y | Y | Y
M3NHFScheduleOfRatesCode | Comm M&E/Sensor:Renew Liquid Remote Commercial | Comm M&E - Sensor:Renew Liquid Remote Commercial, unit of measure NO | Comm M&E-GA701825 | Y | Y | Y | Y
M3NHFScheduleOfRatesCode | Comm M&E/Sensor:Renew Liquid Integral Domestic | Comm M&E - Sensor:Renew Liquid Integral Domestic, unit of measure NO | Comm M&E-GA701831 | Y | Y | Y | Y
M3NHFScheduleOfRatesCode | Comm M&E/Sensor:Renew Liquid Remote Domestic | Comm M&E - Sensor:Renew Liquid Remote Domestic, unit of measure NO | Comm M&E-GA701833 | Y | Y | Y | Y
M3NHFScheduleOfRatesCode | Comm M&E/Pump:Renew Where Isolating Valves Fitted | Comm M&E - Pump:Renew Where Isolating Valves Fitted, unit of measure NO | Comm M&E-GA702001 | Y | Y | Y | Y
M3NHFScheduleOfRatesCode | Comm M&E/Pump:Renew Including Supply Isolating Valves | Comm M&E - Pump:Renew Including Supply Isolating Valves, unit of measure NO | Comm M&E-GA702003 | Y | Y | Y | Y
M3NHFScheduleOfRatesCode | Comm M&E/Pump:Supply New Including Isolating Valves | Comm M&E - Pump:Supply New Including Isolating Valves, unit of measure NO | Comm M&E-GA702005 | Y | Y | Y | Y
M3NHFScheduleOfRatesCode | Comm M&E/Pump:Service And Overhaul | Comm M&E - Pump:Service And Overhaul, unit of measure NO | Comm M&E-GA702007 | Y | Y | Y | Y
M3NHFScheduleOfRatesCode | Comm M&E/Pump:Renew Single Pump Valve | Comm M&E - Pump:Renew Single Pump Valve, unit of measure NO | Comm M&E-GA702009 | Y | Y | Y | Y
M3NHFScheduleOfRatesCode | Comm M&E/Pump:Renew 3/4" Bspf Hws | Comm M&E - Pump:Renew 3/4" Bspf Hws, unit of measure IT | Comm M&E-GA702013 | Y | Y | Y | Y
M3NHFScheduleOfRatesCode | Comm M&E/Pump:Renew 1" Bspf Hws | Comm M&E - Pump:Renew 1" Bspf Hws, unit of measure IT | Comm M&E-GA702015 | Y | Y | Y | Y
M3NHFScheduleOfRatesCode | Comm M&E/Pump:Renew 1 1/2" Bspf Hws | Comm M&E - Pump:Renew 1 1/2" Bspf Hws, unit of measure IT | Comm M&E-GA702017 | Y | Y | Y | Y
M3NHFScheduleOfRatesCode | Comm M&E/Pump:Renew 1 1/4" Bspf Commercial Single | Comm M&E - Pump:Renew 1 1/4" Bspf Commercial Single, unit of measure IT | Comm M&E-GA702019 | Y | Y | Y | Y
M3NHFScheduleOfRatesCode | Comm M&E/Pump:Renew 1 1/2" Bspf Commercial Single | Comm M&E - Pump:Renew 1 1/2" Bspf Commercial Single, unit of measure IT | Comm M&E-GA702021 | Y | Y | Y | Y
M3NHFScheduleOfRatesCode | Comm M&E/Pump:Renew 2" Bspf Commercial Single | Comm M&E - Pump:Renew 2" Bspf Commercial Single, unit of measure IT | Comm M&E-GA702023 | Y | Y | Y | Y
M3NHFScheduleOfRatesCode | Comm M&E/Pump:Renew 1 1/2" Bspf Commercial Twin | Comm M&E - Pump:Renew 1 1/2" Bspf Commercial Twin, unit of measure IT | Comm M&E-GA702025 | Y | Y | Y | Y
M3NHFScheduleOfRatesCode | Comm M&E/Pump:Renew 2" Bspf Commercial Twin | Comm M&E - Pump:Renew 2" Bspf Commercial Twin, unit of measure IT | Comm M&E-GA702027 | Y | Y | Y | Y
M3NHFScheduleOfRatesCode | Comm M&E/Pump:Renew 1 1/2" Bspf Commercial Multi Speed | Comm M&E - Pump:Renew 1 1/2" Bspf Commercial Multi Speed, unit of measure IT | Comm M&E-GA702029 | Y | Y | Y | Y
M3NHFScheduleOfRatesCode | Comm M&E/Pump:Renew 2" Bspf Commercial Multi Speed | Comm M&E - Pump:Renew 2" Bspf Commercial Multi Speed, unit of measure IT | Comm M&E-GA702031 | Y | Y | Y | Y
M3NHFScheduleOfRatesCode | Comm M&E/Pump:Renew 2 1/2" Bspf Commercial Multi Speed | Comm M&E - Pump:Renew 2 1/2" Bspf Commercial Multi Speed, unit of measure IT | Comm M&E-GA702033 | Y | Y | Y | Y
M3NHFScheduleOfRatesCode | Comm M&E/Pump:Renew 3 " Bspf Commercial Multi Speed | Comm M&E - Pump:Renew 3 " Bspf Commercial Multi Speed, unit of measure IT | Comm M&E-GA702035 | Y | Y | Y | Y
M3NHFScheduleOfRatesCode | Comm M&E/Pump:Renew 4" Bspf Commercial Multi Speed | Comm M&E - Pump:Renew 4" Bspf Commercial Multi Speed, unit of measure IT | Comm M&E-GA702037 | Y | Y | Y | Y
M3NHFScheduleOfRatesCode | Comm M&E/Pump:Renew 6" Bspf Commercial Multi Speed | Comm M&E - Pump:Renew 6" Bspf Commercial Multi Speed, unit of measure IT | Comm M&E-GA702038 | Y | Y | Y | Y
M3NHFScheduleOfRatesCode | Comm M&E/Pump:Renew 1 1/2" Bspf Commercial Twin Multi Speed | Comm M&E - Pump:Renew 1 1/2" Bspf Commercial Twin Multi Speed, unit of measure IT | Comm M&E-GA702039 | Y | Y | Y | Y
M3NHFScheduleOfRatesCode | Comm M&E/Pump:Renew 2" Bspf Commercial Twin Multi Speed | Comm M&E - Pump:Renew 2" Bspf Commercial Twin Multi Speed, unit of measure IT | Comm M&E-GA702041 | Y | Y | Y | Y
M3NHFScheduleOfRatesCode | Comm M&E/Pump:Renew 2 1/2" Bspf Commercial Twin Multi Speed | Comm M&E - Pump:Renew 2 1/2" Bspf Commercial Twin Multi Speed, unit of measure IT | Comm M&E-GA702043 | Y | Y | Y | Y
M3NHFScheduleOfRatesCode | Comm M&E/Pump:Renew 3" Bspf Commercial Twin Multi Speed | Comm M&E - Pump:Renew 3" Bspf Commercial Twin Multi Speed, unit of measure IT | Comm M&E-GA702045 | Y | Y | Y | Y
M3NHFScheduleOfRatesCode | Comm M&E/Pump:Renew 4" Bspf Commercial Twin Multi Speed | Comm M&E - Pump:Renew 4" Bspf Commercial Twin Multi Speed, unit of measure IT | Comm M&E-GA702047 | Y | Y | Y | Y
M3NHFScheduleOfRatesCode | Comm M&E/Pump:Renew 6" Bspf Commercial Twin Multi Speed | Comm M&E - Pump:Renew 6" Bspf Commercial Twin Multi Speed, unit of measure IT | Comm M&E-GA702049 | Y | Y | Y | Y
M3NHFScheduleOfRatesCode | Comm M&E/Motorised Valve:Renew 22Mm | Comm M&E - Motorised Valve:Renew 22Mm, unit of measure NO | Comm M&E-GA702501 | Y | Y | Y | Y
M3NHFScheduleOfRatesCode | Comm M&E/Motorised Valve:Renew 28Mm | Comm M&E - Motorised Valve:Renew 28Mm, unit of measure NO | Comm M&E-GA702502 | Y | Y | Y | Y
M3NHFScheduleOfRatesCode | Comm M&E/Motorised Valve:Renew Ne 28Mm Activator | Comm M&E - Motorised Valve:Renew Ne 28Mm Activator, unit of measure NO | Comm M&E-GA702506 | Y | Y | Y | Y
M3NHFScheduleOfRatesCode | Comm M&E/Zone Valve:Renew 22Mm | Comm M&E - Zone Valve:Renew 22Mm, unit of measure NO | Comm M&E-GA702511 | Y | Y | Y | Y
M3NHFScheduleOfRatesCode | Comm M&E/Zone Valve:Renew 28Mm | Comm M&E - Zone Valve:Renew 28Mm, unit of measure NO | Comm M&E-GA702512 | Y | Y | Y | Y
M3NHFScheduleOfRatesCode | Comm M&E/Expansion Bellows:Renew Ne25Mm Steel | Comm M&E - Expansion Bellows:Renew Ne25Mm Steel, unit of measure IT | Comm M&E-GA709101 | Y | Y | Y | Y
M3NHFScheduleOfRatesCode | Comm M&E/Expansion Bellows:Renew Ne50Mm Steel | Comm M&E - Expansion Bellows:Renew Ne50Mm Steel, unit of measure IT | Comm M&E-GA709103 | Y | Y | Y | Y
M3NHFScheduleOfRatesCode | Comm M&E/Expansion Bellows:Renew 65Mm Flanged Steel | Comm M&E - Expansion Bellows:Renew 65Mm Flanged Steel, unit of measure IT | Comm M&E-GA709105 | Y | Y | Y | Y
M3NHFScheduleOfRatesCode | Comm M&E/Expansion Bellows:Renew 80Mm Flanged Steel | Comm M&E - Expansion Bellows:Renew 80Mm Flanged Steel, unit of measure IT | Comm M&E-GA709107 | Y | Y | Y | Y
M3NHFScheduleOfRatesCode | Comm M&E/Expansion Bellows:Renew 100Mm Flanged Steel | Comm M&E - Expansion Bellows:Renew 100Mm Flanged Steel, unit of measure IT | Comm M&E-GA709109 | Y | Y | Y | Y
M3NHFScheduleOfRatesCode | Comm M&E/Expansion Bellows:Renew 150Mm Flanged Steel | Comm M&E - Expansion Bellows:Renew 150Mm Flanged Steel, unit of measure IT | Comm M&E-GA709111 | Y | Y | Y | Y
M3NHFScheduleOfRatesCode | Comm M&E/Expansion Bellows:Renew Ne25Mm Non Ferrous | Comm M&E - Expansion Bellows:Renew Ne25Mm Non Ferrous, unit of measure IT | Comm M&E-GA709201 | Y | Y | Y | Y
M3NHFScheduleOfRatesCode | Comm M&E/Expansion Bellows:Renew Ne50Mm Non Ferrous | Comm M&E - Expansion Bellows:Renew Ne50Mm Non Ferrous, unit of measure IT | Comm M&E-GA709203 | Y | Y | Y | Y
M3NHFScheduleOfRatesCode | Comm M&E/Expansion Bellows:Renew 65Mm Flanged Non Ferrous | Comm M&E - Expansion Bellows:Renew 65Mm Flanged Non Ferrous, unit of measure IT | Comm M&E-GA709205 | Y | Y | Y | Y
M3NHFScheduleOfRatesCode | Comm M&E/Expansion Bellows:Renew 80Mm Flanged Non Ferrous | Comm M&E - Expansion Bellows:Renew 80Mm Flanged Non Ferrous, unit of measure IT | Comm M&E-GA709207 | Y | Y | Y | Y
M3NHFScheduleOfRatesCode | Comm M&E/Expansion Bellows:Renew 100Mm Flanged Non Ferrous | Comm M&E - Expansion Bellows:Renew 100Mm Flanged Non Ferrous, unit of measure IT | Comm M&E-GA709209 | Y | Y | Y | Y
M3NHFScheduleOfRatesCode | Comm M&E/Expansion Bellows:Renew 150Mm Flanged Non Ferrous | Comm M&E - Expansion Bellows:Renew 150Mm Flanged Non Ferrous, unit of measure IT | Comm M&E-GA709211 | Y | Y | Y | Y
M3NHFScheduleOfRatesCode | Comm M&E/Calorifier:Renew Mild Steel Ne 88Kw Capacity | Comm M&E - Calorifier:Renew Mild Steel Ne 88Kw Capacity, unit of measure IT | Comm M&E-GA709301 | Y | Y | Y | Y
M3NHFScheduleOfRatesCode | Comm M&E/Calorifier:Renew Mild Steel Ne 176Kw Capacity | Comm M&E - Calorifier:Renew Mild Steel Ne 176Kw Capacity, unit of measure IT | Comm M&E-GA709303 | Y | Y | Y | Y
M3NHFScheduleOfRatesCode | Comm M&E/Calorifier:Renew Mild Steel Ne 293Kw Capacity | Comm M&E - Calorifier:Renew Mild Steel Ne 293Kw Capacity, unit of measure IT | Comm M&E-GA709305 | Y | Y | Y | Y
M3NHFScheduleOfRatesCode | Comm M&E/Calorifier:Renew Mild Steel Ne 586Kw Capacity | Comm M&E - Calorifier:Renew Mild Steel Ne 586Kw Capacity, unit of measure IT | Comm M&E-GA709307 | Y | Y | Y | Y
M3NHFScheduleOfRatesCode | Comm M&E/Calorifier:Renew Mild Steel Ne 879Kw Capacity | Comm M&E - Calorifier:Renew Mild Steel Ne 879Kw Capacity, unit of measure IT | Comm M&E-GA709309 | Y | Y | Y | Y
M3NHFScheduleOfRatesCode | Comm M&E/Calorifier:Renew Mild Steel Ne 1465Kw Capacity | Comm M&E - Calorifier:Renew Mild Steel Ne 1465Kw Capacity, unit of measure IT | Comm M&E-GA709311 | Y | Y | Y | Y
M3NHFScheduleOfRatesCode | Comm M&E/Calorifier:Renew Mild Steel Ne 2000Kw Capacity | Comm M&E - Calorifier:Renew Mild Steel Ne 2000Kw Capacity, unit of measure IT | Comm M&E-GA709313 | Y | Y | Y | Y
M3NHFScheduleOfRatesCode | Comm M&E/Calorifier:Renew Ms Inverter Ne 88Kw Capacity | Comm M&E - Calorifier:Renew Ms Inverter Ne 88Kw Capacity, unit of measure IT | Comm M&E-GA709401 | Y | Y | Y | Y
M3NHFScheduleOfRatesCode | Comm M&E/Calorifier:Renew Ms Inverter Ne 176Kw Capacity | Comm M&E - Calorifier:Renew Ms Inverter Ne 176Kw Capacity, unit of measure IT | Comm M&E-GA709403 | Y | Y | Y | Y
M3NHFScheduleOfRatesCode | Comm M&E/Calorifier:Renew Ms Inverter Ne 293Kw Capacity | Comm M&E - Calorifier:Renew Ms Inverter Ne 293Kw Capacity, unit of measure IT | Comm M&E-GA709405 | Y | Y | Y | Y
M3NHFScheduleOfRatesCode | Comm M&E/Calorifier:Renew Ms Inverter Ne 586Kw Capacity | Comm M&E - Calorifier:Renew Ms Inverter Ne 586Kw Capacity, unit of measure IT | Comm M&E-GA709407 | Y | Y | Y | Y
M3NHFScheduleOfRatesCode | Comm M&E/Calorifier:Renew Ms Inverter Ne 879Kw Capacity | Comm M&E - Calorifier:Renew Ms Inverter Ne 879Kw Capacity, unit of measure IT | Comm M&E-GA709409 | Y | Y | Y | Y
M3NHFScheduleOfRatesCode | Comm M&E/Calorifier:Renew Ms Inverter Ne 1465Kw Capacity | Comm M&E - Calorifier:Renew Ms Inverter Ne 1465Kw Capacity, unit of measure IT | Comm M&E-GA709411 | Y | Y | Y | Y
M3NHFScheduleOfRatesCode | Comm M&E/Calorifier:Renew Ms Inverter Ne 2000Kw Capacity | Comm M&E - Calorifier:Renew Ms Inverter Ne 2000Kw Capacity, unit of measure IT | Comm M&E-GA709413 | Y | Y | Y | Y
M3NHFScheduleOfRatesCode | Comm M&E/Communal Gas Boiler:Annual Service Ne 80Kw | Comm M&E - Communal Gas Boiler:Annual Service Ne 80Kw, unit of measure IT | Comm M&E-GA810101 | Y | Y | Y | Y | Y
M3NHFScheduleOfRatesCode | Comm M&E/Communal Gas Boiler:Annual Service Add Ne 80Kw | Comm M&E - Communal Gas Boiler:Annual Service Add Ne 80Kw, unit of measure IT | Comm M&E-GA810102 | Y | Y | Y | Y | Y
M3NHFScheduleOfRatesCode | Comm M&E/Communal Gas Boiler:Annual Service Ne 100Kw | Comm M&E - Communal Gas Boiler:Annual Service Ne 100Kw, unit of measure IT | Comm M&E-GA810103 | Y | Y | Y | Y | Y
M3NHFScheduleOfRatesCode | Comm M&E/Communal Gas Boiler:Annual Service Add Ne 100Kw | Comm M&E - Communal Gas Boiler:Annual Service Add Ne 100Kw, unit of measure IT | Comm M&E-GA810104 | Y | Y | Y | Y | Y
M3NHFScheduleOfRatesCode | Comm M&E/Communal Gas Boiler:Annual Service Ne 150Kw | Comm M&E - Communal Gas Boiler:Annual Service Ne 150Kw, unit of measure IT | Comm M&E-GA810105 | Y | Y | Y | Y | Y
M3NHFScheduleOfRatesCode | Comm M&E/Communal Gas Boiler:Annual Service Add Ne 150Kw | Comm M&E - Communal Gas Boiler:Annual Service Add Ne 150Kw, unit of measure IT | Comm M&E-GA810106 | Y | Y | Y | Y | Y
M3NHFScheduleOfRatesCode | Comm M&E/Communal Gas Boiler:Annual Service Ne 200Kw | Comm M&E - Communal Gas Boiler:Annual Service Ne 200Kw, unit of measure IT | Comm M&E-GA810107 | Y | Y | Y | Y | Y
M3NHFScheduleOfRatesCode | Comm M&E/Communal Gas Boiler:Annual Service Add Ne 200Kw | Comm M&E - Communal Gas Boiler:Annual Service Add Ne 200Kw, unit of measure IT | Comm M&E-GA810108 | Y | Y | Y | Y | Y
M3NHFScheduleOfRatesCode | Comm M&E/Communal Gas Boiler:Annual Service Ne 250Kw | Comm M&E - Communal Gas Boiler:Annual Service Ne 250Kw, unit of measure IT | Comm M&E-GA810109 | Y | Y | Y | Y | Y
M3NHFScheduleOfRatesCode | Comm M&E/Communal Gas Boiler:Annual Service Add Ne 250Kw | Comm M&E - Communal Gas Boiler:Annual Service Add Ne 250Kw, unit of measure IT | Comm M&E-GA810110 | Y | Y | Y | Y | Y
M3NHFScheduleOfRatesCode | Comm M&E/Communal Gas Boiler:Annual Service Ne 900Kw | Comm M&E - Communal Gas Boiler:Annual Service Ne 900Kw, unit of measure IT | Comm M&E-GA810111 | Y | Y | Y | Y | Y
M3NHFScheduleOfRatesCode | Comm M&E/Communal Gas Boiler:Annual Service Add Ne 900Kw | Comm M&E - Communal Gas Boiler:Annual Service Add Ne 900Kw, unit of measure IT | Comm M&E-GA810112 | Y | Y | Y | Y | Y
M3NHFScheduleOfRatesCode | Comm M&E/Communal Installation:Inspection Flats | Comm M&E - Communal Installation:Inspection Flats, unit of measure IT | Comm M&E-GA810113 | Y | Y | Y | Y | Y
M3NHFScheduleOfRatesCode | Comm M&E/Communal Installation:Inspection Common Sheltered | Comm M&E - Communal Installation:Inspection Common Sheltered, unit of measure IT | Comm M&E-GA810114 | Y | Y | Y | Y | Y
M3NHFScheduleOfRatesCode | Comm M&E/Communal Installation:Inspection Offices Ne300Sm | Comm M&E - Communal Installation:Inspection Offices Ne300Sm, unit of measure IT | Comm M&E-GA810116 | Y | Y | Y | Y | Y
M3NHFScheduleOfRatesCode | Comm M&E/Communal Installation:Inspection Offices Ne500Sm | Comm M&E - Communal Installation:Inspection Offices Ne500Sm, unit of measure IT | Comm M&E-GA810118 | Y | Y | Y | Y | Y
M3NHFScheduleOfRatesCode | Comm M&E/Communal Installation:Inspection Offices Ne1000Sm | Comm M&E - Communal Installation:Inspection Offices Ne1000Sm, unit of measure IT | Comm M&E-GA810120 | Y | Y | Y | Y | Y
M3NHFScheduleOfRatesCode | Comm M&E/Communal Installation:Inspection Offices Ne1500Sm | Comm M&E - Communal Installation:Inspection Offices Ne1500Sm, unit of measure IT | Comm M&E-GA810122 | Y | Y | Y | Y | Y
M3NHFScheduleOfRatesCode | Comm M&E/Communal Installation:Inspection Offices Ne2000Sm | Comm M&E - Communal Installation:Inspection Offices Ne2000Sm, unit of measure IT | Comm M&E-GA810124 | Y | Y | Y | Y | Y
M3NHFScheduleOfRatesCode | Comm M&E/Communal Gas Boiler:Service Boiler Ne 14000Kw | Comm M&E - Communal Gas Boiler:Service Boiler Ne 14000Kw, unit of measure IT | Comm M&E-GA810131 | Y | Y | Y | Y
M3NHFScheduleOfRatesCode | Comm M&E/Communal Gas Boiler:Service Add Boiler Ne 1400Kw | Comm M&E - Communal Gas Boiler:Service Add Boiler Ne 1400Kw, unit of measure IT | Comm M&E-GA810132 | Y | Y | Y | Y
M3NHFScheduleOfRatesCode | Comm M&E/Communal Gas Boiler:Service Boiler Ne 1850Kw | Comm M&E - Communal Gas Boiler:Service Boiler Ne 1850Kw, unit of measure IT | Comm M&E-GA810133 | Y | Y | Y | Y
M3NHFScheduleOfRatesCode | Comm M&E/Communal Gas Boiler:Service Add Boiler Ne 1850Kw | Comm M&E - Communal Gas Boiler:Service Add Boiler Ne 1850Kw, unit of measure IT | Comm M&E-GA810134 | Y | Y | Y | Y
M3NHFScheduleOfRatesCode | Comm M&E/Communal Gas Boiler:Service Boiler Ne2300Kw | Comm M&E - Communal Gas Boiler:Service Boiler Ne2300Kw, unit of measure IT | Comm M&E-GA810135 | Y | Y | Y | Y
M3NHFScheduleOfRatesCode | Comm M&E/Communal Gas Boiler:Service Add Boiler Ne 2300Kw | Comm M&E - Communal Gas Boiler:Service Add Boiler Ne 2300Kw, unit of measure IT | Comm M&E-GA810136 | Y | Y | Y | Y
M3NHFScheduleOfRatesCode | Comm M&E/Communal Gas Boiler:Service Boiler Ne3500Kw | Comm M&E - Communal Gas Boiler:Service Boiler Ne3500Kw, unit of measure IT | Comm M&E-GA810137 | Y | Y | Y | Y
M3NHFScheduleOfRatesCode | Comm M&E/Communal Gas Boiler:Service Add Boiler Ne 3500Kw | Comm M&E - Communal Gas Boiler:Service Add Boiler Ne 3500Kw, unit of measure IT | Comm M&E-GA810138 | Y | Y | Y | Y
M3NHFScheduleOfRatesCode | Comm M&E/Communal Gas Boiler:Breakdown Ne 80Kw | Comm M&E - Communal Gas Boiler:Breakdown Ne 80Kw, unit of measure IT | Comm M&E-GA810501 | Y | Y | Y | Y | Y
M3NHFScheduleOfRatesCode | Comm M&E/Communal Gas Boiler:Breakdown Ne 80Kw Part Ne£40 | Comm M&E - Communal Gas Boiler:Breakdown Ne 80Kw Part Ne£40, unit of measure IT | Comm M&E-GA810502 | Y | Y | Y | Y | Y
M3NHFScheduleOfRatesCode | Comm M&E/Communal Gas Boiler:Breakdown Ne 80Kw Part Ne£100 | Comm M&E - Communal Gas Boiler:Breakdown Ne 80Kw Part Ne£100, unit of measure IT | Comm M&E-GA810503 | Y | Y | Y | Y | Y
M3NHFScheduleOfRatesCode | Comm M&E/Communal Gas Boiler:Breakdown Ne 80Kw Part Ne£150 | Comm M&E - Communal Gas Boiler:Breakdown Ne 80Kw Part Ne£150, unit of measure IT | Comm M&E-GA810504 | Y | Y | Y | Y | Y
M3NHFScheduleOfRatesCode | Comm M&E/Communal Gas Boiler:Breakdown Ne 80Kw Part Ne£250 | Comm M&E - Communal Gas Boiler:Breakdown Ne 80Kw Part Ne£250, unit of measure IT | Comm M&E-GA810505 | Y | Y | Y | Y | Y
M3NHFScheduleOfRatesCode | Comm M&E/Communal Gas Boiler:Breakdown Ne 80Kw Part Ne£500 | Comm M&E - Communal Gas Boiler:Breakdown Ne 80Kw Part Ne£500, unit of measure IT | Comm M&E-GA810506 | Y | Y | Y | Y | Y
M3NHFScheduleOfRatesCode | Comm M&E/Communal Gas Boiler:Breakdown Ne 100Kw | Comm M&E - Communal Gas Boiler:Breakdown Ne 100Kw, unit of measure IT | Comm M&E-GA810511 | Y | Y | Y | Y | Y
M3NHFScheduleOfRatesCode | Comm M&E/Communal Gas Boiler:Breakdown Ne 100Kw Part Ne£40 | Comm M&E - Communal Gas Boiler:Breakdown Ne 100Kw Part Ne£40, unit of measure IT | Comm M&E-GA810512 | Y | Y | Y | Y | Y
M3NHFScheduleOfRatesCode | Comm M&E/Communal Gas Boiler:Breakdown Ne 100Kw Part Ne£100 | Comm M&E - Communal Gas Boiler:Breakdown Ne 100Kw Part Ne£100, unit of measure IT | Comm M&E-GA810513 | Y | Y | Y | Y | Y
M3NHFScheduleOfRatesCode | Comm M&E/Communal Gas Boiler:Breakdown Ne 100Kw Part Ne£150 | Comm M&E - Communal Gas Boiler:Breakdown Ne 100Kw Part Ne£150, unit of measure IT | Comm M&E-GA810514 | Y | Y | Y | Y | Y
M3NHFScheduleOfRatesCode | Comm M&E/Communal Gas Boiler:Breakdown Ne 100Kw Part Ne£250 | Comm M&E - Communal Gas Boiler:Breakdown Ne 100Kw Part Ne£250, unit of measure IT | Comm M&E-GA810515 | Y | Y | Y | Y | Y
M3NHFScheduleOfRatesCode | Comm M&E/Communal Gas Boiler:Breakdown Ne 100Kw Part Ne£500 | Comm M&E - Communal Gas Boiler:Breakdown Ne 100Kw Part Ne£500, unit of measure IT | Comm M&E-GA810516 | Y | Y | Y | Y | Y
M3NHFScheduleOfRatesCode | Comm M&E/Communal Gas Boiler:Breakdown Ne 150Kw | Comm M&E - Communal Gas Boiler:Breakdown Ne 150Kw, unit of measure IT | Comm M&E-GA810521 | Y | Y | Y | Y | Y
M3NHFScheduleOfRatesCode | Comm M&E/Communal Gas Boiler:Breakdown Ne 150Kw Part Ne£40 | Comm M&E - Communal Gas Boiler:Breakdown Ne 150Kw Part Ne£40, unit of measure IT | Comm M&E-GA810522 | Y | Y | Y | Y | Y
M3NHFScheduleOfRatesCode | Comm M&E/Communal Gas Boiler:Breakdown Ne 150Kw Part Ne£100 | Comm M&E - Communal Gas Boiler:Breakdown Ne 150Kw Part Ne£100, unit of measure IT | Comm M&E-GA810523 | Y | Y | Y | Y | Y
M3NHFScheduleOfRatesCode | Comm M&E/Communal Gas Boiler:Breakdown Ne 150Kw Part Ne£150 | Comm M&E - Communal Gas Boiler:Breakdown Ne 150Kw Part Ne£150, unit of measure IT | Comm M&E-GA810524 | Y | Y | Y | Y | Y
M3NHFScheduleOfRatesCode | Comm M&E/Communal Gas Boiler:Breakdown Ne 150Kw Part Ne£250 | Comm M&E - Communal Gas Boiler:Breakdown Ne 150Kw Part Ne£250, unit of measure IT | Comm M&E-GA810525 | Y | Y | Y | Y | Y
M3NHFScheduleOfRatesCode | Comm M&E/Communal Gas Boiler:Breakdown Ne 150Kw Part Ne£500 | Comm M&E - Communal Gas Boiler:Breakdown Ne 150Kw Part Ne£500, unit of measure IT | Comm M&E-GA810526 | Y | Y | Y | Y | Y
M3NHFScheduleOfRatesCode | Comm M&E/Communal Gas Boiler:Breakdown Ne 200Kw | Comm M&E - Communal Gas Boiler:Breakdown Ne 200Kw, unit of measure IT | Comm M&E-GA810531 | Y | Y | Y | Y | Y
M3NHFScheduleOfRatesCode | Comm M&E/Communal Gas Boiler:Breakdown Ne 200Kw Part Ne£40 | Comm M&E - Communal Gas Boiler:Breakdown Ne 200Kw Part Ne£40, unit of measure IT | Comm M&E-GA810532 | Y | Y | Y | Y | Y
M3NHFScheduleOfRatesCode | Comm M&E/Communal Gas Boiler:Breakdown Ne 200Kw Part Ne£100 | Comm M&E - Communal Gas Boiler:Breakdown Ne 200Kw Part Ne£100, unit of measure IT | Comm M&E-GA810533 | Y | Y | Y | Y | Y
M3NHFScheduleOfRatesCode | Comm M&E/Communal Gas Boiler:Breakdown Ne 200Kw Part Ne£150 | Comm M&E - Communal Gas Boiler:Breakdown Ne 200Kw Part Ne£150, unit of measure IT | Comm M&E-GA810534 | Y | Y | Y | Y | Y
M3NHFScheduleOfRatesCode | Comm M&E/Communal Gas Boiler:Breakdown Ne 200Kw Part Ne£250 | Comm M&E - Communal Gas Boiler:Breakdown Ne 200Kw Part Ne£250, unit of measure IT | Comm M&E-GA810535 | Y | Y | Y | Y | Y
M3NHFScheduleOfRatesCode | Comm M&E/Communal Gas Boiler:Breakdown Ne 200Kw Part Ne£500 | Comm M&E - Communal Gas Boiler:Breakdown Ne 200Kw Part Ne£500, unit of measure IT | Comm M&E-GA810536 | Y | Y | Y | Y | Y
M3NHFScheduleOfRatesCode | Comm M&E/Communal Gas Boiler:Breakdown Ne 250Kw | Comm M&E - Communal Gas Boiler:Breakdown Ne 250Kw, unit of measure IT | Comm M&E-GA810541 | Y | Y | Y | Y | Y
M3NHFScheduleOfRatesCode | Comm M&E/Communal Gas Boiler:Breakdown Ne 250Kw Part Ne£40 | Comm M&E - Communal Gas Boiler:Breakdown Ne 250Kw Part Ne£40, unit of measure IT | Comm M&E-GA810542 | Y | Y | Y | Y | Y
M3NHFScheduleOfRatesCode | Comm M&E/Communal Gas Boiler:Breakdown Ne 250Kw Part Ne£100 | Comm M&E - Communal Gas Boiler:Breakdown Ne 250Kw Part Ne£100, unit of measure IT | Comm M&E-GA810543 | Y | Y | Y | Y | Y
M3NHFScheduleOfRatesCode | Comm M&E/Communal Gas Boiler:Breakdown Ne 250Kw Part Ne£150 | Comm M&E - Communal Gas Boiler:Breakdown Ne 250Kw Part Ne£150, unit of measure IT | Comm M&E-GA810544 | Y | Y | Y | Y | Y
M3NHFScheduleOfRatesCode | Comm M&E/Communal Gas Boiler:Breakdown Ne 250Kw Part Ne£250 | Comm M&E - Communal Gas Boiler:Breakdown Ne 250Kw Part Ne£250, unit of measure IT | Comm M&E-GA810545 | Y | Y | Y | Y | Y
M3NHFScheduleOfRatesCode | Comm M&E/Communal Gas Boiler:Breakdown Ne 250Kw Part Ne£500 | Comm M&E - Communal Gas Boiler:Breakdown Ne 250Kw Part Ne£500, unit of measure IT | Comm M&E-GA810546 | Y | Y | Y | Y | Y
M3NHFScheduleOfRatesCode | Comm M&E/Communal Gas Boiler:Breakdown Ne 900Kw | Comm M&E - Communal Gas Boiler:Breakdown Ne 900Kw, unit of measure IT | Comm M&E-GA810551 | Y | Y | Y | Y | Y
M3NHFScheduleOfRatesCode | Comm M&E/Communal Gas Boiler:Breakdown Ne 900Kw Part Ne£40 | Comm M&E - Communal Gas Boiler:Breakdown Ne 900Kw Part Ne£40, unit of measure IT | Comm M&E-GA810552 | Y | Y | Y | Y | Y
M3NHFScheduleOfRatesCode | Comm M&E/Communal Gas Boiler:Breakdown Ne 900Kw Part Ne£100 | Comm M&E - Communal Gas Boiler:Breakdown Ne 900Kw Part Ne£100, unit of measure IT | Comm M&E-GA810553 | Y | Y | Y | Y | Y
M3NHFScheduleOfRatesCode | Comm M&E/Communal Gas Boiler:Breakdown Ne 900Kw Part Ne£150 | Comm M&E - Communal Gas Boiler:Breakdown Ne 900Kw Part Ne£150, unit of measure IT | Comm M&E-GA810554 | Y | Y | Y | Y | Y
M3NHFScheduleOfRatesCode | Comm M&E/Communal Gas Boiler:Breakdown Ne 900Kw Part Ne£250 | Comm M&E - Communal Gas Boiler:Breakdown Ne 900Kw Part Ne£250, unit of measure IT | Comm M&E-GA810555 | Y | Y | Y | Y | Y
M3NHFScheduleOfRatesCode | Comm M&E/Communal Gas Boiler:Breakdown Ne 900Kw Part Ne£500 | Comm M&E - Communal Gas Boiler:Breakdown Ne 900Kw Part Ne£500, unit of measure IT | Comm M&E-GA810556 | Y | Y | Y | Y | Y
M3NHFScheduleOfRatesCode | Comm M&E/Communal Gas Boiler:Breakdown Ne1400Kw | Comm M&E - Communal Gas Boiler:Breakdown Ne1400Kw, unit of measure IT | Comm M&E-GA810557 | Y | Y | Y | Y
M3NHFScheduleOfRatesCode | Comm M&E/Communal Gas Boiler:Breakdown Ne1400Kw Part Ne£40 | Comm M&E - Communal Gas Boiler:Breakdown Ne1400Kw Part Ne£40, unit of measure IT | Comm M&E-GA810558 | Y | Y | Y | Y
M3NHFScheduleOfRatesCode | Comm M&E/Communal Gas Boiler:Breakdown Ne1400Kw Part Ne£100 | Comm M&E - Communal Gas Boiler:Breakdown Ne1400Kw Part Ne£100, unit of measure IT | Comm M&E-GA810559 | Y | Y | Y | Y
M3NHFScheduleOfRatesCode | Comm M&E/Communal Gas Boiler:Breakdown Ne1400Kw Part Ne£150 | Comm M&E - Communal Gas Boiler:Breakdown Ne1400Kw Part Ne£150, unit of measure IT | Comm M&E-GA810560 | Y | Y | Y | Y
M3NHFScheduleOfRatesCode | Comm M&E/Communal Gas Boiler:Breakdown Ne1400Kw Part Ne£250 | Comm M&E - Communal Gas Boiler:Breakdown Ne1400Kw Part Ne£250, unit of measure IT | Comm M&E-GA810561 | Y | Y | Y | Y
M3NHFScheduleOfRatesCode | Comm M&E/Communal Gas Boiler:Breakdown Ne1400Kw Part Ne£500 | Comm M&E - Communal Gas Boiler:Breakdown Ne1400Kw Part Ne£500, unit of measure IT | Comm M&E-GA810562 | Y | Y | Y | Y
M3NHFScheduleOfRatesCode | Comm M&E/Communal Gas Boiler:Breakdown Ne1850Kw | Comm M&E - Communal Gas Boiler:Breakdown Ne1850Kw, unit of measure IT | Comm M&E-GA810563 | Y | Y | Y | Y
M3NHFScheduleOfRatesCode | Comm M&E/Communal Gas Boiler:Breakdown Ne1850Kw Part Ne£40 | Comm M&E - Communal Gas Boiler:Breakdown Ne1850Kw Part Ne£40, unit of measure IT | Comm M&E-GA810564 | Y | Y | Y | Y
M3NHFScheduleOfRatesCode | Comm M&E/Communal Gas Boiler:Breakdown Ne1850Kw Part Ne£100 | Comm M&E - Communal Gas Boiler:Breakdown Ne1850Kw Part Ne£100, unit of measure IT | Comm M&E-GA810565 | Y | Y | Y | Y
M3NHFScheduleOfRatesCode | Comm M&E/Communal Gas Boiler:Breakdown Ne1850Kw Part Ne£150 | Comm M&E - Communal Gas Boiler:Breakdown Ne1850Kw Part Ne£150, unit of measure IT | Comm M&E-GA810566 | Y | Y | Y | Y
M3NHFScheduleOfRatesCode | Comm M&E/Communal Gas Boiler:Breakdown Ne1850Kw Part Ne£250 | Comm M&E - Communal Gas Boiler:Breakdown Ne1850Kw Part Ne£250, unit of measure IT | Comm M&E-GA810567 | Y | Y | Y | Y
M3NHFScheduleOfRatesCode | Comm M&E/Communal Gas Boiler:Breakdown Ne1850Kw Part Ne£500 | Comm M&E - Communal Gas Boiler:Breakdown Ne1850Kw Part Ne£500, unit of measure IT | Comm M&E-GA810568 | Y | Y | Y | Y
M3NHFScheduleOfRatesCode | Comm M&E/Communal Gas Boiler:Breakdown Ne2300Kw | Comm M&E - Communal Gas Boiler:Breakdown Ne2300Kw, unit of measure IT | Comm M&E-GA810569 | Y | Y | Y | Y
M3NHFScheduleOfRatesCode | Comm M&E/Communal Gas Boiler:Breakdown Ne2300Kw Part Ne£40 | Comm M&E - Communal Gas Boiler:Breakdown Ne2300Kw Part Ne£40, unit of measure IT | Comm M&E-GA810570 | Y | Y | Y | Y
M3NHFScheduleOfRatesCode | Comm M&E/Communal Gas Boiler:Breakdown Ne2300Kw Part Ne£100 | Comm M&E - Communal Gas Boiler:Breakdown Ne2300Kw Part Ne£100, unit of measure IT | Comm M&E-GA810571 | Y | Y | Y | Y
M3NHFScheduleOfRatesCode | Comm M&E/Communal Gas Boiler:Breakdown Ne2300Kw Part Ne£150 | Comm M&E - Communal Gas Boiler:Breakdown Ne2300Kw Part Ne£150, unit of measure IT | Comm M&E-GA810572 | Y | Y | Y | Y
M3NHFScheduleOfRatesCode | Comm M&E/Communal Gas Boiler:Breakdown Ne2300Kw Part Ne£250 | Comm M&E - Communal Gas Boiler:Breakdown Ne2300Kw Part Ne£250, unit of measure IT | Comm M&E-GA810573 | Y | Y | Y | Y
M3NHFScheduleOfRatesCode | Comm M&E/Communal Gas Boiler:Breakdown Ne2300Kw Part Ne£500 | Comm M&E - Communal Gas Boiler:Breakdown Ne2300Kw Part Ne£500, unit of measure IT | Comm M&E-GA810574 | Y | Y | Y | Y
M3NHFScheduleOfRatesCode | Comm M&E/Communal Gas Boiler:Breakdown Ne3500Kw | Comm M&E - Communal Gas Boiler:Breakdown Ne3500Kw, unit of measure IT | Comm M&E-GA810575 | Y | Y | Y | Y
M3NHFScheduleOfRatesCode | Comm M&E/Communal Gas Boiler:Breakdown Ne3500Kw Part Ne£40 | Comm M&E - Communal Gas Boiler:Breakdown Ne3500Kw Part Ne£40, unit of measure IT | Comm M&E-GA810576 | Y | Y | Y | Y
M3NHFScheduleOfRatesCode | Comm M&E/Communal Gas Boiler:Breakdown Ne3500Kw Part Ne£100 | Comm M&E - Communal Gas Boiler:Breakdown Ne3500Kw Part Ne£100, unit of measure IT | Comm M&E-GA810577 | Y | Y | Y | Y
M3NHFScheduleOfRatesCode | Comm M&E/Communal Gas Boiler:Breakdown Ne3500Kw Part Ne£150 | Comm M&E - Communal Gas Boiler:Breakdown Ne3500Kw Part Ne£150, unit of measure IT | Comm M&E-GA810578 | Y | Y | Y | Y
M3NHFScheduleOfRatesCode | Comm M&E/Communal Gas Boiler:Breakdown Ne3500Kw Part Ne£250 | Comm M&E - Communal Gas Boiler:Breakdown Ne3500Kw Part Ne£250, unit of measure IT | Comm M&E-GA810579 | Y | Y | Y | Y
M3NHFScheduleOfRatesCode | Comm M&E/Communal Gas Boiler:Breakdown Ne3500Kw Part Ne£500 | Comm M&E - Communal Gas Boiler:Breakdown Ne3500Kw Part Ne£500, unit of measure IT | Comm M&E-GA810580 | Y | Y | Y | Y
M3NHFScheduleOfRatesCode | Comm M&E/Gas Floor Standing Boiler Ne 29Kw:Annual Service | Comm M&E - Gas Floor Standing Boiler Ne 29Kw:Annual Service, unit of measure NO | Comm M&E-GA820101 | Y | Y | Y | Y | Y
M3NHFScheduleOfRatesCode | Comm M&E/Gas Floor Standing Boiler Ne 39Kw:Annual Service | Comm M&E - Gas Floor Standing Boiler Ne 39Kw:Annual Service, unit of measure NO | Comm M&E-GA820103 | Y | Y | Y | Y | Y
M3NHFScheduleOfRatesCode | Comm M&E/Gas Wall Mounted Boiler Ne 24Kw:Annual Service | Comm M&E - Gas Wall Mounted Boiler Ne 24Kw:Annual Service, unit of measure NO | Comm M&E-GA820105 | Y | Y | Y | Y | Y
M3NHFScheduleOfRatesCode | Comm M&E/Gas Fire And Backboiler Unit:Annual Service | Comm M&E - Gas Fire And Backboiler Unit:Annual Service, unit of measure NO | Comm M&E-GA820107 | Y | Y | Y | Y | Y
M3NHFScheduleOfRatesCode | Comm M&E/Gas Fire:Annual Service | Comm M&E - Gas Fire:Annual Service, unit of measure NO | Comm M&E-GA820109 | Y | Y | Y | Y | Y
M3NHFScheduleOfRatesCode | Comm M&E/Gas Wall Heater:Annual Service | Comm M&E - Gas Wall Heater:Annual Service, unit of measure NO | Comm M&E-GA820111 | Y | Y | Y | Y | Y
M3NHFScheduleOfRatesCode | Comm M&E/Gas Multipoint Water Heater:Annual Service | Comm M&E - Gas Multipoint Water Heater:Annual Service, unit of measure NO | Comm M&E-GA820113 | Y | Y | Y | Y | Y
M3NHFScheduleOfRatesCode | Comm M&E/Gas Single Point Water Heater:Annual Service | Comm M&E - Gas Single Point Water Heater:Annual Service, unit of measure NO | Comm M&E-GA820115 | Y | Y | Y | Y | Y
M3NHFScheduleOfRatesCode | Comm M&E/Gas Warm Air Heater:Annual Service | Comm M&E - Gas Warm Air Heater:Annual Service, unit of measure NO | Comm M&E-GA820117 | Y | Y | Y | Y | Y
M3NHFScheduleOfRatesCode | Comm M&E/Gas Warm Air/Water Heater:Annual Service | Comm M&E - Gas Warm Air/Water Heater:Annual Service, unit of measure NO | Comm M&E-GA820119 | Y | Y | Y | Y | Y
M3NHFScheduleOfRatesCode | Comm M&E/Gas Domestic Cooker:Annual Service | Comm M&E - Gas Domestic Cooker:Annual Service, unit of measure NO | Comm M&E-GA820121 | Y | Y | Y | Y | Y
M3NHFScheduleOfRatesCode | Comm M&E/Gas Appliance:Abandoned Annual Service | Comm M&E - Gas Appliance:Abandoned Annual Service, unit of measure NO | Comm M&E-GA820123 | Y | Y | Y | Y | Y
M3NHFScheduleOfRatesCode | Comm M&E/Gas Hot Water Boiler Ne 29Kw:Annual Service | Comm M&E - Gas Hot Water Boiler Ne 29Kw:Annual Service, unit of measure NO | Comm M&E-GA820131 | Y | Y | Y | Y | Y
M3NHFScheduleOfRatesCode | Comm M&E/Gas Hot Water Boiler Ne 44Kw:Annual Service | Comm M&E - Gas Hot Water Boiler Ne 44Kw:Annual Service, unit of measure NO | Comm M&E-GA820133 | Y | Y | Y | Y | Y
M3NHFScheduleOfRatesCode | Comm M&E/Gas Hot Water Boiler Ne 88Kw:Annual Service | Comm M&E - Gas Hot Water Boiler Ne 88Kw:Annual Service, unit of measure NO | Comm M&E-GA820135 | Y | Y | Y | Y | Y
M3NHFScheduleOfRatesCode | Comm M&E/Gas Boiler Ne 29Kw:Breakdown Ne29Kw | Comm M&E - Gas Boiler Ne 29Kw:Breakdown Ne29Kw, unit of measure NO | Comm M&E-GA825101 | Y | Y | Y | Y | Y
M3NHFScheduleOfRatesCode | Comm M&E/Gas Boiler Ne 29Kw:Breakdown Ne29Kw Parts Ne £40 | Comm M&E - Gas Boiler Ne 29Kw:Breakdown Ne29Kw Parts Ne £40, unit of measure NO | Comm M&E-GA825102 | Y | Y | Y | Y | Y
M3NHFScheduleOfRatesCode | Comm M&E/Gas Boiler Ne 29Kw:Breakdown Ne29Kw Parts Ne £100 | Comm M&E - Gas Boiler Ne 29Kw:Breakdown Ne29Kw Parts Ne £100, unit of measure NO | Comm M&E-GA825103 | Y | Y | Y | Y | Y
M3NHFScheduleOfRatesCode | Comm M&E/Gas Boiler Ne 29Kw:Breakdown Ne29Kw Parts Ne £150 | Comm M&E - Gas Boiler Ne 29Kw:Breakdown Ne29Kw Parts Ne £150, unit of measure NO | Comm M&E-GA825105 | Y | Y | Y | Y | Y
M3NHFScheduleOfRatesCode | Comm M&E/Gas Boiler Ne 44Kw:Breakdown Ne29Kw | Comm M&E - Gas Boiler Ne 44Kw:Breakdown Ne29Kw, unit of measure NO | Comm M&E-GA825107 | Y | Y | Y | Y | Y
M3NHFScheduleOfRatesCode | Comm M&E/Gas Boiler Ne 44Kw:Breakdown Ne29Kw Parts Ne £40 | Comm M&E - Gas Boiler Ne 44Kw:Breakdown Ne29Kw Parts Ne £40, unit of measure NO | Comm M&E-GA825109 | Y | Y | Y | Y | Y
M3NHFScheduleOfRatesCode | Comm M&E/Gas Boiler Ne 44Kw:Breakdown Ne29Kw Parts Ne £100 | Comm M&E - Gas Boiler Ne 44Kw:Breakdown Ne29Kw Parts Ne £100, unit of measure NO | Comm M&E-GA825111 | Y | Y | Y | Y | Y
M3NHFScheduleOfRatesCode | Comm M&E/Gas Boiler Ne 44Kw:Breakdown Ne29Kw Parts Ne £150 | Comm M&E - Gas Boiler Ne 44Kw:Breakdown Ne29Kw Parts Ne £150, unit of measure NO | Comm M&E-GA825113 | Y | Y | Y | Y | Y
M3NHFScheduleOfRatesCode | Comm M&E/Gas Fire:Breakdown | Comm M&E - Gas Fire:Breakdown, unit of measure NO | Comm M&E-GA825115 | Y | Y | Y | Y | Y
M3NHFScheduleOfRatesCode | Comm M&E/Gas Fire:Breakdown Parts Ne £40 | Comm M&E - Gas Fire:Breakdown Parts Ne £40, unit of measure NO | Comm M&E-GA825117 | Y | Y | Y | Y | Y
M3NHFScheduleOfRatesCode | Comm M&E/Gas Fire:Breakdown Parts Ne £100 | Comm M&E - Gas Fire:Breakdown Parts Ne £100, unit of measure NO | Comm M&E-GA825119 | Y | Y | Y | Y | Y
M3NHFScheduleOfRatesCode | Comm M&E/Gas Multi Point Water Heater:Breakdown | Comm M&E - Gas Multi Point Water Heater:Breakdown, unit of measure NO | Comm M&E-GA825121 | Y | Y | Y | Y | Y
M3NHFScheduleOfRatesCode | Comm M&E/Gas Multi Point Water Heater:Breakdown Part Ne £40 | Comm M&E - Gas Multi Point Water Heater:Breakdown Part Ne £40, unit of measure NO | Comm M&E-GA825123 | Y | Y | Y | Y | Y
M3NHFScheduleOfRatesCode | Comm M&E/Gas Multi Point Water Heater:Breakdown Part Ne£100 | Comm M&E - Gas Multi Point Water Heater:Breakdown Part Ne£100, unit of measure NO | Comm M&E-GA825125 | Y | Y | Y | Y | Y
M3NHFScheduleOfRatesCode | Comm M&E/Gas Single Point Water Heater:Breakdown | Comm M&E - Gas Single Point Water Heater:Breakdown, unit of measure NO | Comm M&E-GA825127 | Y | Y | Y | Y | Y
M3NHFScheduleOfRatesCode | Comm M&E/Gas Single Point Water Heater:Breakdown Part Ne£40 | Comm M&E - Gas Single Point Water Heater:Breakdown Part Ne£40, unit of measure NO | Comm M&E-GA825129 | Y | Y | Y | Y | Y
M3NHFScheduleOfRatesCode | Comm M&E/Dwelling:Survey | Comm M&E - Dwelling:Survey, unit of measure IT | Comm M&E-GA830101 | Y | Y | Y | Y | Y
M3NHFScheduleOfRatesCode | Comm M&E/Flue:Smoke Test And Report | Comm M&E - Flue:Smoke Test And Report, unit of measure IT | Comm M&E-GA830103 | Y | Y | Y | Y | Y
M3NHFScheduleOfRatesCode | Comm M&E/Dwelling:Check And Test Gas Installation | Comm M&E - Dwelling:Check And Test Gas Installation, unit of measure IT | Comm M&E-GA830105 | Y | Y | Y | Y | Y
M3NHFScheduleOfRatesCode | Comm M&E/Group Properties:Service Dwelling Installations | Comm M&E - Group Properties:Service Dwelling Installations, unit of measure IT | Comm M&E-GA840101 | Y | Y | Y | Y | Y
M3NHFScheduleOfRatesCode | Comm M&E/Group Properties:Service Communal Installations | Comm M&E - Group Properties:Service Communal Installations, unit of measure IT | Comm M&E-GA840103 | Y | Y | Y | Y | Y
M3NHFScheduleOfRatesCode | Comm M&E/Radiator Valve:Renew Valve And Drain Down | Comm M&E - Radiator Valve:Renew Valve And Drain Down, unit of measure IT | Comm M&E-GA850101 | Y | Y | Y | Y | Y
M3NHFScheduleOfRatesCode | Comm M&E/Radiator Valve:Renew Whilst System Drained | Comm M&E - Radiator Valve:Renew Whilst System Drained, unit of measure IT | Comm M&E-GA850103 | Y | Y | Y | Y | Y
M3NHFScheduleOfRatesCode | Comm M&E/Radiator Valve:Renew Loop Balance Valve Drain Down | Comm M&E - Radiator Valve:Renew Loop Balance Valve Drain Down, unit of measure NO | Comm M&E-GA850105 | Y | Y | Y | Y | Y
M3NHFScheduleOfRatesCode | Comm M&E/Radiator Valve:Renew Loop Balance Whilst Drained | Comm M&E - Radiator Valve:Renew Loop Balance Whilst Drained, unit of measure NO | Comm M&E-GA850107 | Y | Y | Y | Y | Y
M3NHFScheduleOfRatesCode | Comm M&E/Radiator:Renew Single Panel Ne 450X1000 | Comm M&E - Radiator:Renew Single Panel Ne 450X1000, unit of measure IT | Comm M&E-GA860101 | Y | Y | Y | Y | Y
M3NHFScheduleOfRatesCode | Comm M&E/Radiator:Renew Single Panel Ne 450X2000 | Comm M&E - Radiator:Renew Single Panel Ne 450X2000, unit of measure IT | Comm M&E-GA860103 | Y | Y | Y | Y | Y
M3NHFScheduleOfRatesCode | Comm M&E/Radiator:Renew Single Panel Ne 700X1000 | Comm M&E - Radiator:Renew Single Panel Ne 700X1000, unit of measure IT | Comm M&E-GA860105 | Y | Y | Y | Y | Y
M3NHFScheduleOfRatesCode | Comm M&E/Radiator:Renew Single Panel Ne 700X2000 | Comm M&E - Radiator:Renew Single Panel Ne 700X2000, unit of measure IT | Comm M&E-GA860107 | Y | Y | Y | Y | Y
M3NHFScheduleOfRatesCode | Comm M&E/Radiator:Renew Double Panel Ne 450X1000 | Comm M&E - Radiator:Renew Double Panel Ne 450X1000, unit of measure IT | Comm M&E-GA860109 | Y | Y | Y | Y | Y
M3NHFScheduleOfRatesCode | Comm M&E/Radiator:Renew Double Panel Ne 450X2000 | Comm M&E - Radiator:Renew Double Panel Ne 450X2000, unit of measure IT | Comm M&E-GA860111 | Y | Y | Y | Y | Y
M3NHFScheduleOfRatesCode | Comm M&E/Radiator:Renew Double Panel Ne 700X1000 | Comm M&E - Radiator:Renew Double Panel Ne 700X1000, unit of measure IT | Comm M&E-GA860113 | Y | Y | Y | Y | Y
M3NHFScheduleOfRatesCode | Comm M&E/Radiator:Renew Double Panel Ne 700X2000 | Comm M&E - Radiator:Renew Double Panel Ne 700X2000, unit of measure IT | Comm M&E-GA860117 | Y | Y | Y | Y
M3NHFScheduleOfRatesCode | Comm M&E/Heating Control:Test And Commission | Comm M&E - Heating Control:Test And Commission, unit of measure IT | Comm M&E-GA870101 | Y | Y | Y | Y | Y
M3NHFScheduleOfRatesCode | Comm M&E/Heating Scheme:Renew Pressure Controller | Comm M&E - Heating Scheme:Renew Pressure Controller, unit of measure IT | Comm M&E-GA880101 | Y | Y | Y | Y | Y
M3NHFScheduleOfRatesCode | Comm M&E/Heating Scheme:Renew District Heating Board | Comm M&E - Heating Scheme:Renew District Heating Board, unit of measure IT | Comm M&E-GA880103 | Y | Y | Y | Y | Y
M3NHFScheduleOfRatesCode | Comm M&E/Heating Scheme:Renew E50 Main Unit | Comm M&E - Heating Scheme:Renew E50 Main Unit, unit of measure IT | Comm M&E-GA880105 | Y | Y | Y | Y | Y
M3NHFScheduleOfRatesCode | Comm M&E/Heating Scheme:Renew E50 Display Unit | Comm M&E - Heating Scheme:Renew E50 Display Unit, unit of measure IT | Comm M&E-GA880107 | Y | Y | Y | Y | Y
M3NHFScheduleOfRatesCode | Comm M&E/Heating Scheme:Renew E50 Flow Temperature Sensor | Comm M&E - Heating Scheme:Renew E50 Flow Temperature Sensor, unit of measure IT | Comm M&E-GA880109 | Y | Y | Y | Y | Y
M3NHFScheduleOfRatesCode | Comm M&E/Heating Scheme:Renew E25 Meter | Comm M&E - Heating Scheme:Renew E25 Meter, unit of measure IT | Comm M&E-GA880111 | Y | Y | Y | Y | Y
M3NHFScheduleOfRatesCode | Comm M&E/Heating Scheme:Renew Ezs Temperature Sensor | Comm M&E - Heating Scheme:Renew Ezs Temperature Sensor, unit of measure IT | Comm M&E-GA880113 | Y | Y | Y | Y | Y
M3NHFScheduleOfRatesCode | Comm M&E/Heating Scheme:Renew Ems Unit | Comm M&E - Heating Scheme:Renew Ems Unit, unit of measure IT | Comm M&E-GA880115 | Y | Y | Y | Y | Y
M3NHFScheduleOfRatesCode | Comm M&E/Heating Scheme:Renew Ens Psu Unit | Comm M&E - Heating Scheme:Renew Ens Psu Unit, unit of measure IT | Comm M&E-GA880117 | Y | Y | Y | Y | Y
M3NHFScheduleOfRatesCode | Comm M&E/Heating Scheme:Renew Ems Power Unit Assembly | Comm M&E - Heating Scheme:Renew Ems Power Unit Assembly, unit of measure IT | Comm M&E-GA880119 | Y | Y | Y | Y | Y
M3NHFScheduleOfRatesCode | Comm M&E/Heating Scheme:Renew Ems Logic Controller | Comm M&E - Heating Scheme:Renew Ems Logic Controller, unit of measure IT | Comm M&E-GA880121 | Y | Y | Y | Y | Y
M3NHFScheduleOfRatesCode | Comm M&E/Heating Scheme:Identify Fault On Phc | Comm M&E - Heating Scheme:Identify Fault On Phc, unit of measure IT | Comm M&E-GA880201 | Y | Y | Y | Y | Y
M3NHFScheduleOfRatesCode | Comm M&E/Heating Scheme:Identify Fault On E25 | Comm M&E - Heating Scheme:Identify Fault On E25, unit of measure IT | Comm M&E-GA880203 | Y | Y | Y | Y | Y
M3NHFScheduleOfRatesCode | Comm M&E/Heating Scheme:Identify Fault On E50 | Comm M&E - Heating Scheme:Identify Fault On E50, unit of measure IT | Comm M&E-GA880205 | Y | Y | Y | Y | Y
M3NHFScheduleOfRatesCode | Comm M&E/Heating Scheme:Commission E25 | Comm M&E - Heating Scheme:Commission E25, unit of measure IT | Comm M&E-GA880301 | Y | Y | Y | Y | Y
M3NHFScheduleOfRatesCode | Comm M&E/Heating Scheme:Commission E50 | Comm M&E - Heating Scheme:Commission E50, unit of measure IT | Comm M&E-GA880303 | Y | Y | Y | Y | Y
M3NHFScheduleOfRatesCode | Comm M&E/Heating Scheme:Commission Ems | Comm M&E - Heating Scheme:Commission Ems, unit of measure IT | Comm M&E-GA880305 | Y | Y | Y | Y | Y
M3NHFScheduleOfRatesCode | Comm M&E/Automatic Air Vent:Renew Or Repair | Comm M&E - Automatic Air Vent:Renew Or Repair, unit of measure IT | Comm M&E-GA880401 | Y | Y | Y | Y | Y
M3NHFScheduleOfRatesCode | Comm M&E/District Heating:Test And Turn On | Comm M&E - District Heating:Test And Turn On, unit of measure IT | Comm M&E-GA880501 | Y | Y | Y | Y | Y
M3NHFScheduleOfRatesCode | Comm M&E/District Heating:Drain Down | Comm M&E - District Heating:Drain Down, unit of measure IT | Comm M&E-GA880503 | Y | Y | Y | Y | Y
M3NHFScheduleOfRatesCode | Comm M&E/District Heating:Refill Vent And Test | Comm M&E - District Heating:Refill Vent And Test, unit of measure IT | Comm M&E-GA880505 | Y | Y | Y | Y | Y
M3NHFScheduleOfRatesCode | Comm M&E/Pipework:Strip Steel | Comm M&E - Pipework:Strip Steel, unit of measure LM | Comm M&E-GA880601 | Y | Y | Y | Y | Y
M3NHFScheduleOfRatesCode | Comm M&E/Pipe:Renew 15Mm Steel Medium Grade Screwed Joints | Comm M&E - Pipe:Renew 15Mm Steel Medium Grade Screwed Joints, unit of measure LM | Comm M&E-GA880603 | Y | Y | Y | Y | Y
M3NHFScheduleOfRatesCode | Comm M&E/Pipe:Renew 15Mm Steel Medium Grade Welded Joints | Comm M&E - Pipe:Renew 15Mm Steel Medium Grade Welded Joints, unit of measure LM | Comm M&E-GA880605 | Y | Y | Y | Y | Y
M3NHFScheduleOfRatesCode | Comm M&E/Pipe:Renew 40Mm Steel Medium Grade Screwed Joints | Comm M&E - Pipe:Renew 40Mm Steel Medium Grade Screwed Joints, unit of measure LM | Comm M&E-GA880607 | Y | Y | Y | Y | Y
M3NHFScheduleOfRatesCode | Comm M&E/Pipe Fitting:Renew 15Mm Steel Pipe Fitting | Comm M&E - Pipe Fitting:Renew 15Mm Steel Pipe Fitting, unit of measure NO | Comm M&E-GA880609 | Y | Y | Y | Y | Y
M3NHFScheduleOfRatesCode | Comm M&E/Pipe Fitting:Renew 25Mm Steel Pipe Fitting | Comm M&E - Pipe Fitting:Renew 25Mm Steel Pipe Fitting, unit of measure NO | Comm M&E-GA880611 | Y | Y | Y | Y | Y
M3NHFScheduleOfRatesCode | Comm M&E/Pipe Fitting:Renew 32Mm Steel Pipe Fitting | Comm M&E - Pipe Fitting:Renew 32Mm Steel Pipe Fitting, unit of measure NO | Comm M&E-GA880613 | Y | Y | Y | Y | Y
M3NHFScheduleOfRatesCode | Comm M&E/Pipe Fitting:Renew 15Mm Jet Ball Valve | Comm M&E - Pipe Fitting:Renew 15Mm Jet Ball Valve, unit of measure NO | Comm M&E-GA880615 | Y | Y | Y | Y | Y
M3NHFScheduleOfRatesCode | Comm M&E/Pipe Fitting:Renew 40Mm Jet Ball Valve | Comm M&E - Pipe Fitting:Renew 40Mm Jet Ball Valve, unit of measure NO | Comm M&E-GA880616 | Y | Y | Y | Y
M3NHFScheduleOfRatesCode | Comm M&E/Pipe Fitting:Supply And Install By-Pass Valve | Comm M&E - Pipe Fitting:Supply And Install By-Pass Valve, unit of measure NO | Comm M&E-GA880617 | Y | Y | Y | Y | Y
M3NHFScheduleOfRatesCode | Comm M&E/Pipe Fitting:Supply And Install Strainer Basket | Comm M&E - Pipe Fitting:Supply And Install Strainer Basket, unit of measure NO | Comm M&E-GA880619 | Y | Y | Y | Y | Y
M3NHFScheduleOfRatesCode | Comm M&E/Fibre-Optic:Connect To Mainmet Board | Comm M&E - Fibre-Optic:Connect To Mainmet Board, unit of measure IT | Comm M&E-GA880701 | Y | Y | Y | Y | Y
M3NHFScheduleOfRatesCode | Comm M&E/Door Entry Pane:Reglaze 6Mm Polycarb Upto 1.00Sm | Comm M&E - Door Entry Pane:Reglaze 6Mm Polycarb Upto 1.00Sm, unit of measure NO | Comm M&E-GL010609 | Y
M3NHFScheduleOfRatesCode | Comm M&E/Door Entry Pane:Reglaze 6Mm Polycarb Over 1.00Sm | Comm M&E - Door Entry Pane:Reglaze 6Mm Polycarb Over 1.00Sm, unit of measure SM | Comm M&E-GL010611 | Y
M3NHFScheduleOfRatesCode | Comm M&E/Intruder Alarm:Breakdown Parts Ne £30 | Comm M&E - Intruder Alarm:Breakdown Parts Ne £30, unit of measure IT | Comm M&E-IA010001 | Y | Y | Y | Y | Y
M3NHFScheduleOfRatesCode | Comm M&E/Intruder Alarm:Reset At Premises | Comm M&E - Intruder Alarm:Reset At Premises, unit of measure NO | Comm M&E-IA010003 | Y | Y | Y | Y | Y
M3NHFScheduleOfRatesCode | Comm M&E/Intruder Alarm:Reset At Control Station | Comm M&E - Intruder Alarm:Reset At Control Station, unit of measure NO | Comm M&E-IA010005 | Y | Y | Y | Y | Y
M3NHFScheduleOfRatesCode | Comm M&E/Intruder Alarm:Renew Standard Pir Sounder | Comm M&E - Intruder Alarm:Renew Standard Pir Sounder, unit of measure NO | Comm M&E-IA010007 | Y | Y | Y | Y | Y
M3NHFScheduleOfRatesCode | Comm M&E/Intruder Alarm:Renew Dual Tech Detector/Sounder | Comm M&E - Intruder Alarm:Renew Dual Tech Detector/Sounder, unit of measure NO | Comm M&E-IA010009 | Y | Y | Y | Y | Y
M3NHFScheduleOfRatesCode | Comm M&E/Intruder Alarm:Renew Multiplex Control Panel | Comm M&E - Intruder Alarm:Renew Multiplex Control Panel, unit of measure NO | Comm M&E-IA010011 | Y | Y | Y | Y | Y
M3NHFScheduleOfRatesCode | Comm M&E/Intruder Alarm:Renew Outside Bell Complete | Comm M&E - Intruder Alarm:Renew Outside Bell Complete, unit of measure NO | Comm M&E-IA010013 | Y | Y | Y | Y | Y
M3NHFScheduleOfRatesCode | Comm M&E/Intruder Alarm:Renew Redcare Communications | Comm M&E - Intruder Alarm:Renew Redcare Communications, unit of measure NO | Comm M&E-IA010015 | Y | Y | Y | Y | Y
M3NHFScheduleOfRatesCode | Comm M&E/Intruder Alarm:Test Central Station (Check) | Comm M&E - Intruder Alarm:Test Central Station (Check), unit of measure NO | Comm M&E-IA010017 | Y | Y | Y | Y | Y
M3NHFScheduleOfRatesCode | Comm M&E/Intruder Alarm:Renew Wireless Autopager | Comm M&E - Intruder Alarm:Renew Wireless Autopager, unit of measure NO | Comm M&E-IA010019 | Y | Y | Y | Y | Y
M3NHFScheduleOfRatesCode | Comm M&E/Intruder Alarm:Renew Door Contacts (Ne 5) | Comm M&E - Intruder Alarm:Renew Door Contacts (Ne 5), unit of measure IT | Comm M&E-IA010021 | Y | Y | Y | Y | Y
M3NHFScheduleOfRatesCode | Comm M&E/Intruder Alarm:Rewire 8 Core Cable Clipped | Comm M&E - Intruder Alarm:Rewire 8 Core Cable Clipped, unit of measure LM | Comm M&E-IA010023 | Y | Y | Y | Y | Y
M3NHFScheduleOfRatesCode | Comm M&E/Intruder Alarm:Install 8 Core Cable Mini Trunking | Comm M&E - Intruder Alarm:Install 8 Core Cable Mini Trunking, unit of measure LM | Comm M&E-IA010025 | Y | Y | Y | Y | Y
M3NHFScheduleOfRatesCode | Comm M&E/Intruder Alarm:Test And Commission Installation | Comm M&E - Intruder Alarm:Test And Commission Installation, unit of measure NO | Comm M&E-IA010027 | Y | Y | Y | Y | Y
M3NHFScheduleOfRatesCode | Comm M&E/Intruder Alarm:Provide New Log Book At Premises | Comm M&E - Intruder Alarm:Provide New Log Book At Premises, unit of measure NO | Comm M&E-IA010029 | Y | Y | Y | Y | Y
M3NHFScheduleOfRatesCode | Comm M&E/Intruder Alarm:Renew Fixed Personal Attack Unit | Comm M&E - Intruder Alarm:Renew Fixed Personal Attack Unit, unit of measure NO | Comm M&E-IA010031 | Y | Y | Y | Y | Y
M3NHFScheduleOfRatesCode | Comm M&E/Intruder Alarm:Renew Hand Held Transmitter | Comm M&E - Intruder Alarm:Renew Hand Held Transmitter, unit of measure NO | Comm M&E-IA010033 | Y | Y | Y | Y | Y
M3NHFScheduleOfRatesCode | Comm M&E/Intruder Alarm:Link Via Door Entry Network | Comm M&E - Intruder Alarm:Link Via Door Entry Network, unit of measure NO | Comm M&E-IA010035 | Y | Y | Y | Y | Y
M3NHFScheduleOfRatesCode | Comm M&E/Intruder Alarm:Check Renewed Spur Cartridge Fuse | Comm M&E - Intruder Alarm:Check Renewed Spur Cartridge Fuse, unit of measure NO | Comm M&E-IA010037 | Y | Y | Y | Y | Y
M3NHFScheduleOfRatesCode | Comm M&E/Intruder Alarm:Renew Fuse Spur Unit | Comm M&E - Intruder Alarm:Renew Fuse Spur Unit, unit of measure NO | Comm M&E-IA010039 | Y | Y | Y | Y | Y
M3NHFScheduleOfRatesCode | Comm M&E/Intruder Alarm:Link System To Redcare Communicator | Comm M&E - Intruder Alarm:Link System To Redcare Communicator, unit of measure NO | Comm M&E-IA010041 | Y | Y | Y | Y | Y
M3NHFScheduleOfRatesCode | Comm M&E/Intruder Alarm:Produce Schedule Of Equipment | Comm M&E - Intruder Alarm:Produce Schedule Of Equipment, unit of measure IT | Comm M&E-IA010043 | Y | Y | Y | Y | Y
M3NHFScheduleOfRatesCode | Comm M&E/Intruder Alarm:Inspect All Equipment | Comm M&E - Intruder Alarm:Inspect All Equipment, unit of measure NO | Comm M&E-IA010045 | Y | Y | Y | Y | Y
M3NHFScheduleOfRatesCode | Comm M&E/Intruder Alarm:Test And Inspect All Sensors Etc | Comm M&E - Intruder Alarm:Test And Inspect All Sensors Etc, unit of measure NO | Comm M&E-IA010047 | Y | Y | Y | Y | Y
M3NHFScheduleOfRatesCode | Comm M&E/Intruder Alarm:Test Remote Communication Signal | Comm M&E - Intruder Alarm:Test Remote Communication Signal, unit of measure IT | Comm M&E-IA010049 | Y | Y | Y | Y | Y
M3NHFScheduleOfRatesCode | Comm M&E/Intruder Alarm:Test And Inspect Power Supplies Etc | Comm M&E - Intruder Alarm:Test And Inspect Power Supplies Etc, unit of measure IT | Comm M&E-IA010051 | Y | Y | Y | Y | Y
M3NHFScheduleOfRatesCode | Comm M&E/Intruder Alarm:Install Fixed Personal Attack Alarm | Comm M&E - Intruder Alarm:Install Fixed Personal Attack Alarm, unit of measure NO | Comm M&E-IA010053 | Y | Y | Y | Y | Y
M3NHFScheduleOfRatesCode | Comm M&E/Intruder Alarm:Install Fuse Spur Unit | Comm M&E - Intruder Alarm:Install Fuse Spur Unit, unit of measure NO | Comm M&E-IA010055 | Y | Y | Y | Y | Y
M3NHFScheduleOfRatesCode | Comm M&E/Intruder Alarm:Service Any Type | Comm M&E - Intruder Alarm:Service Any Type, unit of measure IT | Comm M&E-IA020101 | Y | Y | Y | Y | Y
M3NHFScheduleOfRatesCode | Comm M&E/Lightning Conductor:Renew Copper | Comm M&E - Lightning Conductor:Renew Copper, unit of measure LM | Comm M&E-LC020101 | Y | Y | Y | Y | Y
M3NHFScheduleOfRatesCode | Comm M&E/Lightning Conductor:Renew Aluminium 5 Metres | Comm M&E - Lightning Conductor:Renew Aluminium 5 Metres, unit of measure IT | Comm M&E-LC020103 | Y | Y | Y | Y | Y
M3NHFScheduleOfRatesCode | Comm M&E/Lightning Conductor:Renew Aluminium 10 Metres | Comm M&E - Lightning Conductor:Renew Aluminium 10 Metres, unit of measure IT | Comm M&E-LC020105 | Y | Y | Y | Y | Y
M3NHFScheduleOfRatesCode | Comm M&E/Lightning Conductor:Renew Aluminium 40 Metres | Comm M&E - Lightning Conductor:Renew Aluminium 40 Metres, unit of measure IT | Comm M&E-LC020107 | Y | Y | Y | Y | Y
M3NHFScheduleOfRatesCode | Comm M&E/Lightning Conductor:Renew Test Point | Comm M&E - Lightning Conductor:Renew Test Point, unit of measure NO | Comm M&E-LC020109 | Y | Y | Y | Y | Y
M3NHFScheduleOfRatesCode | Comm M&E/Lightning Conductor:Renew Biometal Joint | Comm M&E - Lightning Conductor:Renew Biometal Joint, unit of measure NO | Comm M&E-LC020111 | Y | Y | Y | Y | Y
M3NHFScheduleOfRatesCode | Comm M&E/Lightning Conductor:Renew Earth Electrode | Comm M&E - Lightning Conductor:Renew Earth Electrode, unit of measure NO | Comm M&E-LC020113 | Y | Y | Y | Y | Y
M3NHFScheduleOfRatesCode | Comm M&E/Lightning Conductor:Renew Galvanised Guard | Comm M&E - Lightning Conductor:Renew Galvanised Guard, unit of measure NO | Comm M&E-LC020115 | Y | Y | Y | Y | Y
M3NHFScheduleOfRatesCode | Comm M&E/Lightning Conductor:Renew Aluminium Tape | Comm M&E - Lightning Conductor:Renew Aluminium Tape, unit of measure IT | Comm M&E-LC020117 | Y | Y | Y | Y | Y
M3NHFScheduleOfRatesCode | Comm M&E/Lightning Conductor:Renew Copper Tape | Comm M&E - Lightning Conductor:Renew Copper Tape, unit of measure IT | Comm M&E-LC020119 | Y | Y | Y | Y | Y
M3NHFScheduleOfRatesCode | Comm M&E/Lightning Conductor:Renew Test Clamp | Comm M&E - Lightning Conductor:Renew Test Clamp, unit of measure NO | Comm M&E-LC020121 | Y | Y | Y | Y | Y
M3NHFScheduleOfRatesCode | Comm M&E/Lightning Conductor:Renew Rod To Tap Clamp | Comm M&E - Lightning Conductor:Renew Rod To Tap Clamp, unit of measure NO | Comm M&E-LC020123 | Y | Y | Y | Y | Y
M3NHFScheduleOfRatesCode | Comm M&E/Lightning Conductor:Renew Aluminium Clamp | Comm M&E - Lightning Conductor:Renew Aluminium Clamp, unit of measure NO | Comm M&E-LC020125 | Y | Y | Y | Y | Y
M3NHFScheduleOfRatesCode | Comm M&E/Lightning Conductor:Renew Copper Clamp | Comm M&E - Lightning Conductor:Renew Copper Clamp, unit of measure NO | Comm M&E-LC020127 | Y | Y | Y | Y | Y
M3NHFScheduleOfRatesCode | Comm M&E/Lightning Conductor:Install Electrode | Comm M&E - Lightning Conductor:Install Electrode, unit of measure IT | Comm M&E-LC020129 | Y | Y | Y | Y | Y
M3NHFScheduleOfRatesCode | Comm M&E/Lightning Conductor:Install Inspection Pit-Tarmac | Comm M&E - Lightning Conductor:Install Inspection Pit-Tarmac, unit of measure IT | Comm M&E-LC020131 | Y | Y | Y | Y | Y
M3NHFScheduleOfRatesCode | Comm M&E/Lightning Conductor:Install Inspection Pit-Conc | Comm M&E - Lightning Conductor:Install Inspection Pit-Conc, unit of measure IT | Comm M&E-LC020133 | Y | Y | Y | Y | Y
M3NHFScheduleOfRatesCode | Comm M&E/Lightning Conductor:Install Inspection Pit-Pcc | Comm M&E - Lightning Conductor:Install Inspection Pit-Pcc, unit of measure IT | Comm M&E-LC020135 | Y | Y | Y | Y | Y
M3NHFScheduleOfRatesCode | Comm M&E/Lightning Conductor:Install Inspection Pit-Garden | Comm M&E - Lightning Conductor:Install Inspection Pit-Garden, unit of measure IT | Comm M&E-LC020137 | Y | Y | Y | Y | Y
M3NHFScheduleOfRatesCode | Comm M&E/Lightning Conductor:Tape Laid In Ground | Comm M&E - Lightning Conductor:Tape Laid In Ground, unit of measure LM | Comm M&E-LC020139 | Y | Y | Y | Y | Y
M3NHFScheduleOfRatesCode | Comm M&E/Lightning Conductor:Excavate And Lay Tape | Comm M&E - Lightning Conductor:Excavate And Lay Tape, unit of measure LM | Comm M&E-LC020141 | Y | Y | Y | Y | Y
M3NHFScheduleOfRatesCode | Comm M&E/Lightning Conductor:Bond To Metalwork | Comm M&E - Lightning Conductor:Bond To Metalwork, unit of measure IT | Comm M&E-LC020143 | Y | Y | Y | Y | Y
M3NHFScheduleOfRatesCode | Comm M&E/Lightning Conductor:Bond To Rwp Or Pole | Comm M&E - Lightning Conductor:Bond To Rwp Or Pole, unit of measure IT | Comm M&E-LC020145 | Y | Y | Y | Y | Y
M3NHFScheduleOfRatesCode | Comm M&E/Lightning Conductor:Refix On Felt Pads | Comm M&E - Lightning Conductor:Refix On Felt Pads, unit of measure LM | Comm M&E-LC020201 | Y | Y | Y | Y | Y
M3NHFScheduleOfRatesCode | Comm M&E/Lightning Conductor:Refix With Clamps | Comm M&E - Lightning Conductor:Refix With Clamps, unit of measure LM | Comm M&E-LC020203 | Y | Y | Y | Y | Y
M3NHFScheduleOfRatesCode | Comm M&E/Lightning Conductor:Refix Aluminium Down Lead | Comm M&E - Lightning Conductor:Refix Aluminium Down Lead, unit of measure IT | Comm M&E-LC020205 | Y | Y | Y | Y | Y
M3NHFScheduleOfRatesCode | Comm M&E/Lightning Conductor:Inspection Multi Storey | Comm M&E - Lightning Conductor:Inspection Multi Storey, unit of measure IT | Comm M&E-LC020301 | Y | Y | Y | Y | Y
M3NHFScheduleOfRatesCode | Comm M&E/Lightning Conductor:Inspection Maisonette Block | Comm M&E - Lightning Conductor:Inspection Maisonette Block, unit of measure IT | Comm M&E-LC020303 | Y | Y | Y | Y | Y
M3NHFScheduleOfRatesCode | Comm M&E/Lightning Conductor:Inspection Sheltered Scheme | Comm M&E - Lightning Conductor:Inspection Sheltered Scheme, unit of measure IT | Comm M&E-LC020305 | Y | Y | Y | Y | Y
M3NHFScheduleOfRatesCode | Comm M&E/Lightning Conductor:Inspection Office | Comm M&E - Lightning Conductor:Inspection Office, unit of measure IT | Comm M&E-LC020307 | Y | Y | Y | Y | Y
M3NHFScheduleOfRatesCode | Comm M&E/Lift:Replace Main Hoist Ropes 2-3 Floors High | Comm M&E - Lift:Replace Main Hoist Ropes 2-3 Floors High, unit of measure NO | Comm M&E-LD010001 | Y | Y | Y | Y | Y
M3NHFScheduleOfRatesCode | Comm M&E/Lift:Replace Main Hoist Ropes 4-9 Floors High | Comm M&E - Lift:Replace Main Hoist Ropes 4-9 Floors High, unit of measure NO | Comm M&E-LD010003 | Y | Y | Y | Y | Y
M3NHFScheduleOfRatesCode | Comm M&E/Lift:Replace Main Hoist Ropes 10-12 Floors High | Comm M&E - Lift:Replace Main Hoist Ropes 10-12 Floors High, unit of measure NO | Comm M&E-LD010005 | Y | Y | Y | Y | Y
M3NHFScheduleOfRatesCode | Comm M&E/Lift:Replace Main Hoist Ropes 13-16 Floors High | Comm M&E - Lift:Replace Main Hoist Ropes 13-16 Floors High, unit of measure NO | Comm M&E-LD010007 | Y | Y | Y | Y | Y
M3NHFScheduleOfRatesCode | Comm M&E/Lift:Replace Main Hoist Ropes 17-23 Floors High | Comm M&E - Lift:Replace Main Hoist Ropes 17-23 Floors High, unit of measure NO | Comm M&E-LD010009 | Y | Y | Y | Y | Y
M3NHFScheduleOfRatesCode | Comm M&E/Lift:Replace Main Hoist Ropes 24-30 Floors High | Comm M&E - Lift:Replace Main Hoist Ropes 24-30 Floors High, unit of measure NO | Comm M&E-LD010010 | Y | Y | Y | Y
M3NHFScheduleOfRatesCode | Comm M&E/Lift:Replace Governer Rope 2-3 Floors High | Comm M&E - Lift:Replace Governer Rope 2-3 Floors High, unit of measure NO | Comm M&E-LD010011 | Y | Y | Y | Y | Y
M3NHFScheduleOfRatesCode | Comm M&E/Lift:Replace Governer Rope 4-9 Floors High | Comm M&E - Lift:Replace Governer Rope 4-9 Floors High, unit of measure NO | Comm M&E-LD010013 | Y | Y | Y | Y | Y
M3NHFScheduleOfRatesCode | Comm M&E/Lift:Replace Governer Rope 10-12 Floors High | Comm M&E - Lift:Replace Governer Rope 10-12 Floors High, unit of measure NO | Comm M&E-LD010015 | Y | Y | Y | Y | Y
M3NHFScheduleOfRatesCode | Comm M&E/Lift:Replace Governer Rope 13-16 Floors High | Comm M&E - Lift:Replace Governer Rope 13-16 Floors High, unit of measure NO | Comm M&E-LD010017 | Y | Y | Y | Y | Y
M3NHFScheduleOfRatesCode | Comm M&E/Lift:Replace Governer Rope 17-23 Floors High | Comm M&E - Lift:Replace Governer Rope 17-23 Floors High, unit of measure NO | Comm M&E-LD010019 | Y | Y | Y | Y | Y
M3NHFScheduleOfRatesCode | Comm M&E/Lift:Replace Governer Rope 24-30 Floors High | Comm M&E - Lift:Replace Governer Rope 24-30 Floors High, unit of measure NO | Comm M&E-LD010020 | Y | Y | Y | Y
M3NHFScheduleOfRatesCode | Comm M&E/Lift:Replace Safety Gear Fly Rope 2-3 Floors High | Comm M&E - Lift:Replace Safety Gear Fly Rope 2-3 Floors High, unit of measure NO | Comm M&E-LD010021 | Y | Y | Y | Y | Y
M3NHFScheduleOfRatesCode | Comm M&E/Lift:Replace Safety Gear Fly Rope 4-9 Floors High | Comm M&E - Lift:Replace Safety Gear Fly Rope 4-9 Floors High, unit of measure NO | Comm M&E-LD010023 | Y | Y | Y | Y | Y
M3NHFScheduleOfRatesCode | Comm M&E/Lift:Replace Safety Gear Fly Rope 10-12 Floor High | Comm M&E - Lift:Replace Safety Gear Fly Rope 10-12 Floor High, unit of measure NO | Comm M&E-LD010025 | Y | Y | Y | Y | Y
M3NHFScheduleOfRatesCode | Comm M&E/Lift:Replace Safety Gear Fly Rope 13-16 Floor High | Comm M&E - Lift:Replace Safety Gear Fly Rope 13-16 Floor High, unit of measure NO | Comm M&E-LD010027 | Y | Y | Y | Y | Y
M3NHFScheduleOfRatesCode | Comm M&E/Lift:Replace Safety Gear Fly Rope 17-23 Floor High | Comm M&E - Lift:Replace Safety Gear Fly Rope 17-23 Floor High, unit of measure NO | Comm M&E-LD010029 | Y | Y | Y | Y | Y
M3NHFScheduleOfRatesCode | Comm M&E/Lift:Replace Safety Gear Fly Rope 24-30 Floor High | Comm M&E - Lift:Replace Safety Gear Fly Rope 24-30 Floor High, unit of measure NO | Comm M&E-LD010030 | Y | Y | Y | Y
M3NHFScheduleOfRatesCode | Comm M&E/Lift:Change Oil To Main Gearbox | Comm M&E - Lift:Change Oil To Main Gearbox, unit of measure IT | Comm M&E-LD010031 | Y | Y | Y | Y | Y
M3NHFScheduleOfRatesCode | Comm M&E/Lift:Overhaul Gearbox | Comm M&E - Lift:Overhaul Gearbox, unit of measure IT | Comm M&E-LD010032 | Y | Y | Y | Y
M3NHFScheduleOfRatesCode | Comm M&E/Lift:Renew Worn Brake Linings And Replace With New | Comm M&E - Lift:Renew Worn Brake Linings And Replace With New, unit of measure NO | Comm M&E-LD010033 | Y | Y | Y | Y | Y
M3NHFScheduleOfRatesCode | Comm M&E/Lift:Renew Bearings To Gearbox | Comm M&E - Lift:Renew Bearings To Gearbox, unit of measure IT | Comm M&E-LD010034 | Y | Y | Y | Y
M3NHFScheduleOfRatesCode | Comm M&E/Lift:Renew Traction Sheave 4 Ropes 21Inch | Comm M&E - Lift:Renew Traction Sheave 4 Ropes 21Inch, unit of measure NO | Comm M&E-LD010035 | Y | Y | Y | Y | Y
M3NHFScheduleOfRatesCode | Comm M&E/Lift:Renew Oil Seals To Gearbox | Comm M&E - Lift:Renew Oil Seals To Gearbox, unit of measure IT | Comm M&E-LD010036 | Y | Y | Y | Y
M3NHFScheduleOfRatesCode | Comm M&E/Lift:Renew Traction Sheave 6 Ropes 22Inch | Comm M&E - Lift:Renew Traction Sheave 6 Ropes 22Inch, unit of measure NO | Comm M&E-LD010037 | Y | Y | Y | Y | Y
M3NHFScheduleOfRatesCode | Comm M&E/Lift:Renew Traction Sheave 6 Ropes 23Inch | Comm M&E - Lift:Renew Traction Sheave 6 Ropes 23Inch, unit of measure NO | Comm M&E-LD010039 | Y | Y | Y | Y | Y
M3NHFScheduleOfRatesCode | Comm M&E/Lift:Renew Landing Door Cill | Comm M&E - Lift:Renew Landing Door Cill, unit of measure NO | Comm M&E-LD010041 | Y | Y | Y | Y | Y
M3NHFScheduleOfRatesCode | Comm M&E/Lift:Renew Car Door Cill | Comm M&E - Lift:Renew Car Door Cill, unit of measure NO | Comm M&E-LD010043 | Y | Y | Y | Y | Y
M3NHFScheduleOfRatesCode | Comm M&E/Lift:Renew Car Guide Shoe - Cast Iron (Per Set) | Comm M&E - Lift:Renew Car Guide Shoe - Cast Iron (Per Set), unit of measure IT | Comm M&E-LD010045 | Y | Y | Y | Y | Y
M3NHFScheduleOfRatesCode | Comm M&E/Lift:Renew Car Guide Shoe - Phosphor (Per Set) | Comm M&E - Lift:Renew Car Guide Shoe - Phosphor (Per Set), unit of measure IT | Comm M&E-LD010046 | Y | Y | Y | Y
M3NHFScheduleOfRatesCode | Comm M&E/Lift:Renew Car Guide Shoe -Nylon Inserts (Per Set) | Comm M&E - Lift:Renew Car Guide Shoe -Nylon Inserts (Per Set), unit of measure IT | Comm M&E-LD010047 | Y | Y | Y | Y | Y
M3NHFScheduleOfRatesCode | Comm M&E/Lift:Renew Car Roller Guide Shoes (Per Set) | Comm M&E - Lift:Renew Car Roller Guide Shoes (Per Set), unit of measure IT | Comm M&E-LD010048 | Y | Y | Y | Y
M3NHFScheduleOfRatesCode | Comm M&E/Lift:Renew Door Gear Belt | Comm M&E - Lift:Renew Door Gear Belt, unit of measure NO | Comm M&E-LD010049 | Y | Y | Y | Y | Y
M3NHFScheduleOfRatesCode | Comm M&E/Lift:Renew Trailing Flexes 2-3 Floors High | Comm M&E - Lift:Renew Trailing Flexes 2-3 Floors High, unit of measure NO | Comm M&E-LD010051 | Y | Y | Y | Y | Y
M3NHFScheduleOfRatesCode | Comm M&E/Lift:Renew Trailing Flexes 4-9 Floors High | Comm M&E - Lift:Renew Trailing Flexes 4-9 Floors High, unit of measure NO | Comm M&E-LD010053 | Y | Y | Y | Y | Y
M3NHFScheduleOfRatesCode | Comm M&E/Lift:Renew Trailing Flexes 10-12 Floors High | Comm M&E - Lift:Renew Trailing Flexes 10-12 Floors High, unit of measure NO | Comm M&E-LD010055 | Y | Y | Y | Y | Y
M3NHFScheduleOfRatesCode | Comm M&E/Lift:Renew Trailing Flexes 13-16 Floors High | Comm M&E - Lift:Renew Trailing Flexes 13-16 Floors High, unit of measure NO | Comm M&E-LD010057 | Y | Y | Y | Y | Y
M3NHFScheduleOfRatesCode | Comm M&E/Lift:Renew Trailing Flexes 17-23 Floors High | Comm M&E - Lift:Renew Trailing Flexes 17-23 Floors High, unit of measure NO | Comm M&E-LD010059 | Y | Y | Y | Y | Y
M3NHFScheduleOfRatesCode | Comm M&E/Lift:Renew Trailing Flexes 24-30 Floors High | Comm M&E - Lift:Renew Trailing Flexes 24-30 Floors High, unit of measure NO | Comm M&E-LD010060 | Y | Y | Y | Y
M3NHFScheduleOfRatesCode | Comm M&E/Lift:Renew Spring Door Closure - Track Mounted | Comm M&E - Lift:Renew Spring Door Closure - Track Mounted, unit of measure NO | Comm M&E-LD010061 | Y | Y | Y | Y | Y
M3NHFScheduleOfRatesCode | Comm M&E/Lift:Renew Sensitive Edge Electronic Type Memco | Comm M&E - Lift:Renew Sensitive Edge Electronic Type Memco, unit of measure NO | Comm M&E-LD010063 | Y | Y | Y | Y | Y
M3NHFScheduleOfRatesCode | Comm M&E/Lift:Renew With New Synthetic Rubber Car Flooring | Comm M&E - Lift:Renew With New Synthetic Rubber Car Flooring, unit of measure NO | Comm M&E-LD010067 | Y | Y | Y | Y | Y
M3NHFScheduleOfRatesCode | Comm M&E/Lift:Renew With 5Mm Epoxy Heavy Duty Car Flooring | Comm M&E - Lift:Renew With 5Mm Epoxy Heavy Duty Car Flooring, unit of measure NO | Comm M&E-LD010069 | Y | Y | Y | Y | Y
M3NHFScheduleOfRatesCode | Comm M&E/Lift:Supply And Install Mat | Comm M&E - Lift:Supply And Install Mat, unit of measure NO | Comm M&E-LD010070 | Y | Y | Y | Y | Y
M3NHFScheduleOfRatesCode | Comm M&E/Lift:Renew Contactor On Speed Control | Comm M&E - Lift:Renew Contactor On Speed Control, unit of measure NO | Comm M&E-LD010071 | Y | Y | Y | Y | Y
M3NHFScheduleOfRatesCode | Comm M&E/Lift:Renew Individual Contacts On Relay Per Pair | Comm M&E - Lift:Renew Individual Contacts On Relay Per Pair, unit of measure NO | Comm M&E-LD010073 | Y | Y | Y | Y | Y
M3NHFScheduleOfRatesCode | Comm M&E/Lift:Renew Coil On Contactor Relay Or Selector | Comm M&E - Lift:Renew Coil On Contactor Relay Or Selector, unit of measure NO | Comm M&E-LD010075 | Y | Y | Y | Y | Y
M3NHFScheduleOfRatesCode | Comm M&E/Lift:Renew Timing Unit On Control Panel | Comm M&E - Lift:Renew Timing Unit On Control Panel, unit of measure NO | Comm M&E-LD010077 | Y | Y | Y | Y | Y
M3NHFScheduleOfRatesCode | Comm M&E/Lift:Carry Out Adjustment Only To Floor Selectors | Comm M&E - Lift:Carry Out Adjustment Only To Floor Selectors, unit of measure NO | Comm M&E-LD010079 | Y | Y | Y | Y | Y
M3NHFScheduleOfRatesCode | Comm M&E/Lift:Remove Or Disconnect Floor Relays | Comm M&E - Lift:Remove Or Disconnect Floor Relays, unit of measure NO | Comm M&E-LD010081 | Y | Y | Y | Y | Y
M3NHFScheduleOfRatesCode | Comm M&E/Lift:Renew Traction Drive Sheave Non Bolted | Comm M&E - Lift:Renew Traction Drive Sheave Non Bolted, unit of measure NO | Comm M&E-LD010083 | Y | Y | Y | Y | Y
M3NHFScheduleOfRatesCode | Comm M&E/Lift:Renew Diverting Pulley | Comm M&E - Lift:Renew Diverting Pulley, unit of measure NO | Comm M&E-LD010085 | Y | Y | Y | Y | Y
M3NHFScheduleOfRatesCode | Comm M&E/Lift:Renew Microprocessor Batteries | Comm M&E - Lift:Renew Microprocessor Batteries, unit of measure NO | Comm M&E-LD010087 | Y | Y | Y | Y | Y
M3NHFScheduleOfRatesCode | Comm M&E/Lift:Renew Door Release Key Locking Mechanism | Comm M&E - Lift:Renew Door Release Key Locking Mechanism, unit of measure NO | Comm M&E-LD010089 | Y | Y | Y | Y | Y
M3NHFScheduleOfRatesCode | Comm M&E/Lift:Adjust Door Release Key Locking Mechanism | Comm M&E - Lift:Adjust Door Release Key Locking Mechanism, unit of measure NO | Comm M&E-LD010091 | Y | Y | Y | Y | Y
M3NHFScheduleOfRatesCode | Comm M&E/Lift:Renew Astral Strip To Car Or Landing Door | Comm M&E - Lift:Renew Astral Strip To Car Or Landing Door, unit of measure NO | Comm M&E-LD010093 | Y | Y | Y | Y | Y
M3NHFScheduleOfRatesCode | Comm M&E/Lift:Localising Repair To Car/Landing Door Lining | Comm M&E - Lift:Localising Repair To Car/Landing Door Lining, unit of measure NO | Comm M&E-LD010095 | Y | Y | Y | Y | Y
M3NHFScheduleOfRatesCode | Comm M&E/Lift:Renew Kicking Rollers On Car Or Landing Door | Comm M&E - Lift:Renew Kicking Rollers On Car Or Landing Door, unit of measure NO | Comm M&E-LD010097 | Y | Y | Y | Y | Y
M3NHFScheduleOfRatesCode | Comm M&E/Lift:Renew Car Door No Vision Panel | Comm M&E - Lift:Renew Car Door No Vision Panel, unit of measure IT | Comm M&E-LD010098 | Y | Y | Y | Y
M3NHFScheduleOfRatesCode | Comm M&E/Lift:Adjust Landing Door Frame Architrave | Comm M&E - Lift:Adjust Landing Door Frame Architrave, unit of measure NO | Comm M&E-LD010099 | Y | Y | Y | Y | Y
M3NHFScheduleOfRatesCode | Comm M&E/Lift:Renew Car Door With Vision Panel | Comm M&E - Lift:Renew Car Door With Vision Panel, unit of measure IT | Comm M&E-LD010100 | Y | Y | Y | Y
M3NHFScheduleOfRatesCode | Comm M&E/Lift:Remove Re-Skin And Replace Car Landing Door | Comm M&E - Lift:Remove Re-Skin And Replace Car Landing Door, unit of measure NO | Comm M&E-LD010101 | Y | Y | Y | Y | Y
M3NHFScheduleOfRatesCode | Comm M&E/Lift:Renew Landing Door No Vision Panel | Comm M&E - Lift:Renew Landing Door No Vision Panel, unit of measure IT | Comm M&E-LD010102 | Y | Y | Y | Y
M3NHFScheduleOfRatesCode | Comm M&E/Lift:Remove Obstruction From Door Track And Reset | Comm M&E - Lift:Remove Obstruction From Door Track And Reset, unit of measure NO | Comm M&E-LD010103 | Y | Y | Y | Y | Y
M3NHFScheduleOfRatesCode | Comm M&E/Lift:Renew Landing Door With Vision Panel | Comm M&E - Lift:Renew Landing Door With Vision Panel, unit of measure IT | Comm M&E-LD010104 | Y | Y | Y | Y
M3NHFScheduleOfRatesCode | Comm M&E/Lift:Renew Door Vision Panel | Comm M&E - Lift:Renew Door Vision Panel, unit of measure NO | Comm M&E-LD010105 | Y | Y | Y | Y | Y
M3NHFScheduleOfRatesCode | Comm M&E/Lift:Repair Electro Mechanical Interlock On Door | Comm M&E - Lift:Repair Electro Mechanical Interlock On Door, unit of measure NO | Comm M&E-LD010107 | Y | Y | Y | Y | Y
M3NHFScheduleOfRatesCode | Comm M&E/Lift:Renew Electro Mechanical Interlock On Door | Comm M&E - Lift:Renew Electro Mechanical Interlock On Door, unit of measure NO | Comm M&E-LD010109 | Y | Y | Y | Y | Y
M3NHFScheduleOfRatesCode | Comm M&E/Lift:Renew Air Cord (Steel Wire) | Comm M&E - Lift:Renew Air Cord (Steel Wire), unit of measure NO | Comm M&E-LD010111 | Y | Y | Y | Y | Y
M3NHFScheduleOfRatesCode | Comm M&E/Lift:Renew Landing Door/Car Rollers Per Floor | Comm M&E - Lift:Renew Landing Door/Car Rollers Per Floor, unit of measure NO | Comm M&E-LD010113 | Y | Y | Y | Y | Y
M3NHFScheduleOfRatesCode | Comm M&E/Lift:Renew Landing Or Car Door Shoes Per Door | Comm M&E - Lift:Renew Landing Or Car Door Shoes Per Door, unit of measure NO | Comm M&E-LD010114 | Y | Y | Y | Y | Y
M3NHFScheduleOfRatesCode | Comm M&E/Lift:Repair Landing Or Car Door Shoes Per Door | Comm M&E - Lift:Repair Landing Or Car Door Shoes Per Door, unit of measure NO | Comm M&E-LD010115 | Y | Y | Y | Y | Y
M3NHFScheduleOfRatesCode | Comm M&E/Lift:Straighten Car Or Landing Track | Comm M&E - Lift:Straighten Car Or Landing Track, unit of measure NO | Comm M&E-LD010117 | Y | Y | Y | Y | Y
M3NHFScheduleOfRatesCode | Comm M&E/Lift:Renew Burgess Type Micro Switches | Comm M&E - Lift:Renew Burgess Type Micro Switches, unit of measure NO | Comm M&E-LD010119 | Y | Y | Y | Y | Y
M3NHFScheduleOfRatesCode | Comm M&E/Lift:Renew Lndg Door Pick Up Assembly On Car Door | Comm M&E - Lift:Renew Lndg Door Pick Up Assembly On Car Door, unit of measure NO | Comm M&E-LD010121 | Y | Y | Y | Y | Y
M3NHFScheduleOfRatesCode | Comm M&E/Lift:Repair Lndg Door Pick Up Assembly On Car Door | Comm M&E - Lift:Repair Lndg Door Pick Up Assembly On Car Door, unit of measure NO | Comm M&E-LD010123 | Y | Y | Y | Y | Y
M3NHFScheduleOfRatesCode | Comm M&E/Lift:Renew Door Gear Limit Switches, Adjust Cams | Comm M&E - Lift:Renew Door Gear Limit Switches, Adjust Cams, unit of measure NO | Comm M&E-LD010125 | Y | Y | Y | Y | Y
M3NHFScheduleOfRatesCode | Comm M&E/Lift:Renew Safety Edge Cable | Comm M&E - Lift:Renew Safety Edge Cable, unit of measure NO | Comm M&E-LD010127 | Y | Y | Y | Y | Y
M3NHFScheduleOfRatesCode | Comm M&E/Lift:Repair Safety Edge Mechanism | Comm M&E - Lift:Repair Safety Edge Mechanism, unit of measure NO | Comm M&E-LD010129 | Y | Y | Y | Y | Y
M3NHFScheduleOfRatesCode | Comm M&E/Lift:Renew Fixed Lock Contacts | Comm M&E - Lift:Renew Fixed Lock Contacts, unit of measure NO | Comm M&E-LD010131 | Y | Y | Y | Y | Y
M3NHFScheduleOfRatesCode | Comm M&E/Lift:Renew Lock Bridging Contact | Comm M&E - Lift:Renew Lock Bridging Contact, unit of measure NO | Comm M&E-LD010133 | Y | Y | Y | Y | Y
M3NHFScheduleOfRatesCode | Comm M&E/Lift:Adjust/Repair Car Gate Switch/Car Gate Lock | Comm M&E - Lift:Adjust/Repair Car Gate Switch/Car Gate Lock, unit of measure NO | Comm M&E-LD010135 | Y | Y | Y | Y | Y
M3NHFScheduleOfRatesCode | Comm M&E/Lift:Renew Door Gear Pinion Set (Otis Type) | Comm M&E - Lift:Renew Door Gear Pinion Set (Otis Type), unit of measure NO | Comm M&E-LD010137 | Y | Y | Y | Y | Y
M3NHFScheduleOfRatesCode | Comm M&E/Lift:Renew Special Purpose Car Key Switch | Comm M&E - Lift:Renew Special Purpose Car Key Switch, unit of measure NO | Comm M&E-LD010139 | Y | Y | Y | Y | Y
M3NHFScheduleOfRatesCode | Comm M&E/Lift:Renew Car Station Panel Locks Per Pair | Comm M&E - Lift:Renew Car Station Panel Locks Per Pair, unit of measure NO | Comm M&E-LD010141 | Y | Y | Y | Y | Y
M3NHFScheduleOfRatesCode | Comm M&E/Lift:Renew Landing Push Unit (Anti Vandal Design) | Comm M&E - Lift:Renew Landing Push Unit (Anti Vandal Design), unit of measure NO | Comm M&E-LD010143 | Y | Y | Y | Y | Y
M3NHFScheduleOfRatesCode | Comm M&E/Lift:Renew Car Push Unit (Anti Vandal Design) | Comm M&E - Lift:Renew Car Push Unit (Anti Vandal Design), unit of measure NO | Comm M&E-LD010145 | Y | Y | Y | Y | Y
M3NHFScheduleOfRatesCode | Comm M&E/Lift:Renew Test Control/Push Buttons Or Switches | Comm M&E - Lift:Renew Test Control/Push Buttons Or Switches, unit of measure NO | Comm M&E-LD010147 | Y | Y | Y | Y | Y
M3NHFScheduleOfRatesCode | Comm M&E/Lift:Renew Lock To Firemans Switch Box Cover, Test | Comm M&E - Lift:Renew Lock To Firemans Switch Box Cover, Test, unit of measure NO | Comm M&E-LD010149 | Y | Y | Y | Y | Y
M3NHFScheduleOfRatesCode | Comm M&E/Lift:Repair Firemans Switch/Box Lock | Comm M&E - Lift:Repair Firemans Switch/Box Lock, unit of measure NO | Comm M&E-LD010151 | Y | Y | Y | Y | Y
M3NHFScheduleOfRatesCode | Comm M&E/Lift:Renew Firemans Switch Box | Comm M&E - Lift:Renew Firemans Switch Box, unit of measure NO | Comm M&E-LD010153 | Y | Y | Y | Y | Y
M3NHFScheduleOfRatesCode | Comm M&E/Lift:Make Safe After Flood In Lift Shaft | Comm M&E - Lift:Make Safe After Flood In Lift Shaft, unit of measure NO | Comm M&E-LD010155 | Y | Y | Y | Y | Y
M3NHFScheduleOfRatesCode | Comm M&E/Lift:Renew Fixed Limit Switches In Shaft/Car Top | Comm M&E - Lift:Renew Fixed Limit Switches In Shaft/Car Top, unit of measure NO | Comm M&E-LD010157 | Y | Y | Y | Y | Y
M3NHFScheduleOfRatesCode | Comm M&E/Lift:Renew Zoning Inductor | Comm M&E - Lift:Renew Zoning Inductor, unit of measure NO | Comm M&E-LD010159 | Y | Y | Y | Y | Y
M3NHFScheduleOfRatesCode | Comm M&E/Lift:Renew Replacement Stop Switch Lift Pit/Lmr | Comm M&E - Lift:Renew Replacement Stop Switch Lift Pit/Lmr, unit of measure NO | Comm M&E-LD010161 | Y | Y | Y | Y | Y
M3NHFScheduleOfRatesCode | Comm M&E/Lift:Repair Car Alarm Bell Assemblies | Comm M&E - Lift:Repair Car Alarm Bell Assemblies, unit of measure NO | Comm M&E-LD010163 | Y | Y | Y | Y | Y
M3NHFScheduleOfRatesCode | Comm M&E/Lift:Renew Damaged Or Faulty Inspection Lamp Unit | Comm M&E - Lift:Renew Damaged Or Faulty Inspection Lamp Unit, unit of measure NO | Comm M&E-LD010165 | Y | Y | Y | Y | Y
M3NHFScheduleOfRatesCode | Comm M&E/Lift:Fit And Wire In A New Inspection Lamp | Comm M&E - Lift:Fit And Wire In A New Inspection Lamp, unit of measure NO | Comm M&E-LD010167 | Y | Y | Y | Y | Y
M3NHFScheduleOfRatesCode | Comm M&E/Lift:Renew Blown Fuses Where Necessary | Comm M&E - Lift:Renew Blown Fuses Where Necessary, unit of measure NO | Comm M&E-LD010169 | Y | Y | Y | Y | Y
M3NHFScheduleOfRatesCode | Comm M&E/Lift:Renew Car Light Unit 2 Tubes Transtar Unit | Comm M&E - Lift:Renew Car Light Unit 2 Tubes Transtar Unit, unit of measure NO | Comm M&E-LD010171 | Y | Y | Y | Y | Y
M3NHFScheduleOfRatesCode | Comm M&E/Lift:Renew Car Light Glass | Comm M&E - Lift:Renew Car Light Glass, unit of measure NO | Comm M&E-LD010173 | Y | Y | Y | Y | Y
M3NHFScheduleOfRatesCode | Comm M&E/Lift:Renew Car Lights | Comm M&E - Lift:Renew Car Lights, unit of measure NO | Comm M&E-LD010175 | Y | Y | Y | Y | Y
M3NHFScheduleOfRatesCode | Comm M&E/Lift:Fit New Batteries To Alarm System | Comm M&E - Lift:Fit New Batteries To Alarm System, unit of measure NO | Comm M&E-LD010177 | Y | Y | Y | Y | Y
M3NHFScheduleOfRatesCode | Comm M&E/Lift:Renew Car Light Diffusers | Comm M&E - Lift:Renew Car Light Diffusers, unit of measure NO | Comm M&E-LD010179 | Y | Y | Y | Y | Y
M3NHFScheduleOfRatesCode | Comm M&E/Lift:Shorten Main Lighting Ropes | Comm M&E - Lift:Shorten Main Lighting Ropes, unit of measure NO | Comm M&E-LD010181 | Y | Y | Y | Y | Y
M3NHFScheduleOfRatesCode | Comm M&E/Lift:Change Oil Seals And Gland Packing | Comm M&E - Lift:Change Oil Seals And Gland Packing, unit of measure NO | Comm M&E-LD010183 | Y | Y | Y | Y | Y
M3NHFScheduleOfRatesCode | Comm M&E/Lift:Make Safe After Fire In Lift Shaft | Comm M&E - Lift:Make Safe After Fire In Lift Shaft, unit of measure NO | Comm M&E-LD010185 | Y | Y | Y | Y | Y
M3NHFScheduleOfRatesCode | Comm M&E/Lift:Free Trapped Person From Lift | Comm M&E - Lift:Free Trapped Person From Lift, unit of measure NO | Comm M&E-LD010187 | Y | Y | Y | Y | Y
M3NHFScheduleOfRatesCode | Comm M&E/Lift:Repair Tungsten Bulkhead Light | Comm M&E - Lift:Repair Tungsten Bulkhead Light, unit of measure NO | Comm M&E-LD010189 | Y | Y | Y | Y | Y
M3NHFScheduleOfRatesCode | Comm M&E/Lift:Renew Tungsten Bulkhead Light | Comm M&E - Lift:Renew Tungsten Bulkhead Light, unit of measure NO | Comm M&E-LD010191 | Y | Y | Y | Y | Y
M3NHFScheduleOfRatesCode | Comm M&E/Lift:Renew Smoke Detector (Mains Type) | Comm M&E - Lift:Renew Smoke Detector (Mains Type), unit of measure NO | Comm M&E-LD010193 | Y | Y | Y | Y | Y
M3NHFScheduleOfRatesCode | Comm M&E/Lift:Renew Smoke Detector (Battery Type) | Comm M&E - Lift:Renew Smoke Detector (Battery Type), unit of measure NO | Comm M&E-LD010195 | Y | Y | Y | Y | Y
M3NHFScheduleOfRatesCode | Comm M&E/Lift:Fit Additional Rope Clips Per 4 | Comm M&E - Lift:Fit Additional Rope Clips Per 4, unit of measure NO | Comm M&E-LD010197 | Y | Y | Y | Y | Y
M3NHFScheduleOfRatesCode | Comm M&E/Lift:Renew Smoke Detector Batteries | Comm M&E - Lift:Renew Smoke Detector Batteries, unit of measure NO | Comm M&E-LD010199 | Y | Y | Y | Y | Y
M3NHFScheduleOfRatesCode | Comm M&E/Lift:Pump Out Water From Lift Pit | Comm M&E - Lift:Pump Out Water From Lift Pit, unit of measure NO | Comm M&E-LD010201 | Y | Y | Y | Y | Y
M3NHFScheduleOfRatesCode | Comm M&E/Lift:Pump Out Water From Additional Lift Pit | Comm M&E - Lift:Pump Out Water From Additional Lift Pit, unit of measure NO | Comm M&E-LD010202 | Y | Y | Y | Y
M3NHFScheduleOfRatesCode | Comm M&E/Lift:Install Additional Emergency Stop Button | Comm M&E - Lift:Install Additional Emergency Stop Button, unit of measure IT | Comm M&E-LD010203 | Y
M3NHFScheduleOfRatesCode | Comm M&E/Lift:Replace Compensating Ropes 4-9 Storeys High | Comm M&E - Lift:Replace Compensating Ropes 4-9 Storeys High, unit of measure NO | Comm M&E-LD010511 | Y | Y | Y | Y
M3NHFScheduleOfRatesCode | Comm M&E/Lift:Replace Compensating Ropes 10-12 Storeys High | Comm M&E - Lift:Replace Compensating Ropes 10-12 Storeys High, unit of measure NO | Comm M&E-LD010513 | Y | Y | Y | Y
M3NHFScheduleOfRatesCode | Comm M&E/Lift:Replace Compensating Ropes 13-16 Storeys High | Comm M&E - Lift:Replace Compensating Ropes 13-16 Storeys High, unit of measure NO | Comm M&E-LD010515 | Y | Y | Y | Y
M3NHFScheduleOfRatesCode | Comm M&E/Lift:Replace Compensating Ropes 17-23 Storeys High | Comm M&E - Lift:Replace Compensating Ropes 17-23 Storeys High, unit of measure NO | Comm M&E-LD010517 | Y | Y | Y | Y
M3NHFScheduleOfRatesCode | Comm M&E/Lift:Replace Compensating Ropes 24-30 Storeys High | Comm M&E - Lift:Replace Compensating Ropes 24-30 Storeys High, unit of measure NO | Comm M&E-LD010519 | Y | Y | Y | Y
M3NHFScheduleOfRatesCode | Comm M&E/Lift:Remove Stair Lift Or Through Floor Lift | Comm M&E - Lift:Remove Stair Lift Or Through Floor Lift, unit of measure NO | Comm M&E-LD020001 | Y | Y | Y | Y | Y
M3NHFScheduleOfRatesCode | Comm M&E/Lift:Renew Trailing Flex/Rope/Cable To Stairlift | Comm M&E - Lift:Renew Trailing Flex/Rope/Cable To Stairlift, unit of measure NO | Comm M&E-LD020003 | Y | Y | Y | Y | Y
M3NHFScheduleOfRatesCode | Comm M&E/Lift:Renew Rollers To Stair Lift Per Set | Comm M&E - Lift:Renew Rollers To Stair Lift Per Set, unit of measure NO | Comm M&E-LD020005 | Y | Y | Y | Y | Y
M3NHFScheduleOfRatesCode | Comm M&E/Lift:Renew Centre Rollers To Minivator Chair Lift | Comm M&E - Lift:Renew Centre Rollers To Minivator Chair Lift, unit of measure NO | Comm M&E-LD020007 | Y | Y | Y | Y | Y
M3NHFScheduleOfRatesCode | Comm M&E/Lift:Renew Side Rollers To Minivator Chair Lift | Comm M&E - Lift:Renew Side Rollers To Minivator Chair Lift, unit of measure NO | Comm M&E-LD020009 | Y | Y | Y | Y | Y
M3NHFScheduleOfRatesCode | Comm M&E/Lift:Renew Load Bearing Rollers To 205 Stair Lift | Comm M&E - Lift:Renew Load Bearing Rollers To 205 Stair Lift, unit of measure NO | Comm M&E-LD020011 | Y | Y | Y | Y | Y
M3NHFScheduleOfRatesCode | Comm M&E/Lift:Renew Side Rollers To 205 Stair Lift | Comm M&E - Lift:Renew Side Rollers To 205 Stair Lift, unit of measure NO | Comm M&E-LD020013 | Y | Y | Y | Y | Y
M3NHFScheduleOfRatesCode | Comm M&E/Lift:Renew Rollers To 215 Stair Lift | Comm M&E - Lift:Renew Rollers To 215 Stair Lift, unit of measure NO | Comm M&E-LD020015 | Y | Y | Y | Y | Y
M3NHFScheduleOfRatesCode | Comm M&E/Lift:Renew Bearings To Stair Lift | Comm M&E - Lift:Renew Bearings To Stair Lift, unit of measure NO | Comm M&E-LD020017 | Y | Y | Y | Y | Y
M3NHFScheduleOfRatesCode | Comm M&E/Lift:Renew Batteries To Stair Lift | Comm M&E - Lift:Renew Batteries To Stair Lift, unit of measure NO | Comm M&E-LD020019 | Y | Y | Y | Y | Y
M3NHFScheduleOfRatesCode | Comm M&E/Lift:Renew Pcb Board To Stair/Through Floor Lift | Comm M&E - Lift:Renew Pcb Board To Stair/Through Floor Lift, unit of measure NO | Comm M&E-LD020021 | Y | Y | Y | Y | Y
M3NHFScheduleOfRatesCode | Comm M&E/Lift:Renew Control Board To 208 Stair Lift | Comm M&E - Lift:Renew Control Board To 208 Stair Lift, unit of measure NO | Comm M&E-LD020023 | Y | Y | Y | Y | Y
M3NHFScheduleOfRatesCode | Comm M&E/Lift:Renew Chain Spring To 208 Stair Lift | Comm M&E - Lift:Renew Chain Spring To 208 Stair Lift, unit of measure NO | Comm M&E-LD020025 | Y | Y | Y | Y | Y
M3NHFScheduleOfRatesCode | Comm M&E/Lift:Renew Push Button To 208 Stair Lift | Comm M&E - Lift:Renew Push Button To 208 Stair Lift, unit of measure NO | Comm M&E-LD020026 | Y | Y | Y | Y | Y
M3NHFScheduleOfRatesCode | Comm M&E/Lift:Renew Push Button To Stair Lift | Comm M&E - Lift:Renew Push Button To Stair Lift, unit of measure NO | Comm M&E-LD020027 | Y | Y | Y | Y | Y
M3NHFScheduleOfRatesCode | Comm M&E/Lift:Renew Ram Oil Seals Hydraulic Lift | Comm M&E - Lift:Renew Ram Oil Seals Hydraulic Lift, unit of measure NO | Comm M&E-LD020029 | Y | Y | Y | Y | Y
M3NHFScheduleOfRatesCode | Comm M&E/Lift:Renew Ram Oil Seals Through Floor Lift | Comm M&E - Lift:Renew Ram Oil Seals Through Floor Lift, unit of measure NO | Comm M&E-LD020031 | Y | Y | Y | Y | Y
M3NHFScheduleOfRatesCode | Comm M&E/Lift:Repair Through Floor Lift Door Mechanism | Comm M&E - Lift:Repair Through Floor Lift Door Mechanism, unit of measure NO | Comm M&E-LD020033 | Y | Y | Y | Y | Y
M3NHFScheduleOfRatesCode | Comm M&E/Lift:Repair Power Hinged Rail To Stair Lift | Comm M&E - Lift:Repair Power Hinged Rail To Stair Lift, unit of measure NO | Comm M&E-LD020035 | Y | Y | Y | Y | Y
M3NHFScheduleOfRatesCode | Comm M&E/Lift:Repair Power Hinged Platform To Stair Lift | Comm M&E - Lift:Repair Power Hinged Platform To Stair Lift, unit of measure NO | Comm M&E-LD020037 | Y | Y | Y | Y | Y
M3NHFScheduleOfRatesCode | Comm M&E/Lift:Repair Stair Lift Swivel Seat Switches | Comm M&E - Lift:Repair Stair Lift Swivel Seat Switches, unit of measure NO | Comm M&E-LD020039 | Y | Y | Y | Y | Y
M3NHFScheduleOfRatesCode | Comm M&E/Lift:Repair Switches On Stair Lift Chair Arm | Comm M&E - Lift:Repair Switches On Stair Lift Chair Arm, unit of measure NO | Comm M&E-LD020041 | Y | Y | Y | Y | Y
M3NHFScheduleOfRatesCode | Comm M&E/Lift:Renew Main Lift Isolator | Comm M&E - Lift:Renew Main Lift Isolator, unit of measure IT | Comm M&E-LD020043 | Y
M3NHFScheduleOfRatesCode | Comm M&E/Lift:Install Basic System Autodialler | Comm M&E - Lift:Install Basic System Autodialler, unit of measure IT | Comm M&E-LD020045 | Y
M3NHFScheduleOfRatesCode | Comm M&E/Lift:Install Full System Autodialler | Comm M&E - Lift:Install Full System Autodialler, unit of measure IT | Comm M&E-LD020047 | Y
M3NHFScheduleOfRatesCode | Comm M&E/Lift:Upgrade Lift Car Top Control Staition | Comm M&E - Lift:Upgrade Lift Car Top Control Staition, unit of measure IT | Comm M&E-LD020049 | Y
M3NHFScheduleOfRatesCode | Comm M&E/Lift:Full Lift Pit Clean Down | Comm M&E - Lift:Full Lift Pit Clean Down, unit of measure IT | Comm M&E-LD020051 | Y
M3NHFScheduleOfRatesCode | Comm M&E/Lift:Soak Up/Remove Oil From Lift Pit | Comm M&E - Lift:Soak Up/Remove Oil From Lift Pit, unit of measure IT | Comm M&E-LD020053 | Y
M3NHFScheduleOfRatesCode | Comm M&E/Lift:Relocate Overflow Bottle To To Pit Floor | Comm M&E - Lift:Relocate Overflow Bottle To To Pit Floor, unit of measure IT | Comm M&E-LD020055 | Y
M3NHFScheduleOfRatesCode | Comm M&E/Lift:Top Up Hydraulic Oil | Comm M&E - Lift:Top Up Hydraulic Oil, unit of measure IT | Comm M&E-LD020057 | Y
M3NHFScheduleOfRatesCode | Comm M&E/Lift:Install Bund Wall Around Tank | Comm M&E - Lift:Install Bund Wall Around Tank, unit of measure IT | Comm M&E-LD020059 | Y
M3NHFScheduleOfRatesCode | Comm M&E/Lift:Manual Hand Pump To Valve Block | Comm M&E - Lift:Manual Hand Pump To Valve Block, unit of measure IT | Comm M&E-LD020061 | Y
M3NHFScheduleOfRatesCode | Comm M&E/Lift:Replace Lester Controls Mp500 Board With New | Comm M&E - Lift:Replace Lester Controls Mp500 Board With New, unit of measure IT | Comm M&E-LD020063 | Y
M3NHFScheduleOfRatesCode | Comm M&E/Lift:Replace Refurbished Control Mp500 Board | Comm M&E - Lift:Replace Refurbished Control Mp500 Board, unit of measure IT | Comm M&E-LD020065 | Y
M3NHFScheduleOfRatesCode | Comm M&E/Lift:Replace Lift Motor Room Door Lock | Comm M&E - Lift:Replace Lift Motor Room Door Lock, unit of measure IT | Comm M&E-LD020067 | Y
M3NHFScheduleOfRatesCode | Comm M&E/Lift:Replace Leaking Ram Seal | Comm M&E - Lift:Replace Leaking Ram Seal, unit of measure IT | Comm M&E-LD020069 | Y
M3NHFScheduleOfRatesCode | Comm M&E/Lift:Supply And Fix Oil Pipe Clamps Back Plates | Comm M&E - Lift:Supply And Fix Oil Pipe Clamps Back Plates, unit of measure IT | Comm M&E-LD020071 | Y
M3NHFScheduleOfRatesCode | Comm M&E/Lift:Repaint Ram Pulley And Osg | Comm M&E - Lift:Repaint Ram Pulley And Osg, unit of measure IT | Comm M&E-LD020073 | Y
M3NHFScheduleOfRatesCode | Comm M&E/Lift:Repaint Ram Pulley And Sheave Guard | Comm M&E - Lift:Repaint Ram Pulley And Sheave Guard, unit of measure IT | Comm M&E-LD020075 | Y
M3NHFScheduleOfRatesCode | Comm M&E/Lift:Renew Elevator Conrol Valve Seals | Comm M&E - Lift:Renew Elevator Conrol Valve Seals, unit of measure IT | Comm M&E-LD020077 | Y
M3NHFScheduleOfRatesCode | Comm M&E/Lift:Supply And Fit Electric Shock Notice Board | Comm M&E - Lift:Supply And Fit Electric Shock Notice Board, unit of measure NO | Comm M&E-LD030001 | Y | Y | Y | Y | Y
M3NHFScheduleOfRatesCode | Comm M&E/Lift:Supply And Fit Hand Winding Notice Board | Comm M&E - Lift:Supply And Fit Hand Winding Notice Board, unit of measure NO | Comm M&E-LD030003 | Y | Y | Y | Y | Y
M3NHFScheduleOfRatesCode | Comm M&E/Lift:Supply And Fit Danger Notice Board To Lmr | Comm M&E - Lift:Supply And Fit Danger Notice Board To Lmr, unit of measure NO | Comm M&E-LD030005 | Y | Y | Y | Y | Y
M3NHFScheduleOfRatesCode | Comm M&E/Lift:Supply And Fit Load Plate Notice Board | Comm M&E - Lift:Supply And Fit Load Plate Notice Board, unit of measure NO | Comm M&E-LD030007 | Y | Y | Y | Y | Y
M3NHFScheduleOfRatesCode | Comm M&E/Lift:Supply And Fit Falling Danger Notice To Lmr | Comm M&E - Lift:Supply And Fit Falling Danger Notice To Lmr, unit of measure NO | Comm M&E-LD030009 | Y | Y | Y | Y | Y
M3NHFScheduleOfRatesCode | Comm M&E/Lift:Supply And Fit Reduced Head Room Notice Board | Comm M&E - Lift:Supply And Fit Reduced Head Room Notice Board, unit of measure NO | Comm M&E-LD030011 | Y | Y | Y | Y | Y
M3NHFScheduleOfRatesCode | Comm M&E/Lift:Supply And Fit Reduced Pit Depth Notice Board | Comm M&E - Lift:Supply And Fit Reduced Pit Depth Notice Board, unit of measure NO | Comm M&E-LD030013 | Y | Y | Y | Y | Y
M3NHFScheduleOfRatesCode | Comm M&E/Lift:Supply And Fit Trip Hazard Sign | Comm M&E - Lift:Supply And Fit Trip Hazard Sign, unit of measure IT | Comm M&E-LD030015 | Y
M3NHFScheduleOfRatesCode | Comm M&E/Lift:Supply And Fix Emergency Release Instructions | Comm M&E - Lift:Supply And Fix Emergency Release Instructions, unit of measure IT | Comm M&E-LD030017 | Y
M3NHFScheduleOfRatesCode | Comm M&E/Lift:Install Emergency Lighting In Lift Car | Comm M&E - Lift:Install Emergency Lighting In Lift Car, unit of measure NO | Comm M&E-LD040001 | Y | Y | Y | Y | Y
M3NHFScheduleOfRatesCode | Comm M&E/Lift:Install New Alarm Bell | Comm M&E - Lift:Install New Alarm Bell, unit of measure NO | Comm M&E-LD040003 | Y | Y | Y | Y | Y
M3NHFScheduleOfRatesCode | Comm M&E/Lift:Renew Alarm Bell | Comm M&E - Lift:Renew Alarm Bell, unit of measure NO | Comm M&E-LD040005 | Y | Y | Y | Y
M3NHFScheduleOfRatesCode | Comm M&E/Lift:Renew Flush Fitting To Car | Comm M&E - Lift:Renew Flush Fitting To Car, unit of measure IT | Comm M&E-LD040007 | Y | Y | Y | Y
M3NHFScheduleOfRatesCode | Comm M&E/Lift:Renew Emergency Light Flush Fitting To Car | Comm M&E - Lift:Renew Emergency Light Flush Fitting To Car, unit of measure IT | Comm M&E-LD040009 | Y | Y | Y | Y
M3NHFScheduleOfRatesCode | Comm M&E/Lift:Renew Bulkhead To Shaft Lighting | Comm M&E - Lift:Renew Bulkhead To Shaft Lighting, unit of measure IT | Comm M&E-LD040013 | Y | Y | Y | Y
M3NHFScheduleOfRatesCode | Comm M&E/Lift:Refix Pit Light To Wall | Comm M&E - Lift:Refix Pit Light To Wall, unit of measure IT | Comm M&E-LD040015 | Y
M3NHFScheduleOfRatesCode | Comm M&E/Lift:Install Battery Backup For Car Lighting | Comm M&E - Lift:Install Battery Backup For Car Lighting, unit of measure IT | Comm M&E-LD040017 | Y
M3NHFScheduleOfRatesCode | Comm M&E/Lift:Full Shaft Lighting Upgrade - 4 Floors | Comm M&E - Lift:Full Shaft Lighting Upgrade - 4 Floors, unit of measure IT | Comm M&E-LD040019 | Y
M3NHFScheduleOfRatesCode | Comm M&E/Lift:Full Shaft Lighting Upgrade - 5 Floors | Comm M&E - Lift:Full Shaft Lighting Upgrade - 5 Floors, unit of measure IT | Comm M&E-LD040021 | Y
M3NHFScheduleOfRatesCode | Comm M&E/Lift:Renew Lmr Light With Battery Back-Up | Comm M&E - Lift:Renew Lmr Light With Battery Back-Up, unit of measure IT | Comm M&E-LD040023 | Y
M3NHFScheduleOfRatesCode | Comm M&E/Lift:Install Replacement Led Tubes And Fittings | Comm M&E - Lift:Install Replacement Led Tubes And Fittings, unit of measure IT | Comm M&E-LD040025 | Y
M3NHFScheduleOfRatesCode | Comm M&E/Lift:Replace With Single Socket Including Rcd | Comm M&E - Lift:Replace With Single Socket Including Rcd, unit of measure IT | Comm M&E-LD040027 | Y
M3NHFScheduleOfRatesCode | Comm M&E/Lift:Replace With Double Socket Including Rcd | Comm M&E - Lift:Replace With Double Socket Including Rcd, unit of measure IT | Comm M&E-LD040029 | Y
M3NHFScheduleOfRatesCode | Comm M&E/Lift:Supply Only M.C.2 Type Release Key | Comm M&E - Lift:Supply Only M.C.2 Type Release Key, unit of measure NO | Comm M&E-LD050001 | Y | Y | Y | Y | Y
M3NHFScheduleOfRatesCode | Comm M&E/Lift:Supply Only Vee Type Release Key | Comm M&E - Lift:Supply Only Vee Type Release Key, unit of measure NO | Comm M&E-LD050003 | Y | Y | Y | Y | Y
M3NHFScheduleOfRatesCode | Comm M&E/Lift:Supply Only "U" Type Release Key | Comm M&E - Lift:Supply Only "U" Type Release Key, unit of measure NO | Comm M&E-LD050005 | Y | Y | Y | Y | Y
M3NHFScheduleOfRatesCode | Comm M&E/Lift:Supply Only Drop-Down Type Release Key | Comm M&E - Lift:Supply Only Drop-Down Type Release Key, unit of measure NO | Comm M&E-LD050007 | Y | Y | Y | Y | Y
M3NHFScheduleOfRatesCode | Comm M&E/Lift:Supply Only Gal Type Release Key | Comm M&E - Lift:Supply Only Gal Type Release Key, unit of measure NO | Comm M&E-LD050009 | Y | Y | Y | Y | Y
M3NHFScheduleOfRatesCode | Comm M&E/Lift:Carry Out Load Test To Lmr Lifting Beam(S) | Comm M&E - Lift:Carry Out Load Test To Lmr Lifting Beam(S), unit of measure NO | Comm M&E-LD060001 | Y | Y | Y | Y | Y
M3NHFScheduleOfRatesCode | Comm M&E/Lift:Clean Commutator | Comm M&E - Lift:Clean Commutator, unit of measure NO | Comm M&E-LD060002 | Y | Y | Y | Y | Y
M3NHFScheduleOfRatesCode | Comm M&E/Lift:Reset Tripped Overloads And Check Ciruits | Comm M&E - Lift:Reset Tripped Overloads And Check Ciruits, unit of measure NO | Comm M&E-LD060003 | Y | Y | Y | Y | Y
M3NHFScheduleOfRatesCode | Comm M&E/Lift:Adjustments To Brake And Set Floor Levels | Comm M&E - Lift:Adjustments To Brake And Set Floor Levels, unit of measure NO | Comm M&E-LD060005 | Y | Y | Y | Y | Y
M3NHFScheduleOfRatesCode | Comm M&E/Lift:Adjust/Clean Contacts On Control Panel Per Pr | Comm M&E - Lift:Adjust/Clean Contacts On Control Panel Per Pr, unit of measure NO | Comm M&E-LD060007 | Y | Y | Y | Y | Y
M3NHFScheduleOfRatesCode | Comm M&E/Lift:Adjust Retiring Ramp Mechanism On Door Gear | Comm M&E - Lift:Adjust Retiring Ramp Mechanism On Door Gear, unit of measure NO | Comm M&E-LD060009 | Y | Y | Y | Y | Y
M3NHFScheduleOfRatesCode | Comm M&E/Lift:Adjust Door Gear Detent Mechanism On Door Arm | Comm M&E - Lift:Adjust Door Gear Detent Mechanism On Door Arm, unit of measure NO | Comm M&E-LD060011 | Y | Y | Y | Y | Y
M3NHFScheduleOfRatesCode | Comm M&E/Lift:Adjust Cams In Door Gear Limit Switch Box | Comm M&E - Lift:Adjust Cams In Door Gear Limit Switch Box, unit of measure NO | Comm M&E-LD060013 | Y | Y | Y | Y | Y
M3NHFScheduleOfRatesCode | Comm M&E/Lift:Reset/Check Lift After Tripped Switches | Comm M&E - Lift:Reset/Check Lift After Tripped Switches, unit of measure NO | Comm M&E-LD060015 | Y | Y | Y | Y | Y
M3NHFScheduleOfRatesCode | Comm M&E/Lift:Adjust Metal Vanes/Magnetic Strips In Shaft | Comm M&E - Lift:Adjust Metal Vanes/Magnetic Strips In Shaft, unit of measure NO | Comm M&E-LD060017 | Y | Y | Y | Y | Y
M3NHFScheduleOfRatesCode | Comm M&E/Lift:Reset Osg On Stair/Through Floor Lift | Comm M&E - Lift:Reset Osg On Stair/Through Floor Lift, unit of measure NO | Comm M&E-LD060019 | Y | Y | Y | Y | Y
M3NHFScheduleOfRatesCode | Comm M&E/Lift:Reset Safe Edges On Stair/Through Floor Lift | Comm M&E - Lift:Reset Safe Edges On Stair/Through Floor Lift, unit of measure NO | Comm M&E-LD060021 | Y | Y | Y | Y | Y
M3NHFScheduleOfRatesCode | Comm M&E/Lift:Reset O/L On Stair/Through Floor Lift | Comm M&E - Lift:Reset O/L On Stair/Through Floor Lift, unit of measure NO | Comm M&E-LD060023 | Y | Y | Y | Y | Y
M3NHFScheduleOfRatesCode | Comm M&E/Lift:Carry Out 1 Year Lg1 Test Traction Lift | Comm M&E - Lift:Carry Out 1 Year Lg1 Test Traction Lift, unit of measure NO | Comm M&E-LD060025 | Y | Y | Y | Y | Y
M3NHFScheduleOfRatesCode | Comm M&E/Lift:Carry Out 1 Year Lg1 Test Hydraulic Lift | Comm M&E - Lift:Carry Out 1 Year Lg1 Test Hydraulic Lift, unit of measure NO | Comm M&E-LD060027 | Y | Y | Y | Y | Y
M3NHFScheduleOfRatesCode | Comm M&E/Lift:Carry Out 5 Year Lg1 Test Traction Lift | Comm M&E - Lift:Carry Out 5 Year Lg1 Test Traction Lift, unit of measure NO | Comm M&E-LD060033 | Y | Y | Y | Y | Y
M3NHFScheduleOfRatesCode | Comm M&E/Lift:Carry Out 5 Year Lg1 Test Hydraulic Lift | Comm M&E - Lift:Carry Out 5 Year Lg1 Test Hydraulic Lift, unit of measure NO | Comm M&E-LD060035 | Y | Y | Y | Y | Y
M3NHFScheduleOfRatesCode | Comm M&E/Lift:Carry Out 10 Year Lg1 Test Traction Lift | Comm M&E - Lift:Carry Out 10 Year Lg1 Test Traction Lift, unit of measure NO | Comm M&E-LD060041 | Y | Y | Y | Y | Y
M3NHFScheduleOfRatesCode | Comm M&E/Lift:Carry Out 10 Year Lg1 Test Hydraulic Lift | Comm M&E - Lift:Carry Out 10 Year Lg1 Test Hydraulic Lift, unit of measure NO | Comm M&E-LD060043 | Y | Y | Y | Y | Y
M3NHFScheduleOfRatesCode | Comm M&E/Lift:Carry Out Load Test To Lmr Lifting Beam | Comm M&E - Lift:Carry Out Load Test To Lmr Lifting Beam, unit of measure IT | Comm M&E-LD060051 | Y
M3NHFScheduleOfRatesCode | Comm M&E/Lift:Supplementary Test A13 Hydraulic Up To 4 Flrs | Comm M&E - Lift:Supplementary Test A13 Hydraulic Up To 4 Flrs, unit of measure IT | Comm M&E-LD060053 | Y
M3NHFScheduleOfRatesCode | Comm M&E/Lift:Service Passenger Goods Lift 2-3 Floors High | Comm M&E - Lift:Service Passenger Goods Lift 2-3 Floors High, unit of measure NO | Comm M&E-LD070005 | Y | Y | Y | Y | Y
M3NHFScheduleOfRatesCode | Comm M&E/Lift:Service Passenger Goods Lift 4-9 Floors High | Comm M&E - Lift:Service Passenger Goods Lift 4-9 Floors High, unit of measure NO | Comm M&E-LD070007 | Y | Y | Y | Y | Y
M3NHFScheduleOfRatesCode | Comm M&E/Lift:Service Passenger Goods Lift 10-12 Floor High | Comm M&E - Lift:Service Passenger Goods Lift 10-12 Floor High, unit of measure NO | Comm M&E-LD070009 | Y | Y | Y | Y | Y
M3NHFScheduleOfRatesCode | Comm M&E/Lift:Service Passenger Goods Lift 13-16 Floor High | Comm M&E - Lift:Service Passenger Goods Lift 13-16 Floor High, unit of measure NO | Comm M&E-LD070011 | Y | Y | Y | Y | Y
M3NHFScheduleOfRatesCode | Comm M&E/Lift:Service Passenger Goods Lift 17-23 Floor High | Comm M&E - Lift:Service Passenger Goods Lift 17-23 Floor High, unit of measure NO | Comm M&E-LD070013 | Y | Y | Y | Y | Y
M3NHFScheduleOfRatesCode | Comm M&E/Lift:Service Passenger Goods Lift 24-30 Floor High | Comm M&E - Lift:Service Passenger Goods Lift 24-30 Floor High, unit of measure NO | Comm M&E-LD070014 | Y | Y | Y | Y
M3NHFScheduleOfRatesCode | Comm M&E/Lift:Service Book/Food Hoist | Comm M&E - Lift:Service Book/Food Hoist, unit of measure NO | Comm M&E-LD070015 | Y | Y | Y | Y | Y
M3NHFScheduleOfRatesCode | Comm M&E/Lift:Service Picture Hoist | Comm M&E - Lift:Service Picture Hoist, unit of measure NO | Comm M&E-LD070017 | Y | Y | Y | Y | Y
M3NHFScheduleOfRatesCode | Comm M&E/Lift:Service Stairlift | Comm M&E - Lift:Service Stairlift, unit of measure NO | Comm M&E-LD070019 | Y | Y | Y | Y | Y
M3NHFScheduleOfRatesCode | Comm M&E/Lift:Service Minivator | Comm M&E - Lift:Service Minivator, unit of measure NO | Comm M&E-LD070021 | Y | Y | Y | Y | Y
M3NHFScheduleOfRatesCode | Comm M&E/Lift:Service Homelift | Comm M&E - Lift:Service Homelift, unit of measure NO | Comm M&E-LD070023 | Y | Y | Y | Y | Y
M3NHFScheduleOfRatesCode | Comm M&E/Lift:Service Bed Hoist | Comm M&E - Lift:Service Bed Hoist, unit of measure NO | Comm M&E-LD070025 | Y | Y | Y | Y | Y
M3NHFScheduleOfRatesCode | Comm M&E/Lift:Service Disablility Pass Thru Floor Hoist | Comm M&E - Lift:Service Disablility Pass Thru Floor Hoist, unit of measure NO | Comm M&E-LD070027 | Y | Y | Y | Y | Y
M3NHFScheduleOfRatesCode | Comm M&E/Lift:Service Disablility Vertical Access Hoist | Comm M&E - Lift:Service Disablility Vertical Access Hoist, unit of measure NO | Comm M&E-LD070029 | Y | Y | Y | Y | Y
M3NHFScheduleOfRatesCode | Comm M&E/Lift:Attend Breakdown Callout - 1 Lift | Comm M&E - Lift:Attend Breakdown Callout - 1 Lift, unit of measure IT | Comm M&E-LD080101 | Y | Y | Y | Y
M3NHFScheduleOfRatesCode | Comm M&E/Lift:Attend Breakdown Callout - 2 Lift | Comm M&E - Lift:Attend Breakdown Callout - 2 Lift, unit of measure IT | Comm M&E-LD080103 | Y | Y | Y | Y
M3NHFScheduleOfRatesCode | Comm M&E/Stairlift:Install New Straight | Comm M&E - Stairlift:Install New Straight, unit of measure IT | Comm M&E-LD101001 | Y | Y | Y
M3NHFScheduleOfRatesCode | Comm M&E/Stairlift:Install New Curved | Comm M&E - Stairlift:Install New Curved, unit of measure IT | Comm M&E-LD101003 | Y | Y | Y
M3NHFScheduleOfRatesCode | Comm M&E/Stairlift:Install Reconditioned Straight | Comm M&E - Stairlift:Install Reconditioned Straight, unit of measure IT | Comm M&E-LD101005 | Y | Y | Y
M3NHFScheduleOfRatesCode | Comm M&E/Stairlift:Install Reconditioned Curved | Comm M&E - Stairlift:Install Reconditioned Curved, unit of measure IT | Comm M&E-LD101007 | Y | Y | Y
M3NHFScheduleOfRatesCode | Comm M&E/Stairlift:Remove Straight | Comm M&E - Stairlift:Remove Straight, unit of measure IT | Comm M&E-LD101009 | Y | Y | Y
M3NHFScheduleOfRatesCode | Comm M&E/Stairlift:Remove Curved | Comm M&E - Stairlift:Remove Curved, unit of measure IT | Comm M&E-LD101011 | Y | Y | Y
M3NHFScheduleOfRatesCode | Comm M&E/Stairlift:Install Client Straight Stairlift | Comm M&E - Stairlift:Install Client Straight Stairlift, unit of measure IT | Comm M&E-LD101013 | Y | Y | Y
M3NHFScheduleOfRatesCode | Comm M&E/Stairlift:Install Client Curved Stairlift | Comm M&E - Stairlift:Install Client Curved Stairlift, unit of measure IT | Comm M&E-LD101015 | Y | Y | Y
M3NHFScheduleOfRatesCode | Comm M&E/Stairlift:Install Client Curved Stairlift New Rail | Comm M&E - Stairlift:Install Client Curved Stairlift New Rail, unit of measure IT | Comm M&E-LD101017 | Y | Y | Y
M3NHFScheduleOfRatesCode | Comm M&E/Through Floor Lift:Install New Non Wheelchair Type | Comm M&E - Through Floor Lift:Install New Non Wheelchair Type, unit of measure IT | Comm M&E-LD102001 | Y | Y | Y
M3NHFScheduleOfRatesCode | Comm M&E/Through Floor Lift:Install New Wheelchair Type | Comm M&E - Through Floor Lift:Install New Wheelchair Type, unit of measure IT | Comm M&E-LD102003 | Y | Y | Y
M3NHFScheduleOfRatesCode | Comm M&E/Through Floor Lift:Remove Non Wheelchair Type | Comm M&E - Through Floor Lift:Remove Non Wheelchair Type, unit of measure IT | Comm M&E-LD102005 | Y | Y | Y
M3NHFScheduleOfRatesCode | Comm M&E/Through Floor Lift:Remove Wheelchair Type | Comm M&E - Through Floor Lift:Remove Wheelchair Type, unit of measure IT | Comm M&E-LD102007 | Y | Y | Y
M3NHFScheduleOfRatesCode | Comm M&E/Hoist:Install New Track Straight Type | Comm M&E - Hoist:Install New Track Straight Type, unit of measure IT | Comm M&E-LD103001 | Y | Y | Y
M3NHFScheduleOfRatesCode | Comm M&E/Hoist:Install New Track Curved Type | Comm M&E - Hoist:Install New Track Curved Type, unit of measure IT | Comm M&E-LD103003 | Y | Y | Y
M3NHFScheduleOfRatesCode | Comm M&E/Bath Hoist:Install New | Comm M&E - Bath Hoist:Install New, unit of measure IT | Comm M&E-LD103005 | Y | Y | Y
M3NHFScheduleOfRatesCode | Comm M&E/Hoist:Remove Straight Track | Comm M&E - Hoist:Remove Straight Track, unit of measure IT | Comm M&E-LD104001 | Y | Y | Y
M3NHFScheduleOfRatesCode | Comm M&E/Hoist:Remove Curved Track | Comm M&E - Hoist:Remove Curved Track, unit of measure IT | Comm M&E-LD104003 | Y | Y | Y
M3NHFScheduleOfRatesCode | Comm M&E/Lift:Install Hydraulic Control Panel | Comm M&E - Lift:Install Hydraulic Control Panel, unit of measure IT | Comm M&E-LD105001 | Y
M3NHFScheduleOfRatesCode | Comm M&E/Lift:Install Hydraulic Power Unit Up To 6Kw | Comm M&E - Lift:Install Hydraulic Power Unit Up To 6Kw, unit of measure IT | Comm M&E-LD105003 | Y
M3NHFScheduleOfRatesCode | Comm M&E/Lift:Install Hydraulic Power Unit Up To 16Kw | Comm M&E - Lift:Install Hydraulic Power Unit Up To 16Kw, unit of measure IT | Comm M&E-LD105005 | Y
M3NHFScheduleOfRatesCode | Comm M&E/Lift:Install Vandal Resist Landing Entrance 4 Flrs | Comm M&E - Lift:Install Vandal Resist Landing Entrance 4 Flrs, unit of measure IT | Comm M&E-LD105007 | Y
M3NHFScheduleOfRatesCode | Comm M&E/Lift:Install Vandal Resistant Car Entrance - 1 Ent | Comm M&E - Lift:Install Vandal Resistant Car Entrance - 1 Ent, unit of measure IT | Comm M&E-LD105009 | Y
M3NHFScheduleOfRatesCode | Comm M&E/Lift:Reline 8 Person Car Size Include All Finishes | Comm M&E - Lift:Reline 8 Person Car Size Include All Finishes, unit of measure IT | Comm M&E-LD105011 | Y
M3NHFScheduleOfRatesCode | Comm M&E/Lift:Install Statutory Notice Package | Comm M&E - Lift:Install Statutory Notice Package, unit of measure IT | Comm M&E-LD105101 | Y
M3NHFScheduleOfRatesCode | Comm M&E/Lift:Install Unintended Movement Lock Valve | Comm M&E - Lift:Install Unintended Movement Lock Valve, unit of measure IT | Comm M&E-LD105103 | Y
M3NHFScheduleOfRatesCode | Comm M&E/Lift:Install Chain Divertor Pulley Guard | Comm M&E - Lift:Install Chain Divertor Pulley Guard, unit of measure IT | Comm M&E-LD105107 | Y
M3NHFScheduleOfRatesCode | Comm M&E/Lift:Install Non Vandal Resistant Ldg Stat 3 Flrs | Comm M&E - Lift:Install Non Vandal Resistant Ldg Stat 3 Flrs, unit of measure IT | Comm M&E-LD105110 | Y
M3NHFScheduleOfRatesCode | Comm M&E/Lift:Install Vandal Resistant Land Ind Stat 3 Flrs | Comm M&E - Lift:Install Vandal Resistant Land Ind Stat 3 Flrs, unit of measure IT | Comm M&E-LD105111 | Y
M3NHFScheduleOfRatesCode | Comm M&E/Lift:Install Vandal Resistant Land Ind Stat 4 Flrs | Comm M&E - Lift:Install Vandal Resistant Land Ind Stat 4 Flrs, unit of measure IT | Comm M&E-LD105112 | Y
M3NHFScheduleOfRatesCode | Comm M&E/Lift:Install Vandal Resistant Land Stat 4 Flrs | Comm M&E - Lift:Install Vandal Resistant Land Stat 4 Flrs, unit of measure IT | Comm M&E-LD105113 | Y
M3NHFScheduleOfRatesCode | Comm M&E/Lift:Install Non Slip Floor Covering - 8 Per Lift | Comm M&E - Lift:Install Non Slip Floor Covering - 8 Per Lift, unit of measure IT | Comm M&E-LD105115 | Y
M3NHFScheduleOfRatesCode | Comm M&E/Lift:Install Non Slip Floor Covering - 10 Per Lift | Comm M&E - Lift:Install Non Slip Floor Covering - 10 Per Lift, unit of measure IT | Comm M&E-LD105117 | Y
M3NHFScheduleOfRatesCode | Comm M&E/Lift:Install Non Slip Floor Covering - 13 Per Lift | Comm M&E - Lift:Install Non Slip Floor Covering - 13 Per Lift, unit of measure IT | Comm M&E-LD105119 | Y
M3NHFScheduleOfRatesCode | Comm M&E/Lift:Overhaul Landing Entrances (2 Entrances) | Comm M&E - Lift:Overhaul Landing Entrances (2 Entrances), unit of measure IT | Comm M&E-LD105123 | Y
M3NHFScheduleOfRatesCode | Comm M&E/Lift:Overhaul Landing Entrances (3 Entrances) | Comm M&E - Lift:Overhaul Landing Entrances (3 Entrances), unit of measure IT | Comm M&E-LD105125 | Y
M3NHFScheduleOfRatesCode | Comm M&E/Lift:Overhaul Landing Entrances (4 Entrances) | Comm M&E - Lift:Overhaul Landing Entrances (4 Entrances), unit of measure IT | Comm M&E-LD105127 | Y
M3NHFScheduleOfRatesCode | Comm M&E/Lift:Install Vandal Resistant Car Operating Panel | Comm M&E - Lift:Install Vandal Resistant Car Operating Panel, unit of measure IT | Comm M&E-LD105129 | Y
M3NHFScheduleOfRatesCode | Comm M&E/Lift:Install Surface Mounted Car Operating Panel | Comm M&E - Lift:Install Surface Mounted Car Operating Panel, unit of measure IT | Comm M&E-LD105131 | Y
M3NHFScheduleOfRatesCode | Comm M&E/Lift:Install Replacement Car Door Operator | Comm M&E - Lift:Install Replacement Car Door Operator, unit of measure IT | Comm M&E-LD105133 | Y
M3NHFScheduleOfRatesCode | Comm M&E/Lift:Install Tool Board In Lift Motor Room | Comm M&E - Lift:Install Tool Board In Lift Motor Room, unit of measure IT | Comm M&E-LD105135 | Y
M3NHFScheduleOfRatesCode | Comm M&E/Lift:Supply Only Lift Pit Ladder | Comm M&E - Lift:Supply Only Lift Pit Ladder, unit of measure IT | Comm M&E-LD106001 | Y
M3NHFScheduleOfRatesCode | Comm M&E/Lift:Supply And Fit Folding Pit Ladder | Comm M&E - Lift:Supply And Fit Folding Pit Ladder, unit of measure IT | Comm M&E-LD106003 | Y
M3NHFScheduleOfRatesCode | Comm M&E/Lift:Supply And Fit Pit Prop Including Interlock | Comm M&E - Lift:Supply And Fit Pit Prop Including Interlock, unit of measure IT | Comm M&E-LD106005 | Y
M3NHFScheduleOfRatesCode | Comm M&E/Lift:Supply And Install Car Top Balustrade | Comm M&E - Lift:Supply And Install Car Top Balustrade, unit of measure IT | Comm M&E-LD106007 | Y
M3NHFScheduleOfRatesCode | Comm M&E/Lift:Supply And Install Mirror | Comm M&E - Lift:Supply And Install Mirror, unit of measure IT | Comm M&E-LD106009 | Y
M3NHFScheduleOfRatesCode | Comm M&E/Lift:Supply And Fit Tip-Up Seat In Lift Car | Comm M&E - Lift:Supply And Fit Tip-Up Seat In Lift Car, unit of measure IT | Comm M&E-LD106011 | Y
M3NHFScheduleOfRatesCode | Comm M&E/Lift:Supply And Install Handrail | Comm M&E - Lift:Supply And Install Handrail, unit of measure IT | Comm M&E-LD106013 | Y
M3NHFScheduleOfRatesCode | Comm M&E/Lift:Supply And Install Dda Compliant Handrail | Comm M&E - Lift:Supply And Install Dda Compliant Handrail, unit of measure IT | Comm M&E-LD106015 | Y
M3NHFScheduleOfRatesCode | Comm M&E/Lift:Supply Landing Barrier | Comm M&E - Lift:Supply Landing Barrier, unit of measure IT | Comm M&E-LD106017 | Y
M3NHFScheduleOfRatesCode | Comm M&E/Lift:Supply And Install Guide Drip Tray | Comm M&E - Lift:Supply And Install Guide Drip Tray, unit of measure IT | Comm M&E-LD106019 | Y
M3NHFScheduleOfRatesCode | Comm M&E/Lift:Install Emergency Handwinding Kit | Comm M&E - Lift:Install Emergency Handwinding Kit, unit of measure IT | Comm M&E-LD106021 | Y
M3NHFScheduleOfRatesCode | Comm M&E/Laundry Equipment:Test And Report | Comm M&E - Laundry Equipment:Test And Report, unit of measure IT | Comm M&E-LE010101 | Y | Y | Y | Y | Y
M3NHFScheduleOfRatesCode | Comm M&E/Laundry Equipment:Renew Door Seal | Comm M&E - Laundry Equipment:Renew Door Seal, unit of measure IT | Comm M&E-LE010201 | Y | Y | Y | Y | Y
M3NHFScheduleOfRatesCode | Comm M&E/Laundry Equipment:Renew Washing Machine Drive Belt | Comm M&E - Laundry Equipment:Renew Washing Machine Drive Belt, unit of measure IT | Comm M&E-LE010203 | Y | Y | Y | Y | Y
M3NHFScheduleOfRatesCode | Comm M&E/Laundry Equipment:Renew Drain Pump | Comm M&E - Laundry Equipment:Renew Drain Pump, unit of measure IT | Comm M&E-LE010205 | Y | Y | Y | Y | Y
M3NHFScheduleOfRatesCode | Comm M&E/Laundry Equipment:Renew Door Lock | Comm M&E - Laundry Equipment:Renew Door Lock, unit of measure IT | Comm M&E-LE010207 | Y | Y | Y | Y | Y
M3NHFScheduleOfRatesCode | Comm M&E/Laundry Equipment:Renew Timer Unit | Comm M&E - Laundry Equipment:Renew Timer Unit, unit of measure IT | Comm M&E-LE010209 | Y | Y | Y | Y | Y
M3NHFScheduleOfRatesCode | Comm M&E/Laundry Equipment:Renew Water Valve | Comm M&E - Laundry Equipment:Renew Water Valve, unit of measure IT | Comm M&E-LE010211 | Y | Y | Y | Y | Y
M3NHFScheduleOfRatesCode | Comm M&E/Laundry Equipment:Renew Heater Element | Comm M&E - Laundry Equipment:Renew Heater Element, unit of measure IT | Comm M&E-LE010213 | Y | Y | Y | Y | Y
M3NHFScheduleOfRatesCode | Comm M&E/Laundry Equipment:Renew Water Valves | Comm M&E - Laundry Equipment:Renew Water Valves, unit of measure IT | Comm M&E-LE010305 | Y | Y | Y | Y | Y
M3NHFScheduleOfRatesCode | Comm M&E/Laundry Equipment:Renew Timer Motor | Comm M&E - Laundry Equipment:Renew Timer Motor, unit of measure IT | Comm M&E-LE010307 | Y | Y | Y | Y | Y
M3NHFScheduleOfRatesCode | Comm M&E/Laundry Equipment:Renew Sliding Ring To Dryer | Comm M&E - Laundry Equipment:Renew Sliding Ring To Dryer, unit of measure IT | Comm M&E-LE010403 | Y | Y | Y | Y | Y
M3NHFScheduleOfRatesCode | Comm M&E/Laundry Equipment:Renew Tumble Dryer Thermostat | Comm M&E - Laundry Equipment:Renew Tumble Dryer Thermostat, unit of measure IT | Comm M&E-LE010405 | Y | Y | Y | Y | Y
M3NHFScheduleOfRatesCode | Comm M&E/Laundry Equipment:Renew Tumble Dryer Drive Belt | Comm M&E - Laundry Equipment:Renew Tumble Dryer Drive Belt, unit of measure IT | Comm M&E-LE010407 | Y | Y | Y | Y | Y
M3NHFScheduleOfRatesCode | Comm M&E/Laundry Equipment:Renew Fan Belt | Comm M&E - Laundry Equipment:Renew Fan Belt, unit of measure IT | Comm M&E-LE010408 | Y | Y | Y | Y | Y
M3NHFScheduleOfRatesCode | Comm M&E/Laundry Equipment:Renew Drive Motor | Comm M&E - Laundry Equipment:Renew Drive Motor, unit of measure IT | Comm M&E-LE010409 | Y | Y | Y | Y | Y
M3NHFScheduleOfRatesCode | Comm M&E/Laundry Equipment:Renew Washing Machine Thermostat | Comm M&E - Laundry Equipment:Renew Washing Machine Thermostat, unit of measure IT | Comm M&E-LE010503 | Y | Y | Y | Y | Y
M3NHFScheduleOfRatesCode | Comm M&E/Laundry Equipment:Renew Sliding Ring To Washer | Comm M&E - Laundry Equipment:Renew Sliding Ring To Washer, unit of measure IT | Comm M&E-LE010507 | Y | Y | Y | Y | Y
M3NHFScheduleOfRatesCode | Comm M&E/Laundry Equipment:Renew Washing Machine Fan Motor | Comm M&E - Laundry Equipment:Renew Washing Machine Fan Motor, unit of measure IT | Comm M&E-LE010509 | Y | Y | Y | Y | Y
M3NHFScheduleOfRatesCode | Comm M&E/Laundry Equipment:Renew Rollers | Comm M&E - Laundry Equipment:Renew Rollers, unit of measure IT | Comm M&E-LE010601 | Y | Y | Y | Y | Y
M3NHFScheduleOfRatesCode | Comm M&E/Laundry Equipment:Renew Motorised Valve | Comm M&E - Laundry Equipment:Renew Motorised Valve, unit of measure IT | Comm M&E-LE010701 | Y | Y | Y | Y | Y
M3NHFScheduleOfRatesCode | Comm M&E/Laundry Equipment:Renew Pressure Switch | Comm M&E - Laundry Equipment:Renew Pressure Switch, unit of measure IT | Comm M&E-LE010707 | Y | Y | Y | Y | Y
M3NHFScheduleOfRatesCode | Comm M&E/Laundry Equipment:Renew Main Motor | Comm M&E - Laundry Equipment:Renew Main Motor, unit of measure IT | Comm M&E-LE010709 | Y | Y | Y | Y | Y
M3NHFScheduleOfRatesCode | Comm M&E/Laundry Equipment:Renew Delay Unit | Comm M&E - Laundry Equipment:Renew Delay Unit, unit of measure IT | Comm M&E-LE010711 | Y | Y | Y | Y | Y
M3NHFScheduleOfRatesCode | Comm M&E/Laundry Equipment:Renew On/Off Switch | Comm M&E - Laundry Equipment:Renew On/Off Switch, unit of measure IT | Comm M&E-LE010713 | Y | Y | Y | Y | Y
M3NHFScheduleOfRatesCode | Comm M&E/Laundry Equipment:Renew Contactor | Comm M&E - Laundry Equipment:Renew Contactor, unit of measure IT | Comm M&E-LE010715 | Y | Y | Y | Y | Y
M3NHFScheduleOfRatesCode | Comm M&E/Laundry Equipment:Renew Ignition | Comm M&E - Laundry Equipment:Renew Ignition, unit of measure IT | Comm M&E-LE010801 | Y | Y | Y | Y | Y
M3NHFScheduleOfRatesCode | Comm M&E/Laundry Equipment:Renew Gas Valve | Comm M&E - Laundry Equipment:Renew Gas Valve, unit of measure IT | Comm M&E-LE010803 | Y | Y | Y | Y | Y
M3NHFScheduleOfRatesCode | Comm M&E/Laundry Equipment:Renew Lint Screen | Comm M&E - Laundry Equipment:Renew Lint Screen, unit of measure IT | Comm M&E-LE010805 | Y | Y | Y | Y | Y
M3NHFScheduleOfRatesCode | Comm M&E/Laundry Equipment:Renew Tub Seal | Comm M&E - Laundry Equipment:Renew Tub Seal, unit of measure IT | Comm M&E-LE010807 | Y | Y | Y | Y | Y
M3NHFScheduleOfRatesCode | Comm M&E/Laundry Equipment:Renew Heater Element To Dryer | Comm M&E - Laundry Equipment:Renew Heater Element To Dryer, unit of measure IT | Comm M&E-LE010901 | Y | Y | Y | Y | Y
M3NHFScheduleOfRatesCode | Comm M&E/Laundry Equipment:Renew Bearing Pad | Comm M&E - Laundry Equipment:Renew Bearing Pad, unit of measure IT | Comm M&E-LE010903 | Y | Y | Y | Y | Y
M3NHFScheduleOfRatesCode | Comm M&E/Laundry Equipment:Renew Idler Pulley | Comm M&E - Laundry Equipment:Renew Idler Pulley, unit of measure IT | Comm M&E-LE010905 | Y | Y | Y | Y | Y
M3NHFScheduleOfRatesCode | Comm M&E/Laundry Equipment:Renew Motor Unit | Comm M&E - Laundry Equipment:Renew Motor Unit, unit of measure IT | Comm M&E-LE010909 | Y | Y | Y | Y | Y
M3NHFScheduleOfRatesCode | Comm M&E/Laundry Equipment:Renew Fan Unit | Comm M&E - Laundry Equipment:Renew Fan Unit, unit of measure IT | Comm M&E-LE010911 | Y | Y | Y | Y | Y
M3NHFScheduleOfRatesCode | Comm M&E/Laundry Equipment:Renew Drum Roller | Comm M&E - Laundry Equipment:Renew Drum Roller, unit of measure IT | Comm M&E-LE010913 | Y | Y | Y | Y | Y
M3NHFScheduleOfRatesCode | Comm M&E/Laundry Equipment:Renew Belt | Comm M&E - Laundry Equipment:Renew Belt, unit of measure IT | Comm M&E-LE010915 |  | Y | Y | Y | Y
M3NHFScheduleOfRatesCode | Comm M&E/Laundry Equipment:Renew Single Water Valve | Comm M&E - Laundry Equipment:Renew Single Water Valve, unit of measure IT | Comm M&E-LE010917 | Y | Y | Y | Y | Y
M3NHFScheduleOfRatesCode | Comm M&E/Laundry Equipment:Renew Mixer Water Valve | Comm M&E - Laundry Equipment:Renew Mixer Water Valve, unit of measure IT | Comm M&E-LE010919 | Y | Y | Y | Y | Y
M3NHFScheduleOfRatesCode | Comm M&E/Laundry Equipment:Renew Lid Lock Relay | Comm M&E - Laundry Equipment:Renew Lid Lock Relay, unit of measure IT | Comm M&E-LE010921 | Y | Y | Y | Y | Y
M3NHFScheduleOfRatesCode | Comm M&E/Laundry Equipment:Renew Drive Belt To Dryer | Comm M&E - Laundry Equipment:Renew Drive Belt To Dryer, unit of measure IT | Comm M&E-LE010923 | Y | Y | Y | Y | Y
M3NHFScheduleOfRatesCode | Comm M&E/Laundry Equipment:Renew Pump Belt | Comm M&E - Laundry Equipment:Renew Pump Belt, unit of measure IT | Comm M&E-LE010925 | Y | Y | Y | Y | Y
M3NHFScheduleOfRatesCode | Comm M&E/Laundry Equipment:Renew Time Unit | Comm M&E - Laundry Equipment:Renew Time Unit, unit of measure IT | Comm M&E-LE010927 | Y | Y | Y | Y | Y
M3NHFScheduleOfRatesCode | Comm M&E/Laundry Equipment:Renew Door Lock To Dryer | Comm M&E - Laundry Equipment:Renew Door Lock To Dryer, unit of measure IT | Comm M&E-LE010929 | Y | Y | Y | Y | Y
M3NHFScheduleOfRatesCode | Comm M&E/Laundry Equipment:Renew Tumble Dryer Fan Motor | Comm M&E - Laundry Equipment:Renew Tumble Dryer Fan Motor, unit of measure IT | Comm M&E-LE011009 | Y | Y | Y | Y | Y
M3NHFScheduleOfRatesCode | Comm M&E/Laundry Equipment:Renew Belt To Dryer | Comm M&E - Laundry Equipment:Renew Belt To Dryer, unit of measure IT | Comm M&E-LE011011 | Y | Y | Y | Y | Y
M3NHFScheduleOfRatesCode | Comm M&E/Laundry Equipment:Renew Start Switch | Comm M&E - Laundry Equipment:Renew Start Switch, unit of measure IT | Comm M&E-LE011013 | Y | Y | Y | Y | Y
M3NHFScheduleOfRatesCode | Comm M&E/Laundry Equipment:Renew Door Switch | Comm M&E - Laundry Equipment:Renew Door Switch, unit of measure IT | Comm M&E-LE011015 | Y | Y | Y | Y | Y
M3NHFScheduleOfRatesCode | Comm M&E/Laundry Equipment:Renew Gear Box | Comm M&E - Laundry Equipment:Renew Gear Box, unit of measure IT | Comm M&E-LE012001 | Y | Y | Y | Y | Y
M3NHFScheduleOfRatesCode | Comm M&E/Laundry Equipment:Renew Inspection Cover | Comm M&E - Laundry Equipment:Renew Inspection Cover, unit of measure IT | Comm M&E-LE012005 | Y | Y | Y | Y | Y
M3NHFScheduleOfRatesCode | Comm M&E/Laundry Equipment:Renew Top Hose | Comm M&E - Laundry Equipment:Renew Top Hose, unit of measure IT | Comm M&E-LE012007 | Y | Y | Y | Y | Y
M3NHFScheduleOfRatesCode | Comm M&E/Laundry Equipment:Renew Token Machine Mechanism | Comm M&E - Laundry Equipment:Renew Token Machine Mechanism, unit of measure IT | Comm M&E-LE013001 | Y | Y | Y | Y | Y
M3NHFScheduleOfRatesCode | Comm M&E/Laundry Equipment:Renew Token Machine Door | Comm M&E - Laundry Equipment:Renew Token Machine Door, unit of measure IT | Comm M&E-LE013003 | Y | Y | Y | Y | Y
M3NHFScheduleOfRatesCode | Comm M&E/Laundry Equipment:Test And Report On Token Machine | Comm M&E - Laundry Equipment:Test And Report On Token Machine, unit of measure IT | Comm M&E-LE013005 | Y | Y | Y | Y | Y
M3NHFScheduleOfRatesCode | Comm M&E/Communal Oil Boiler:Service Boiler Ne 80Kw | Comm M&E - Communal Oil Boiler:Service Boiler Ne 80Kw, unit of measure IT | Comm M&E-OB110101 | Y | Y | Y | Y | Y
M3NHFScheduleOfRatesCode | Comm M&E/Communal Oil Boiler:Service Add Boiler Ne 80Kw | Comm M&E - Communal Oil Boiler:Service Add Boiler Ne 80Kw, unit of measure IT | Comm M&E-OB110102 | Y | Y | Y | Y | Y
M3NHFScheduleOfRatesCode | Comm M&E/Communal Oil Boiler:Service Boiler Ne 100Kw | Comm M&E - Communal Oil Boiler:Service Boiler Ne 100Kw, unit of measure IT | Comm M&E-OB110103 | Y | Y | Y | Y | Y
M3NHFScheduleOfRatesCode | Comm M&E/Communal Oil Boiler:Service Add Boiler Ne 100Kw | Comm M&E - Communal Oil Boiler:Service Add Boiler Ne 100Kw, unit of measure IT | Comm M&E-OB110104 | Y | Y | Y | Y | Y
M3NHFScheduleOfRatesCode | Comm M&E/Communal Oil Boiler:Service Boiler Ne 150Kw | Comm M&E - Communal Oil Boiler:Service Boiler Ne 150Kw, unit of measure IT | Comm M&E-OB110105 | Y | Y | Y | Y | Y
M3NHFScheduleOfRatesCode | Comm M&E/Communal Oil Boiler:Service Add Boiler Ne 150Kw | Comm M&E - Communal Oil Boiler:Service Add Boiler Ne 150Kw, unit of measure IT | Comm M&E-OB110106 | Y | Y | Y | Y | Y
M3NHFScheduleOfRatesCode | Comm M&E/Communal Oil Boiler:Service Boiler Ne 200Kw | Comm M&E - Communal Oil Boiler:Service Boiler Ne 200Kw, unit of measure IT | Comm M&E-OB110107 | Y | Y | Y | Y | Y
M3NHFScheduleOfRatesCode | Comm M&E/Communal Oil Boiler:Service Add Boiler Ne 200Kw | Comm M&E - Communal Oil Boiler:Service Add Boiler Ne 200Kw, unit of measure IT | Comm M&E-OB110108 | Y | Y | Y | Y | Y
M3NHFScheduleOfRatesCode | Comm M&E/Communal Oil Boiler:Service Boiler Ne 250Kw | Comm M&E - Communal Oil Boiler:Service Boiler Ne 250Kw, unit of measure IT | Comm M&E-OB110109 | Y | Y | Y | Y | Y
M3NHFScheduleOfRatesCode | Comm M&E/Communal Oil Boiler:Service Add Boiler Ne 250Kw | Comm M&E - Communal Oil Boiler:Service Add Boiler Ne 250Kw, unit of measure IT | Comm M&E-OB110110 | Y | Y | Y | Y | Y
M3NHFScheduleOfRatesCode | Comm M&E/Communal Oil Boiler:Service Boiler Ne 900Kw | Comm M&E - Communal Oil Boiler:Service Boiler Ne 900Kw, unit of measure IT | Comm M&E-OB110111 | Y | Y | Y | Y | Y
M3NHFScheduleOfRatesCode | Comm M&E/Communal Oil Boiler:Service Add Boiler Ne 900Kw | Comm M&E - Communal Oil Boiler:Service Add Boiler Ne 900Kw, unit of measure IT | Comm M&E-OB110113 | Y | Y | Y | Y | Y
M3NHFScheduleOfRatesCode | Comm M&E/Communal Oil Boiler:Service Boiler Ne 1850Kw | Comm M&E - Communal Oil Boiler:Service Boiler Ne 1850Kw, unit of measure IT | Comm M&E-OB110115 | Y | Y | Y | Y | Y
M3NHFScheduleOfRatesCode | Comm M&E/Communal Oil Boiler:Service Add Boiler Ne 1850Kw | Comm M&E - Communal Oil Boiler:Service Add Boiler Ne 1850Kw, unit of measure IT | Comm M&E-OB110117 | Y | Y | Y | Y | Y
M3NHFScheduleOfRatesCode | Comm M&E/Communal Oil Boiler:Breakdown Ne 80Kw | Comm M&E - Communal Oil Boiler:Breakdown Ne 80Kw, unit of measure IT | Comm M&E-OB110501 | Y | Y | Y | Y | Y
M3NHFScheduleOfRatesCode | Comm M&E/Communal Oil Boiler:Breakdown Ne 80Kw Part Ne£40 | Comm M&E - Communal Oil Boiler:Breakdown Ne 80Kw Part Ne£40, unit of measure IT | Comm M&E-OB110502 | Y | Y | Y | Y | Y
M3NHFScheduleOfRatesCode | Comm M&E/Communal Oil Boiler:Breakdown Ne 80Kw Part Ne£100 | Comm M&E - Communal Oil Boiler:Breakdown Ne 80Kw Part Ne£100, unit of measure IT | Comm M&E-OB110503 | Y | Y | Y | Y | Y
M3NHFScheduleOfRatesCode | Comm M&E/Communal Oil Boiler:Breakdown Ne 80Kw Part Ne£150 | Comm M&E - Communal Oil Boiler:Breakdown Ne 80Kw Part Ne£150, unit of measure IT | Comm M&E-OB110504 | Y | Y | Y | Y | Y
M3NHFScheduleOfRatesCode | Comm M&E/Communal Oil Boiler:Breakdown Ne 80Kw Part Ne£250 | Comm M&E - Communal Oil Boiler:Breakdown Ne 80Kw Part Ne£250, unit of measure IT | Comm M&E-OB110505 | Y | Y | Y | Y | Y
M3NHFScheduleOfRatesCode | Comm M&E/Communal Oil Boiler:Breakdown Ne 80Kw Part Ne£500 | Comm M&E - Communal Oil Boiler:Breakdown Ne 80Kw Part Ne£500, unit of measure IT | Comm M&E-OB110506 | Y | Y | Y | Y | Y
M3NHFScheduleOfRatesCode | Comm M&E/Communal Oil Boiler:Breakdown Ne 100Kw | Comm M&E - Communal Oil Boiler:Breakdown Ne 100Kw, unit of measure IT | Comm M&E-OB110511 | Y | Y | Y | Y | Y
M3NHFScheduleOfRatesCode | Comm M&E/Communal Oil Boiler:Breakdown Ne 100Kw Part Ne£40 | Comm M&E - Communal Oil Boiler:Breakdown Ne 100Kw Part Ne£40, unit of measure IT | Comm M&E-OB110512 | Y | Y | Y | Y | Y
M3NHFScheduleOfRatesCode | Comm M&E/Communal Oil Boiler:Breakdown Ne 100Kw Part Ne£100 | Comm M&E - Communal Oil Boiler:Breakdown Ne 100Kw Part Ne£100, unit of measure IT | Comm M&E-OB110513 | Y | Y | Y | Y | Y
M3NHFScheduleOfRatesCode | Comm M&E/Communal Oil Boiler:Breakdown Ne 100Kw Part Ne£150 | Comm M&E - Communal Oil Boiler:Breakdown Ne 100Kw Part Ne£150, unit of measure IT | Comm M&E-OB110514 | Y | Y | Y | Y | Y
M3NHFScheduleOfRatesCode | Comm M&E/Communal Oil Boiler:Breakdown Ne 100Kw Part Ne£250 | Comm M&E - Communal Oil Boiler:Breakdown Ne 100Kw Part Ne£250, unit of measure IT | Comm M&E-OB110515 | Y | Y | Y | Y | Y
M3NHFScheduleOfRatesCode | Comm M&E/Communal Oil Boiler:Breakdown Ne 100Kw Part Ne£500 | Comm M&E - Communal Oil Boiler:Breakdown Ne 100Kw Part Ne£500, unit of measure IT | Comm M&E-OB110516 | Y | Y | Y | Y | Y
M3NHFScheduleOfRatesCode | Comm M&E/Communal Oil Boiler:Breakdown Ne 150Kw | Comm M&E - Communal Oil Boiler:Breakdown Ne 150Kw, unit of measure IT | Comm M&E-OB110521 | Y | Y | Y | Y | Y
M3NHFScheduleOfRatesCode | Comm M&E/Communal Oil Boiler:Breakdown Ne 150Kw Part Ne£40 | Comm M&E - Communal Oil Boiler:Breakdown Ne 150Kw Part Ne£40, unit of measure IT | Comm M&E-OB110522 | Y | Y | Y | Y | Y
M3NHFScheduleOfRatesCode | Comm M&E/Communal Oil Boiler:Breakdown Ne 150Kw Part Ne£100 | Comm M&E - Communal Oil Boiler:Breakdown Ne 150Kw Part Ne£100, unit of measure IT | Comm M&E-OB110523 | Y | Y | Y | Y | Y
M3NHFScheduleOfRatesCode | Comm M&E/Communal Oil Boiler:Breakdown Ne 150Kw Part Ne£150 | Comm M&E - Communal Oil Boiler:Breakdown Ne 150Kw Part Ne£150, unit of measure IT | Comm M&E-OB110524 | Y | Y | Y | Y | Y
M3NHFScheduleOfRatesCode | Comm M&E/Communal Oil Boiler:Breakdown Ne 150Kw Part Ne£250 | Comm M&E - Communal Oil Boiler:Breakdown Ne 150Kw Part Ne£250, unit of measure IT | Comm M&E-OB110525 | Y | Y | Y | Y | Y
M3NHFScheduleOfRatesCode | Comm M&E/Communal Oil Boiler:Breakdown Ne 150Kw Part Ne£500 | Comm M&E - Communal Oil Boiler:Breakdown Ne 150Kw Part Ne£500, unit of measure IT | Comm M&E-OB110526 | Y | Y | Y | Y | Y
M3NHFScheduleOfRatesCode | Comm M&E/Communal Oil Boiler:Breakdown Ne 200Kw | Comm M&E - Communal Oil Boiler:Breakdown Ne 200Kw, unit of measure IT | Comm M&E-OB110531 | Y | Y | Y | Y | Y
M3NHFScheduleOfRatesCode | Comm M&E/Communal Oil Boiler:Breakdown Ne 200Kw Part Ne£40 | Comm M&E - Communal Oil Boiler:Breakdown Ne 200Kw Part Ne£40, unit of measure IT | Comm M&E-OB110532 | Y | Y | Y | Y | Y
M3NHFScheduleOfRatesCode | Comm M&E/Communal Oil Boiler:Breakdown Ne 200Kw Part Ne£100 | Comm M&E - Communal Oil Boiler:Breakdown Ne 200Kw Part Ne£100, unit of measure IT | Comm M&E-OB110533 | Y | Y | Y | Y | Y
M3NHFScheduleOfRatesCode | Comm M&E/Communal Oil Boiler:Breakdown Ne 200Kw Part Ne£150 | Comm M&E - Communal Oil Boiler:Breakdown Ne 200Kw Part Ne£150, unit of measure IT | Comm M&E-OB110534 | Y | Y | Y | Y | Y
M3NHFScheduleOfRatesCode | Comm M&E/Communal Oil Boiler:Breakdown Ne 200Kw Part Ne£250 | Comm M&E - Communal Oil Boiler:Breakdown Ne 200Kw Part Ne£250, unit of measure IT | Comm M&E-OB110535 | Y | Y | Y | Y | Y
M3NHFScheduleOfRatesCode | Comm M&E/Communal Oil Boiler:Breakdown Ne 200Kw Part Ne£500 | Comm M&E - Communal Oil Boiler:Breakdown Ne 200Kw Part Ne£500, unit of measure IT | Comm M&E-OB110536 | Y | Y | Y | Y | Y
M3NHFScheduleOfRatesCode | Comm M&E/Communal Oil Boiler:Breakdown Ne 250Kw | Comm M&E - Communal Oil Boiler:Breakdown Ne 250Kw, unit of measure IT | Comm M&E-OB110541 | Y | Y | Y | Y | Y
M3NHFScheduleOfRatesCode | Comm M&E/Communal Oil Boiler:Breakdown Ne 250Kw Part Ne£40 | Comm M&E - Communal Oil Boiler:Breakdown Ne 250Kw Part Ne£40, unit of measure IT | Comm M&E-OB110542 | Y | Y | Y | Y | Y
M3NHFScheduleOfRatesCode | Comm M&E/Communal Oil Boiler:Breakdown Ne 250Kw Part Ne£100 | Comm M&E - Communal Oil Boiler:Breakdown Ne 250Kw Part Ne£100, unit of measure IT | Comm M&E-OB110543 | Y | Y | Y | Y | Y
M3NHFScheduleOfRatesCode | Comm M&E/Communal Oil Boiler:Breakdown Ne 250Kw Part Ne£150 | Comm M&E - Communal Oil Boiler:Breakdown Ne 250Kw Part Ne£150, unit of measure IT | Comm M&E-OB110544 | Y | Y | Y | Y | Y
M3NHFScheduleOfRatesCode | Comm M&E/Communal Oil Boiler:Breakdown Ne 250Kw Part Ne£250 | Comm M&E - Communal Oil Boiler:Breakdown Ne 250Kw Part Ne£250, unit of measure IT | Comm M&E-OB110545 | Y | Y | Y | Y | Y
M3NHFScheduleOfRatesCode | Comm M&E/Communal Oil Boiler:Breakdown Ne 250Kw Part Ne£500 | Comm M&E - Communal Oil Boiler:Breakdown Ne 250Kw Part Ne£500, unit of measure IT | Comm M&E-OB110546 | Y | Y | Y | Y | Y
M3NHFScheduleOfRatesCode | Comm M&E/Communal Oil Boiler:Breakdown Ne 900Kw | Comm M&E - Communal Oil Boiler:Breakdown Ne 900Kw, unit of measure IT | Comm M&E-OB110551 | Y | Y | Y | Y | Y
M3NHFScheduleOfRatesCode | Comm M&E/Communal Oil Boiler:Breakdown Ne 900Kw Part Ne£40 | Comm M&E - Communal Oil Boiler:Breakdown Ne 900Kw Part Ne£40, unit of measure IT | Comm M&E-OB110552 | Y | Y | Y | Y | Y
M3NHFScheduleOfRatesCode | Comm M&E/Communal Oil Boiler:Breakdown Ne 900Kw Part Ne£100 | Comm M&E - Communal Oil Boiler:Breakdown Ne 900Kw Part Ne£100, unit of measure IT | Comm M&E-OB110553 | Y | Y | Y | Y | Y
M3NHFScheduleOfRatesCode | Comm M&E/Communal Oil Boiler:Breakdown Ne 900Kw Part Ne£150 | Comm M&E - Communal Oil Boiler:Breakdown Ne 900Kw Part Ne£150, unit of measure IT | Comm M&E-OB110554 | Y | Y | Y | Y | Y
M3NHFScheduleOfRatesCode | Comm M&E/Communal Oil Boiler:Breakdown Ne 900Kw Part Ne£250 | Comm M&E - Communal Oil Boiler:Breakdown Ne 900Kw Part Ne£250, unit of measure IT | Comm M&E-OB110555 | Y | Y | Y | Y | Y
M3NHFScheduleOfRatesCode | Comm M&E/Communal Oil Boiler:Breakdown Ne 900Kw Part Ne£500 | Comm M&E - Communal Oil Boiler:Breakdown Ne 900Kw Part Ne£500, unit of measure IT | Comm M&E-OB110556 | Y | Y | Y | Y | Y
M3NHFScheduleOfRatesCode | Comm M&E/Communal Oil Boiler:Breakdown Ne 1850Kw | Comm M&E - Communal Oil Boiler:Breakdown Ne 1850Kw, unit of measure IT | Comm M&E-OB110561 | Y | Y | Y | Y | Y
M3NHFScheduleOfRatesCode | Comm M&E/Communal Oil Boiler:Breakdown Ne 1850Kw Part Ne£40 | Comm M&E - Communal Oil Boiler:Breakdown Ne 1850Kw Part Ne£40, unit of measure IT | Comm M&E-OB110562 | Y | Y | Y | Y | Y
M3NHFScheduleOfRatesCode | Comm M&E/Communal Oil Boiler:Breakdown Ne1850Kw Part Ne£100 | Comm M&E - Communal Oil Boiler:Breakdown Ne1850Kw Part Ne£100, unit of measure IT | Comm M&E-OB110563 | Y | Y | Y | Y | Y
M3NHFScheduleOfRatesCode | Comm M&E/Communal Oil Boiler:Breakdown Ne1850Kw Part Ne£150 | Comm M&E - Communal Oil Boiler:Breakdown Ne1850Kw Part Ne£150, unit of measure IT | Comm M&E-OB110564 | Y | Y | Y | Y | Y
M3NHFScheduleOfRatesCode | Comm M&E/Communal Oil Boiler:Breakdown Ne1850Kw Part Ne£250 | Comm M&E - Communal Oil Boiler:Breakdown Ne1850Kw Part Ne£250, unit of measure IT | Comm M&E-OB110565 | Y | Y | Y | Y | Y
M3NHFScheduleOfRatesCode | Comm M&E/Communal Oil Boiler:Breakdown Ne1850Kw Part Ne£500 | Comm M&E - Communal Oil Boiler:Breakdown Ne1850Kw Part Ne£500, unit of measure IT | Comm M&E-OB110566 | Y | Y | Y | Y | Y
M3NHFScheduleOfRatesCode | Comm M&E/Public Address:Breakdown Repairs No Parts | Comm M&E - Public Address:Breakdown Repairs No Parts, unit of measure IT | Comm M&E-PA010101 |  | Y | Y | Y | Y
M3NHFScheduleOfRatesCode | Comm M&E/Public Address:Breakdown Repairs Parts £35.00 | Comm M&E - Public Address:Breakdown Repairs Parts £35.00, unit of measure IT | Comm M&E-PA010103 |  | Y | Y | Y | Y
M3NHFScheduleOfRatesCode | Comm M&E/Door Entry Doors:Washdown And Clean Powder Coated | Comm M&E - Door Entry Doors:Washdown And Clean Powder Coated, unit of measure IT | Comm M&E-PA010374 | Y
M3NHFScheduleOfRatesCode | Comm M&E/Door Entry Surfaces:Washdown Clean Powder Coated | Comm M&E - Door Entry Surfaces:Washdown Clean Powder Coated, unit of measure SM | Comm M&E-PA010388 | Y
M3NHFScheduleOfRatesCode | Comm M&E/Microphone Sound Systems:Breakdown No Parts | Comm M&E - Microphone Sound Systems:Breakdown No Parts, unit of measure IT | Comm M&E-PA020101 |  | Y | Y | Y | Y
M3NHFScheduleOfRatesCode | Comm M&E/Microphone Sound Systems:Breakdown Parts £35.00 | Comm M&E - Microphone Sound Systems:Breakdown Parts £35.00, unit of measure IT | Comm M&E-PA020103 |  | Y | Y | Y | Y
M3NHFScheduleOfRatesCode | Comm M&E/Door Entry Surfaces:Prepare 2 Coats Decor Stain | Comm M&E - Door Entry Surfaces:Prepare 2 Coats Decor Stain, unit of measure SM | Comm M&E-PA021119 | Y
M3NHFScheduleOfRatesCode | Comm M&E/Door Entry Frame:Prepare 2 Coats Stain Ne 300Mm | Comm M&E - Door Entry Frame:Prepare 2 Coats Stain Ne 300Mm, unit of measure LM | Comm M&E-PA021121 | Y
M3NHFScheduleOfRatesCode | Comm M&E/Door Entry:Prepare 2 Coats Stain Glazed Door (O/S) | Comm M&E - Door Entry:Prepare 2 Coats Stain Glazed Door (O/S), unit of measure IT | Comm M&E-PA021123 | Y
M3NHFScheduleOfRatesCode | Comm M&E/Door Entry:Prepare 2 Coat Stain Glazed Door (B/S) | Comm M&E - Door Entry:Prepare 2 Coat Stain Glazed Door (B/S), unit of measure IT | Comm M&E-PA021125 | Y
M3NHFScheduleOfRatesCode | Comm M&E/Background Music Systems:Breakdown No Parts | Comm M&E - Background Music Systems:Breakdown No Parts, unit of measure IT | Comm M&E-PA030101 |  | Y | Y | Y | Y
M3NHFScheduleOfRatesCode | Comm M&E/Background Music Systems:Breakdown Parts £35.00 | Comm M&E - Background Music Systems:Breakdown Parts £35.00, unit of measure IT | Comm M&E-PA030103 |  | Y | Y | Y | Y
M3NHFScheduleOfRatesCode | Comm M&E/Pipe:Install Tee/Valve | Comm M&E - Pipe:Install Tee/Valve, unit of measure IT | Comm M&E-PL110401 | Y | Y | Y | Y | Y
M3NHFScheduleOfRatesCode | Comm M&E/Pipe:Renew 15Mm Steel | Comm M&E - Pipe:Renew 15Mm Steel, unit of measure LM | Comm M&E-PL110403 | Y | Y | Y | Y | Y
M3NHFScheduleOfRatesCode | Comm M&E/Pipe:Renew 20Mm Steel | Comm M&E - Pipe:Renew 20Mm Steel, unit of measure LM | Comm M&E-PL110405 | Y | Y | Y | Y | Y
M3NHFScheduleOfRatesCode | Comm M&E/Pipe:Renew 25Mm Steel | Comm M&E - Pipe:Renew 25Mm Steel, unit of measure LM | Comm M&E-PL110407 | Y | Y | Y | Y | Y
M3NHFScheduleOfRatesCode | Comm M&E/Pipe:Renew 32Mm Steel | Comm M&E - Pipe:Renew 32Mm Steel, unit of measure LM | Comm M&E-PL110409 | Y | Y | Y | Y | Y
M3NHFScheduleOfRatesCode | Comm M&E/Pipe:Renew 40Mm Steel | Comm M&E - Pipe:Renew 40Mm Steel, unit of measure LM | Comm M&E-PL110411 | Y | Y | Y | Y | Y
M3NHFScheduleOfRatesCode | Comm M&E/Pipe:Renew 50Mm Steel | Comm M&E - Pipe:Renew 50Mm Steel, unit of measure LM | Comm M&E-PL110413 | Y | Y | Y | Y | Y
M3NHFScheduleOfRatesCode | Comm M&E/Pipe:Renew 65Mm Steel | Comm M&E - Pipe:Renew 65Mm Steel, unit of measure LM | Comm M&E-PL110415 | Y | Y | Y | Y
M3NHFScheduleOfRatesCode | Comm M&E/Pipe:Renew 80Mm Steel | Comm M&E - Pipe:Renew 80Mm Steel, unit of measure LM | Comm M&E-PL110417 | Y | Y | Y | Y
M3NHFScheduleOfRatesCode | Comm M&E/Pipe:Renew 100Mm Steel | Comm M&E - Pipe:Renew 100Mm Steel, unit of measure LM | Comm M&E-PL110419 | Y | Y | Y | Y
M3NHFScheduleOfRatesCode | Comm M&E/Pipe:Renew 125Mm Steel | Comm M&E - Pipe:Renew 125Mm Steel, unit of measure LM | Comm M&E-PL110421 | Y | Y | Y | Y
M3NHFScheduleOfRatesCode | Comm M&E/Pipe:Renew 150Mm Steel | Comm M&E - Pipe:Renew 150Mm Steel, unit of measure LM | Comm M&E-PL110423 | Y | Y | Y | Y
M3NHFScheduleOfRatesCode | Comm M&E/Pipe:Renew 15Mm Welded Steel | Comm M&E - Pipe:Renew 15Mm Welded Steel, unit of measure LM | Comm M&E-PL110501 | Y | Y | Y | Y | Y
M3NHFScheduleOfRatesCode | Comm M&E/Pipe:Renew 20Mm Welded Steel | Comm M&E - Pipe:Renew 20Mm Welded Steel, unit of measure LM | Comm M&E-PL110503 | Y | Y | Y | Y | Y
M3NHFScheduleOfRatesCode | Comm M&E/Pipe:Renew 25Mm Welded Steel | Comm M&E - Pipe:Renew 25Mm Welded Steel, unit of measure LM | Comm M&E-PL110505 | Y | Y | Y | Y | Y
M3NHFScheduleOfRatesCode | Comm M&E/Pipe:Renew 32Mm Welded Steel | Comm M&E - Pipe:Renew 32Mm Welded Steel, unit of measure LM | Comm M&E-PL110507 | Y | Y | Y | Y | Y
M3NHFScheduleOfRatesCode | Comm M&E/Pipe:Renew 40Mm Welded Steel | Comm M&E - Pipe:Renew 40Mm Welded Steel, unit of measure LM | Comm M&E-PL110509 | Y | Y | Y | Y | Y
M3NHFScheduleOfRatesCode | Comm M&E/Pipe:Renew 50Mm Welded Steel | Comm M&E - Pipe:Renew 50Mm Welded Steel, unit of measure LM | Comm M&E-PL110511 | Y | Y | Y | Y | Y
M3NHFScheduleOfRatesCode | Comm M&E/Pipe:Renew 65Mm Welded Steel | Comm M&E - Pipe:Renew 65Mm Welded Steel, unit of measure LM | Comm M&E-PL110513 | Y | Y | Y | Y
M3NHFScheduleOfRatesCode | Comm M&E/Pipe:Renew 80Mm Welded Steel | Comm M&E - Pipe:Renew 80Mm Welded Steel, unit of measure LM | Comm M&E-PL110515 | Y | Y | Y | Y
M3NHFScheduleOfRatesCode | Comm M&E/Pipe:Renew 100Mm Welded Steel | Comm M&E - Pipe:Renew 100Mm Welded Steel, unit of measure LM | Comm M&E-PL110517 | Y | Y | Y | Y
M3NHFScheduleOfRatesCode | Comm M&E/Pipe:Renew 125Mm Welded Steel | Comm M&E - Pipe:Renew 125Mm Welded Steel, unit of measure LM | Comm M&E-PL110519 | Y | Y | Y | Y
M3NHFScheduleOfRatesCode | Comm M&E/Pipe:Renew 150Mm Welded Steel | Comm M&E - Pipe:Renew 150Mm Welded Steel, unit of measure LM | Comm M&E-PL110521 | Y | Y | Y | Y
M3NHFScheduleOfRatesCode | Comm M&E/Pipe:Renew 15Mm Galvanised Steel | Comm M&E - Pipe:Renew 15Mm Galvanised Steel, unit of measure LM | Comm M&E-PL110601 | Y | Y | Y | Y | Y
M3NHFScheduleOfRatesCode | Comm M&E/Pipe:Renew 20Mm Galvanised Steel | Comm M&E - Pipe:Renew 20Mm Galvanised Steel, unit of measure LM | Comm M&E-PL110603 | Y | Y | Y | Y | Y
M3NHFScheduleOfRatesCode | Comm M&E/Pipe:Renew 25Mm Galvanised Steel | Comm M&E - Pipe:Renew 25Mm Galvanised Steel, unit of measure LM | Comm M&E-PL110605 | Y | Y | Y | Y | Y
M3NHFScheduleOfRatesCode | Comm M&E/Pipe:Renew 32Mm Galvanised Steel | Comm M&E - Pipe:Renew 32Mm Galvanised Steel, unit of measure LM | Comm M&E-PL110607 | Y | Y | Y | Y | Y
M3NHFScheduleOfRatesCode | Comm M&E/Pipe:Renew 40Mm Galvanised Steel | Comm M&E - Pipe:Renew 40Mm Galvanised Steel, unit of measure LM | Comm M&E-PL110609 | Y | Y | Y | Y | Y
M3NHFScheduleOfRatesCode | Comm M&E/Pipe:Renew 50Mm Galvanised Steel | Comm M&E - Pipe:Renew 50Mm Galvanised Steel, unit of measure LM | Comm M&E-PL110611 | Y | Y | Y | Y | Y
M3NHFScheduleOfRatesCode | Comm M&E/Pipe:Renew 65Mm Galvanised Steel | Comm M&E - Pipe:Renew 65Mm Galvanised Steel, unit of measure LM | Comm M&E-PL110613 | Y | Y | Y | Y
M3NHFScheduleOfRatesCode | Comm M&E/Pipe:Renew 80Mm Galvanised Steel | Comm M&E - Pipe:Renew 80Mm Galvanised Steel, unit of measure LM | Comm M&E-PL110615 | Y | Y | Y | Y
M3NHFScheduleOfRatesCode | Comm M&E/Pipe:Renew 100Mm Galvanised Steel | Comm M&E - Pipe:Renew 100Mm Galvanised Steel, unit of measure LM | Comm M&E-PL110617 | Y | Y | Y | Y
M3NHFScheduleOfRatesCode | Comm M&E/Pipe:Renew 125Mm Galvanised Steel | Comm M&E - Pipe:Renew 125Mm Galvanised Steel, unit of measure LM | Comm M&E-PL110619 | Y | Y | Y | Y
M3NHFScheduleOfRatesCode | Comm M&E/Pipe:Renew 150Mm Galvanised Steel | Comm M&E - Pipe:Renew 150Mm Galvanised Steel, unit of measure LM | Comm M&E-PL110621 | Y | Y | Y | Y
M3NHFScheduleOfRatesCode | Comm M&E/Pipe:Renew 15Mm Stainless Steel | Comm M&E - Pipe:Renew 15Mm Stainless Steel, unit of measure LM | Comm M&E-PL110701 | Y | Y | Y | Y | Y
M3NHFScheduleOfRatesCode | Comm M&E/Pipe:Renew 20Mm Stainless Steel | Comm M&E - Pipe:Renew 20Mm Stainless Steel, unit of measure LM | Comm M&E-PL110703 | Y | Y | Y | Y | Y
M3NHFScheduleOfRatesCode | Comm M&E/Pipe:Renew 25Mm Stainless Steel | Comm M&E - Pipe:Renew 25Mm Stainless Steel, unit of measure LM | Comm M&E-PL110705 | Y | Y | Y | Y | Y
M3NHFScheduleOfRatesCode | Comm M&E/Pipe:Renew 32Mm Stainless Steel | Comm M&E - Pipe:Renew 32Mm Stainless Steel, unit of measure LM | Comm M&E-PL110707 | Y | Y | Y | Y | Y
M3NHFScheduleOfRatesCode | Comm M&E/Pipe:Renew 40Mm Stainless Steel | Comm M&E - Pipe:Renew 40Mm Stainless Steel, unit of measure LM | Comm M&E-PL110709 | Y | Y | Y | Y | Y
M3NHFScheduleOfRatesCode | Comm M&E/Pipe:Renew 50Mm Stainless Steel | Comm M&E - Pipe:Renew 50Mm Stainless Steel, unit of measure LM | Comm M&E-PL110711 | Y | Y | Y | Y | Y
M3NHFScheduleOfRatesCode | Comm M&E/Pipe:Renew 65Mm Stainless Steel | Comm M&E - Pipe:Renew 65Mm Stainless Steel, unit of measure LM | Comm M&E-PL110713 | Y | Y | Y | Y
M3NHFScheduleOfRatesCode | Comm M&E/Pipe:Renew 80Mm Stainless Steel | Comm M&E - Pipe:Renew 80Mm Stainless Steel, unit of measure LM | Comm M&E-PL110715 | Y | Y | Y | Y
M3NHFScheduleOfRatesCode | Comm M&E/Pipe:Renew 100Mm Stainless Steel | Comm M&E - Pipe:Renew 100Mm Stainless Steel, unit of measure LM | Comm M&E-PL110717 | Y | Y | Y | Y
M3NHFScheduleOfRatesCode | Comm M&E/Pipe:Renew 125Mm Stainless Steel | Comm M&E - Pipe:Renew 125Mm Stainless Steel, unit of measure LM | Comm M&E-PL110719 | Y | Y | Y | Y
M3NHFScheduleOfRatesCode | Comm M&E/Pipe:Renew 150Mm Stainless Steel | Comm M&E - Pipe:Renew 150Mm Stainless Steel, unit of measure LM | Comm M&E-PL110721 | Y | Y | Y | Y
M3NHFScheduleOfRatesCode | Comm M&E/Pipe:Renew 15Mm Chromium Plated | Comm M&E - Pipe:Renew 15Mm Chromium Plated, unit of measure LM | Comm M&E-PL110801 | Y | Y | Y
M3NHFScheduleOfRatesCode | Comm M&E/Pipe:Renew 22Mm Chromium Plated | Comm M&E - Pipe:Renew 22Mm Chromium Plated, unit of measure LM | Comm M&E-PL110803 | Y | Y | Y
M3NHFScheduleOfRatesCode | Comm M&E/Pipe:Renew 28Mm Chromium Plated | Comm M&E - Pipe:Renew 28Mm Chromium Plated, unit of measure LM | Comm M&E-PL110805 | Y | Y | Y
M3NHFScheduleOfRatesCode | Comm M&E/Pipe:Renew 35Mm Chromium Plated | Comm M&E - Pipe:Renew 35Mm Chromium Plated, unit of measure LM | Comm M&E-PL110807 | Y | Y | Y
M3NHFScheduleOfRatesCode | Comm M&E/Pipe:Renew 42Mm Chromium Plated | Comm M&E - Pipe:Renew 42Mm Chromium Plated, unit of measure LM | Comm M&E-PL110809 | Y | Y | Y
M3NHFScheduleOfRatesCode | Comm M&E/Pipe:Renew 50Mm Chromium Plated | Comm M&E - Pipe:Renew 50Mm Chromium Plated, unit of measure LM | Comm M&E-PL110811 | Y | Y | Y
M3NHFScheduleOfRatesCode | Comm M&E/Pipe:Renew 15Mm Polypropylene | Comm M&E - Pipe:Renew 15Mm Polypropylene, unit of measure LM | Comm M&E-PL111001 | Y | Y | Y
M3NHFScheduleOfRatesCode | Comm M&E/Pipe:Renew 20Mm Polypropylene | Comm M&E - Pipe:Renew 20Mm Polypropylene, unit of measure LM | Comm M&E-PL111003 | Y | Y | Y
M3NHFScheduleOfRatesCode | Comm M&E/Pipe:Renew 25Mm Polypropylene | Comm M&E - Pipe:Renew 25Mm Polypropylene, unit of measure LM | Comm M&E-PL111005 | Y | Y | Y
M3NHFScheduleOfRatesCode | Comm M&E/Tee:Install 15Mm To Existing Polypropylene Pipe | Comm M&E - Tee:Install 15Mm To Existing Polypropylene Pipe, unit of measure NO | Comm M&E-PL111101 | Y | Y | Y
M3NHFScheduleOfRatesCode | Comm M&E/Tee:Install 20Mm To Existing Polypropylene Pipe | Comm M&E - Tee:Install 20Mm To Existing Polypropylene Pipe, unit of measure NO | Comm M&E-PL111103 | Y | Y | Y
M3NHFScheduleOfRatesCode | Comm M&E/Tee:Install 25Mm To Existing Polypropylene Pipe | Comm M&E - Tee:Install 25Mm To Existing Polypropylene Pipe, unit of measure NO | Comm M&E-PL111105 | Y | Y | Y
M3NHFScheduleOfRatesCode | Comm M&E/Burst:Repair Burst Pipe Ne 28Mm | Comm M&E - Burst:Repair Burst Pipe Ne 28Mm, unit of measure NO | Comm M&E-PL111201 | Y | Y | Y | Y | Y
M3NHFScheduleOfRatesCode | Comm M&E/Burst:Repair Burst Pipe 32Mm | Comm M&E - Burst:Repair Burst Pipe 32Mm, unit of measure NO | Comm M&E-PL111203 | Y | Y | Y | Y | Y
M3NHFScheduleOfRatesCode | Comm M&E/Burst:Repair Burst Pipe 40Mm | Comm M&E - Burst:Repair Burst Pipe 40Mm, unit of measure NO | Comm M&E-PL111205 | Y | Y | Y | Y | Y
M3NHFScheduleOfRatesCode | Comm M&E/Burst:Repair Burst Pipe 50Mm | Comm M&E - Burst:Repair Burst Pipe 50Mm, unit of measure NO | Comm M&E-PL111207 | Y | Y | Y | Y | Y
M3NHFScheduleOfRatesCode | Comm M&E/Burst:Repair Burst Pipe 65Mm | Comm M&E - Burst:Repair Burst Pipe 65Mm, unit of measure NO | Comm M&E-PL111209 | Y | Y | Y | Y | Y
M3NHFScheduleOfRatesCode | Comm M&E/Burst:Repair Burst Pipe 80Mm | Comm M&E - Burst:Repair Burst Pipe 80Mm, unit of measure NO | Comm M&E-PL111211 | Y | Y | Y | Y | Y
M3NHFScheduleOfRatesCode | Comm M&E/Burst:Repair Burst Pipe 100Mm | Comm M&E - Burst:Repair Burst Pipe 100Mm, unit of measure NO | Comm M&E-PL111213 | Y | Y | Y | Y | Y
M3NHFScheduleOfRatesCode | Comm M&E/Burst:Repair Burst Pipe 125Mm | Comm M&E - Burst:Repair Burst Pipe 125Mm, unit of measure NO | Comm M&E-PL111215 | Y | Y | Y | Y | Y
M3NHFScheduleOfRatesCode | Comm M&E/Burst:Repair Burst Pipe 150Mm | Comm M&E - Burst:Repair Burst Pipe 150Mm, unit of measure NO | Comm M&E-PL111217 | Y | Y | Y | Y | Y
M3NHFScheduleOfRatesCode | Comm M&E/Burst:Repair Leaking Fitting Ne 28Mm | Comm M&E - Burst:Repair Leaking Fitting Ne 28Mm, unit of measure NO | Comm M&E-PL111219 | Y | Y | Y | Y
M3NHFScheduleOfRatesCode | Comm M&E/Burst:Repair Leaking Fitting 32Mm | Comm M&E - Burst:Repair Leaking Fitting 32Mm, unit of measure NO | Comm M&E-PL111221 | Y | Y | Y | Y
M3NHFScheduleOfRatesCode | Comm M&E/Burst:Repair Leaking Fitting 40Mm | Comm M&E - Burst:Repair Leaking Fitting 40Mm, unit of measure NO | Comm M&E-PL111223 | Y | Y | Y | Y
M3NHFScheduleOfRatesCode | Comm M&E/Burst:Repair Leaking Fitting 50Mm | Comm M&E - Burst:Repair Leaking Fitting 50Mm, unit of measure NO | Comm M&E-PL111225 | Y | Y | Y | Y
M3NHFScheduleOfRatesCode | Comm M&E/Burst:Repair Leaking Fitting 65Mm | Comm M&E - Burst:Repair Leaking Fitting 65Mm, unit of measure NO | Comm M&E-PL111227 | Y | Y | Y | Y
M3NHFScheduleOfRatesCode | Comm M&E/Burst:Repair Leaking Fitting 80Mm | Comm M&E - Burst:Repair Leaking Fitting 80Mm, unit of measure NO | Comm M&E-PL111229 | Y | Y | Y | Y
M3NHFScheduleOfRatesCode | Comm M&E/Burst:Repair Leaking Fitting 100Mm | Comm M&E - Burst:Repair Leaking Fitting 100Mm, unit of measure NO | Comm M&E-PL111231 | Y | Y | Y | Y
M3NHFScheduleOfRatesCode | Comm M&E/Burst:Repair Leaking Fitting 125Mm | Comm M&E - Burst:Repair Leaking Fitting 125Mm, unit of measure NO | Comm M&E-PL111233 | Y | Y | Y | Y
M3NHFScheduleOfRatesCode | Comm M&E/Burst:Repair Leaking Fitting 150Mm | Comm M&E - Burst:Repair Leaking Fitting 150Mm, unit of measure NO | Comm M&E-PL111235 | Y | Y | Y | Y
M3NHFScheduleOfRatesCode | Comm M&E/Burst:Repair To Lead Pipe | Comm M&E - Burst:Repair To Lead Pipe, unit of measure NO | Comm M&E-PL111237 | Y | Y | Y
M3NHFScheduleOfRatesCode | Comm M&E/Burst:Repair Burst Pipe Ne 28Mm - Freezer Kit | Comm M&E - Burst:Repair Burst Pipe Ne 28Mm - Freezer Kit, unit of measure NO | Comm M&E-PL111301 | Y | Y | Y
M3NHFScheduleOfRatesCode | Comm M&E/Burst:Repair Burst Pipe Ne 50Mm - Freezer Kit | Comm M&E - Burst:Repair Burst Pipe Ne 50Mm - Freezer Kit, unit of measure NO | Comm M&E-PL111303 | Y | Y | Y
M3NHFScheduleOfRatesCode | Comm M&E/Insulation:Remove Existing From Pipe | Comm M&E - Insulation:Remove Existing From Pipe, unit of measure LM | Comm M&E-PL120101 | Y | Y | Y | Y | Y
M3NHFScheduleOfRatesCode | Comm M&E/Insulation:Renew Upto 22Mm Pipe | Comm M&E - Insulation:Renew Upto 22Mm Pipe, unit of measure LM | Comm M&E-PL120103 | Y | Y | Y | Y | Y
M3NHFScheduleOfRatesCode | Comm M&E/Insulation:Renew To 28Mm Pipe | Comm M&E - Insulation:Renew To 28Mm Pipe, unit of measure LM | Comm M&E-PL120105 | Y | Y | Y | Y | Y
M3NHFScheduleOfRatesCode | Comm M&E/Insulation:Renew To 35Mm Pipe | Comm M&E - Insulation:Renew To 35Mm Pipe, unit of measure LM | Comm M&E-PL120107 | Y | Y | Y | Y | Y
M3NHFScheduleOfRatesCode | Comm M&E/Insulation:Renew To 42Mm Pipe | Comm M&E - Insulation:Renew To 42Mm Pipe, unit of measure LM | Comm M&E-PL120109 | Y | Y | Y | Y | Y
M3NHFScheduleOfRatesCode | Comm M&E/Insulation:Renew To 54Mm Pipe | Comm M&E - Insulation:Renew To 54Mm Pipe, unit of measure LM | Comm M&E-PL120111 | Y | Y | Y | Y | Y
M3NHFScheduleOfRatesCode | Comm M&E/Insulation:Renew To 65Mm Pipe | Comm M&E - Insulation:Renew To 65Mm Pipe, unit of measure LM | Comm M&E-PL120113 | Y | Y | Y | Y
M3NHFScheduleOfRatesCode | Comm M&E/Insulation:Renew To 80Mm Pipe | Comm M&E - Insulation:Renew To 80Mm Pipe, unit of measure LM | Comm M&E-PL120115 | Y | Y | Y | Y
M3NHFScheduleOfRatesCode | Comm M&E/Insulation:Renew To 100Mm Pipe | Comm M&E - Insulation:Renew To 100Mm Pipe, unit of measure LM | Comm M&E-PL120117 | Y | Y | Y | Y
M3NHFScheduleOfRatesCode | Comm M&E/Insulation:Renew To 125Mm Pipe | Comm M&E - Insulation:Renew To 125Mm Pipe, unit of measure LM | Comm M&E-PL120119 | Y | Y | Y | Y
M3NHFScheduleOfRatesCode | Comm M&E/Insulation:Renew To 150Mm Pipe | Comm M&E - Insulation:Renew To 150Mm Pipe, unit of measure LM | Comm M&E-PL120121 | Y | Y | Y | Y
M3NHFScheduleOfRatesCode | Comm M&E/Stopcock:Renew 15Mm Diameter | Comm M&E - Stopcock:Renew 15Mm Diameter, unit of measure NO | Comm M&E-PL130101 | Y | Y | Y | Y | Y
M3NHFScheduleOfRatesCode | Comm M&E/Stopcock:Renew 20Mm Diameter | Comm M&E - Stopcock:Renew 20Mm Diameter, unit of measure NO | Comm M&E-PL130103 | Y | Y | Y | Y | Y
M3NHFScheduleOfRatesCode | Comm M&E/Stopcock:Renew 22Mm Diameter | Comm M&E - Stopcock:Renew 22Mm Diameter, unit of measure NO | Comm M&E-PL130105 | Y | Y | Y | Y | Y
M3NHFScheduleOfRatesCode | Comm M&E/Stopcock:Renew 25Mm Diameter | Comm M&E - Stopcock:Renew 25Mm Diameter, unit of measure NO | Comm M&E-PL130107 | Y | Y | Y | Y | Y
M3NHFScheduleOfRatesCode | Comm M&E/Stopcock:Renew 28Mm Diameter | Comm M&E - Stopcock:Renew 28Mm Diameter, unit of measure NO | Comm M&E-PL130109 | Y | Y | Y | Y | Y
M3NHFScheduleOfRatesCode | Comm M&E/Stopcock:Renew 32Mm Diameter | Comm M&E - Stopcock:Renew 32Mm Diameter, unit of measure NO | Comm M&E-PL130111 | Y | Y | Y | Y | Y
M3NHFScheduleOfRatesCode | Comm M&E/Stopcock:Renew 35Mm Diameter | Comm M&E - Stopcock:Renew 35Mm Diameter, unit of measure NO | Comm M&E-PL130113 | Y | Y | Y | Y | Y
M3NHFScheduleOfRatesCode | Comm M&E/Stopcock:Renew 42Mm Diameter | Comm M&E - Stopcock:Renew 42Mm Diameter, unit of measure NO | Comm M&E-PL130115 | Y | Y | Y | Y | Y
M3NHFScheduleOfRatesCode | Comm M&E/Stopcock:Renew 54Mm Diameter | Comm M&E - Stopcock:Renew 54Mm Diameter, unit of measure NO | Comm M&E-PL130117 | Y | Y | Y | Y | Y
M3NHFScheduleOfRatesCode | Comm M&E/Stopcock:Renew 65Mm Diameter | Comm M&E - Stopcock:Renew 65Mm Diameter, unit of measure NO | Comm M&E-PL130119 | Y | Y | Y | Y | Y
M3NHFScheduleOfRatesCode | Comm M&E/Stopcock:Renew 80Mm Diameter | Comm M&E - Stopcock:Renew 80Mm Diameter, unit of measure NO | Comm M&E-PL130121 | Y | Y | Y | Y | Y
M3NHFScheduleOfRatesCode | Comm M&E/Stopcock:Renew 100Mm Diameter | Comm M&E - Stopcock:Renew 100Mm Diameter, unit of measure NO | Comm M&E-PL130123 | Y | Y | Y | Y
M3NHFScheduleOfRatesCode | Comm M&E/Stopcock:Renew 125Mm Diameter | Comm M&E - Stopcock:Renew 125Mm Diameter, unit of measure NO | Comm M&E-PL130125 | Y | Y | Y | Y
M3NHFScheduleOfRatesCode | Comm M&E/Stopcock:Renew 150Mm Diameter | Comm M&E - Stopcock:Renew 150Mm Diameter, unit of measure NO | Comm M&E-PL130127 | Y | Y | Y | Y
M3NHFScheduleOfRatesCode | Comm M&E/Stop Tap:Resite And Renew With Lever | Comm M&E - Stop Tap:Resite And Renew With Lever, unit of measure IT | Comm M&E-PL130129 | Y | Y | Y | Y
M3NHFScheduleOfRatesCode | Comm M&E/Stopcock:Overhaul Any Size And Type | Comm M&E - Stopcock:Overhaul Any Size And Type, unit of measure NO | Comm M&E-PL130131 | Y | Y | Y | Y
M3NHFScheduleOfRatesCode | Comm M&E/Gatevalve:Renew 15Mm Diameter | Comm M&E - Gatevalve:Renew 15Mm Diameter, unit of measure NO | Comm M&E-PL130201 | Y | Y | Y | Y | Y
M3NHFScheduleOfRatesCode | Comm M&E/Gatevalve:Renew 22Mm Diameter | Comm M&E - Gatevalve:Renew 22Mm Diameter, unit of measure NO | Comm M&E-PL130203 | Y | Y | Y | Y | Y
M3NHFScheduleOfRatesCode | Comm M&E/Gatevalve:Renew 28Mm Diameter | Comm M&E - Gatevalve:Renew 28Mm Diameter, unit of measure NO | Comm M&E-PL130205 | Y | Y | Y | Y | Y
M3NHFScheduleOfRatesCode | Comm M&E/Gatevalve:Renew 32Mm Diameter | Comm M&E - Gatevalve:Renew 32Mm Diameter, unit of measure NO | Comm M&E-PL130207 | Y | Y | Y | Y | Y
M3NHFScheduleOfRatesCode | Comm M&E/Gatevalve:Renew 35Mm Diameter | Comm M&E - Gatevalve:Renew 35Mm Diameter, unit of measure NO | Comm M&E-PL130209 | Y | Y | Y | Y | Y
M3NHFScheduleOfRatesCode | Comm M&E/Gatevalve:Renew 42Mm Diameter | Comm M&E - Gatevalve:Renew 42Mm Diameter, unit of measure NO | Comm M&E-PL130211 | Y | Y | Y | Y | Y
M3NHFScheduleOfRatesCode | Comm M&E/Gatevalve:Renew 54Mm Diameter | Comm M&E - Gatevalve:Renew 54Mm Diameter, unit of measure NO | Comm M&E-PL130213 | Y | Y | Y | Y | Y
M3NHFScheduleOfRatesCode | Comm M&E/Gatevalve:Renew 65Mm Diameter | Comm M&E - Gatevalve:Renew 65Mm Diameter, unit of measure NO | Comm M&E-PL130215 | Y | Y | Y | Y | Y
M3NHFScheduleOfRatesCode | Comm M&E/Gatevalve:Renew 80Mm Diameter | Comm M&E - Gatevalve:Renew 80Mm Diameter, unit of measure NO | Comm M&E-PL130217 | Y | Y | Y | Y
M3NHFScheduleOfRatesCode | Comm M&E/Gatevalve:Renew 100Mm Diameter | Comm M&E - Gatevalve:Renew 100Mm Diameter, unit of measure NO | Comm M&E-PL130219 | Y | Y | Y | Y
M3NHFScheduleOfRatesCode | Comm M&E/Gatevalve:Renew 125Mm Diameter | Comm M&E - Gatevalve:Renew 125Mm Diameter, unit of measure NO | Comm M&E-PL130221 | Y | Y | Y | Y
M3NHFScheduleOfRatesCode | Comm M&E/Gatevalve:Renew 150Mm Diameter | Comm M&E - Gatevalve:Renew 150Mm Diameter, unit of measure NO | Comm M&E-PL130223 | Y | Y | Y | Y
M3NHFScheduleOfRatesCode | Comm M&E/Gatevalve:Overhaul Any Size And Type | Comm M&E - Gatevalve:Overhaul Any Size And Type, unit of measure NO | Comm M&E-PL130225 | Y | Y | Y | Y
M3NHFScheduleOfRatesCode | Comm M&E/Check Valve:Renew Or Install 15Mm Diameter | Comm M&E - Check Valve:Renew Or Install 15Mm Diameter, unit of measure NO | Comm M&E-PL130301 | Y | Y | Y | Y | Y
M3NHFScheduleOfRatesCode | Comm M&E/Check Valve:Renew Or Install 20Mm Diameter | Comm M&E - Check Valve:Renew Or Install 20Mm Diameter, unit of measure NO | Comm M&E-PL130303 | Y | Y | Y | Y | Y
M3NHFScheduleOfRatesCode | Comm M&E/Check Valve:Renew Or Install 25Mm Diameter | Comm M&E - Check Valve:Renew Or Install 25Mm Diameter, unit of measure NO | Comm M&E-PL130305 | Y | Y | Y | Y | Y
M3NHFScheduleOfRatesCode | Comm M&E/Check Valve:Renew Or Install 32Mm Diameter | Comm M&E - Check Valve:Renew Or Install 32Mm Diameter, unit of measure NO | Comm M&E-PL130307 | Y | Y | Y | Y | Y
M3NHFScheduleOfRatesCode | Comm M&E/Check Valve:Renew Or Install 40Mm Diameter | Comm M&E - Check Valve:Renew Or Install 40Mm Diameter, unit of measure NO | Comm M&E-PL130309 | Y | Y | Y | Y | Y
M3NHFScheduleOfRatesCode | Comm M&E/Check Valve:Renew Or Install 50Mm Diameter | Comm M&E - Check Valve:Renew Or Install 50Mm Diameter, unit of measure NO | Comm M&E-PL130311 | Y | Y | Y | Y | Y
M3NHFScheduleOfRatesCode | Comm M&E/Check Valve:Renew Or Install 65Mm Diameter | Comm M&E - Check Valve:Renew Or Install 65Mm Diameter, unit of measure NO | Comm M&E-PL130313 | Y | Y | Y | Y | Y
M3NHFScheduleOfRatesCode | Comm M&E/Check Valve:Renew Or Install 80Mm Diameter | Comm M&E - Check Valve:Renew Or Install 80Mm Diameter, unit of measure NO | Comm M&E-PL130315 | Y | Y | Y | Y | Y
M3NHFScheduleOfRatesCode | Comm M&E/Check Valve:Renew Or Install 100Mm Diameter | Comm M&E - Check Valve:Renew Or Install 100Mm Diameter, unit of measure NO | Comm M&E-PL130317 | Y | Y | Y | Y | Y
M3NHFScheduleOfRatesCode | Comm M&E/Check Valve:Renew Or Install 125Mm Diameter | Comm M&E - Check Valve:Renew Or Install 125Mm Diameter, unit of measure NO | Comm M&E-PL130319 | Y | Y | Y | Y | Y
M3NHFScheduleOfRatesCode | Comm M&E/Check Valve:Renew Or Install 150Mm Diameter | Comm M&E - Check Valve:Renew Or Install 150Mm Diameter, unit of measure NO | Comm M&E-PL130321 | Y | Y | Y | Y
M3NHFScheduleOfRatesCode | Comm M&E/Service Valve:Renew Or Install 15Mm | Comm M&E - Service Valve:Renew Or Install 15Mm, unit of measure NO | Comm M&E-PL130323 | Y | Y | Y
M3NHFScheduleOfRatesCode | Comm M&E/Service Valve:Renew Or Install 22Mm | Comm M&E - Service Valve:Renew Or Install 22Mm, unit of measure NO | Comm M&E-PL130325 | Y | Y | Y
M3NHFScheduleOfRatesCode | Comm M&E/Service Valve:Renew Or Install 25Mm | Comm M&E - Service Valve:Renew Or Install 25Mm, unit of measure NO | Comm M&E-PL130327 | Y | Y | Y
M3NHFScheduleOfRatesCode | Comm M&E/Service Valve:Overhaul Any Size Or Type | Comm M&E - Service Valve:Overhaul Any Size Or Type, unit of measure NO | Comm M&E-PL130329 | Y | Y | Y
M3NHFScheduleOfRatesCode | Comm M&E/Plug Valve:Renew 15Mm Screwed | Comm M&E - Plug Valve:Renew 15Mm Screwed, unit of measure NO | Comm M&E-PL130701 | Y | Y | Y | Y | Y
M3NHFScheduleOfRatesCode | Comm M&E/Plug Valve:Renew 20Mm Screwed | Comm M&E - Plug Valve:Renew 20Mm Screwed, unit of measure NO | Comm M&E-PL130703 | Y | Y | Y | Y | Y
M3NHFScheduleOfRatesCode | Comm M&E/Plug Valve:Renew 25Mm Screwed | Comm M&E - Plug Valve:Renew 25Mm Screwed, unit of measure NO | Comm M&E-PL130705 | Y | Y | Y | Y | Y
M3NHFScheduleOfRatesCode | Comm M&E/Plug Valve:Renew 32Mm Screwed | Comm M&E - Plug Valve:Renew 32Mm Screwed, unit of measure NO | Comm M&E-PL130707 | Y | Y | Y | Y | Y
M3NHFScheduleOfRatesCode | Comm M&E/Plug Valve:Renew 40Mm Screwed | Comm M&E - Plug Valve:Renew 40Mm Screwed, unit of measure NO | Comm M&E-PL130709 | Y | Y | Y | Y | Y
M3NHFScheduleOfRatesCode | Comm M&E/Plug Valve:Renew 65Mm Screwed | Comm M&E - Plug Valve:Renew 65Mm Screwed, unit of measure NO | Comm M&E-PL130711 | Y | Y | Y | Y
M3NHFScheduleOfRatesCode | Comm M&E/Plug Valve:Renew 80Mm Screwed | Comm M&E - Plug Valve:Renew 80Mm Screwed, unit of measure NO | Comm M&E-PL130713 | Y | Y | Y | Y
M3NHFScheduleOfRatesCode | Comm M&E/Plug Valve:Renew 100Mm Screwed | Comm M&E - Plug Valve:Renew 100Mm Screwed, unit of measure NO | Comm M&E-PL130715 | Y | Y | Y | Y
M3NHFScheduleOfRatesCode | Comm M&E/Plug Valve:Renew 125Mm Screwed | Comm M&E - Plug Valve:Renew 125Mm Screwed, unit of measure NO | Comm M&E-PL130717 | Y | Y | Y | Y
M3NHFScheduleOfRatesCode | Comm M&E/Plug Valve:Renew 150Mm Screwed | Comm M&E - Plug Valve:Renew 150Mm Screwed, unit of measure NO | Comm M&E-PL130719 | Y | Y | Y | Y
M3NHFScheduleOfRatesCode | Comm M&E/Gas Valve:Renew 15Mm | Comm M&E - Gas Valve:Renew 15Mm, unit of measure NO | Comm M&E-PL130801 | Y | Y | Y | Y | Y
M3NHFScheduleOfRatesCode | Comm M&E/Gas Valve:Renew Ne 25Mm | Comm M&E - Gas Valve:Renew Ne 25Mm, unit of measure NO | Comm M&E-PL130803 | Y | Y | Y | Y | Y
M3NHFScheduleOfRatesCode | Comm M&E/Gas Valve:Renew Ne 40Mm | Comm M&E - Gas Valve:Renew Ne 40Mm, unit of measure NO | Comm M&E-PL130805 | Y | Y | Y | Y | Y
M3NHFScheduleOfRatesCode | Comm M&E/Gas Valve:Renew 50Mm | Comm M&E - Gas Valve:Renew 50Mm, unit of measure NO | Comm M&E-PL130807 | Y | Y | Y | Y | Y
M3NHFScheduleOfRatesCode | Comm M&E/Gas Valve:Renew 65Mm | Comm M&E - Gas Valve:Renew 65Mm, unit of measure NO | Comm M&E-PL130809 | Y | Y | Y | Y
M3NHFScheduleOfRatesCode | Comm M&E/Gas Valve:Renew 80Mm | Comm M&E - Gas Valve:Renew 80Mm, unit of measure NO | Comm M&E-PL130811 | Y | Y | Y | Y
M3NHFScheduleOfRatesCode | Comm M&E/Gas Valve:Renew 100Mm | Comm M&E - Gas Valve:Renew 100Mm, unit of measure NO | Comm M&E-PL130813 | Y | Y | Y | Y
M3NHFScheduleOfRatesCode | Comm M&E/Gas Valve:Renew 125Mm | Comm M&E - Gas Valve:Renew 125Mm, unit of measure NO | Comm M&E-PL130815 | Y | Y | Y | Y
M3NHFScheduleOfRatesCode | Comm M&E/Gas Valve:Renew 150Mm | Comm M&E - Gas Valve:Renew 150Mm, unit of measure NO | Comm M&E-PL130817 | Y | Y | Y | Y
M3NHFScheduleOfRatesCode | Comm M&E/Globe Valve:Renew 15Mm | Comm M&E - Globe Valve:Renew 15Mm, unit of measure NO | Comm M&E-PL130901 | Y | Y | Y | Y | Y
M3NHFScheduleOfRatesCode | Comm M&E/Globe Valve:Renew 20Mm | Comm M&E - Globe Valve:Renew 20Mm, unit of measure NO | Comm M&E-PL130903 | Y | Y | Y | Y | Y
M3NHFScheduleOfRatesCode | Comm M&E/Globe Valve:Renew 25Mm | Comm M&E - Globe Valve:Renew 25Mm, unit of measure NO | Comm M&E-PL130905 | Y | Y | Y | Y | Y
M3NHFScheduleOfRatesCode | Comm M&E/Globe Valve:Renew 32Mm | Comm M&E - Globe Valve:Renew 32Mm, unit of measure NO | Comm M&E-PL130907 | Y | Y | Y | Y | Y
M3NHFScheduleOfRatesCode | Comm M&E/Globe Valve:Renew 40Mm | Comm M&E - Globe Valve:Renew 40Mm, unit of measure NO | Comm M&E-PL130909 | Y | Y | Y | Y | Y
M3NHFScheduleOfRatesCode | Comm M&E/Globe Valve:Renew 50Mm | Comm M&E - Globe Valve:Renew 50Mm, unit of measure NO | Comm M&E-PL130911 | Y | Y | Y | Y | Y
M3NHFScheduleOfRatesCode | Comm M&E/Globe Valve:Renew 65Mm | Comm M&E - Globe Valve:Renew 65Mm, unit of measure NO | Comm M&E-PL130913 | Y | Y | Y | Y
M3NHFScheduleOfRatesCode | Comm M&E/Globe Valve:Renew 80Mm | Comm M&E - Globe Valve:Renew 80Mm, unit of measure NO | Comm M&E-PL130915 | Y | Y | Y | Y
M3NHFScheduleOfRatesCode | Comm M&E/Globe Valve:Renew 100Mm | Comm M&E - Globe Valve:Renew 100Mm, unit of measure NO | Comm M&E-PL130917 | Y | Y | Y | Y
M3NHFScheduleOfRatesCode | Comm M&E/Globe Valve:Renew 125Mm | Comm M&E - Globe Valve:Renew 125Mm, unit of measure NO | Comm M&E-PL130919 | Y | Y | Y | Y
M3NHFScheduleOfRatesCode | Comm M&E/Globe Valve:Renew 150Mm | Comm M&E - Globe Valve:Renew 150Mm, unit of measure NO | Comm M&E-PL130921 | Y | Y | Y | Y
M3NHFScheduleOfRatesCode | Comm M&E/Commissioning Valve:Renew 15Mm | Comm M&E - Commissioning Valve:Renew 15Mm, unit of measure NO | Comm M&E-PL131101 | Y | Y | Y | Y | Y
M3NHFScheduleOfRatesCode | Comm M&E/Commissioning Valve:Renew 20Mm | Comm M&E - Commissioning Valve:Renew 20Mm, unit of measure NO | Comm M&E-PL131103 | Y | Y | Y | Y | Y
M3NHFScheduleOfRatesCode | Comm M&E/Commissioning Valve:Renew 25Mm | Comm M&E - Commissioning Valve:Renew 25Mm, unit of measure NO | Comm M&E-PL131105 | Y | Y | Y | Y | Y
M3NHFScheduleOfRatesCode | Comm M&E/Commissioning Valve:Renew 32Mm | Comm M&E - Commissioning Valve:Renew 32Mm, unit of measure NO | Comm M&E-PL131107 | Y | Y | Y | Y | Y
M3NHFScheduleOfRatesCode | Comm M&E/Commissioning Valve:Renew 40Mm | Comm M&E - Commissioning Valve:Renew 40Mm, unit of measure NO | Comm M&E-PL131109 | Y | Y | Y | Y | Y
M3NHFScheduleOfRatesCode | Comm M&E/Commissioning Valve:Renew 50Mm | Comm M&E - Commissioning Valve:Renew 50Mm, unit of measure NO | Comm M&E-PL131111 | Y | Y | Y | Y | Y
M3NHFScheduleOfRatesCode | Comm M&E/Commissioning Valve:Renew 65Mm | Comm M&E - Commissioning Valve:Renew 65Mm, unit of measure NO | Comm M&E-PL131113 | Y | Y | Y | Y
M3NHFScheduleOfRatesCode | Comm M&E/Commissioning Valve:Renew 80Mm | Comm M&E - Commissioning Valve:Renew 80Mm, unit of measure NO | Comm M&E-PL131115 | Y | Y | Y | Y
M3NHFScheduleOfRatesCode | Comm M&E/Commissioning Valve:Renew 100Mm | Comm M&E - Commissioning Valve:Renew 100Mm, unit of measure NO | Comm M&E-PL131117 | Y | Y | Y | Y
M3NHFScheduleOfRatesCode | Comm M&E/Commissioning Valve:Renew 125Mm | Comm M&E - Commissioning Valve:Renew 125Mm, unit of measure NO | Comm M&E-PL131119 | Y | Y | Y | Y
M3NHFScheduleOfRatesCode | Comm M&E/Commissioning Valve:Renew 150Mm | Comm M&E - Commissioning Valve:Renew 150Mm, unit of measure NO | Comm M&E-PL131121 | Y | Y | Y | Y
M3NHFScheduleOfRatesCode | Comm M&E/Safety/Relief Valve:Renew 15Mm | Comm M&E - Safety/Relief Valve:Renew 15Mm, unit of measure NO | Comm M&E-PL131201 | Y | Y | Y | Y | Y
M3NHFScheduleOfRatesCode | Comm M&E/Safety/Relief Valve:Renew 20Mm | Comm M&E - Safety/Relief Valve:Renew 20Mm, unit of measure NO | Comm M&E-PL131203 | Y | Y | Y | Y | Y
M3NHFScheduleOfRatesCode | Comm M&E/Safety/Relief Valve:Renew 25Mm | Comm M&E - Safety/Relief Valve:Renew 25Mm, unit of measure NO | Comm M&E-PL131205 | Y | Y | Y | Y | Y
M3NHFScheduleOfRatesCode | Comm M&E/Safety/Relief Valve:Renew 32Mm | Comm M&E - Safety/Relief Valve:Renew 32Mm, unit of measure NO | Comm M&E-PL131207 | Y | Y | Y | Y | Y
M3NHFScheduleOfRatesCode | Comm M&E/Safety/Relief Valve:Renew 40Mm | Comm M&E - Safety/Relief Valve:Renew 40Mm, unit of measure NO | Comm M&E-PL131209 | Y | Y | Y | Y | Y
M3NHFScheduleOfRatesCode | Comm M&E/Safety/Relief Valve:Renew 50Mm | Comm M&E - Safety/Relief Valve:Renew 50Mm, unit of measure NO | Comm M&E-PL131211 | Y | Y | Y | Y | Y
M3NHFScheduleOfRatesCode | Comm M&E/Safety/Relief Valve:Renew 65Mm | Comm M&E - Safety/Relief Valve:Renew 65Mm, unit of measure NO | Comm M&E-PL131213 | Y | Y | Y | Y
M3NHFScheduleOfRatesCode | Comm M&E/Safety/Relief Valve:Renew 80Mm | Comm M&E - Safety/Relief Valve:Renew 80Mm, unit of measure NO | Comm M&E-PL131215 | Y | Y | Y | Y
M3NHFScheduleOfRatesCode | Comm M&E/Safety/Relief Valve:Renew 100Mm | Comm M&E - Safety/Relief Valve:Renew 100Mm, unit of measure NO | Comm M&E-PL131217 | Y | Y | Y | Y
M3NHFScheduleOfRatesCode | Comm M&E/Safety/Relief Valve:Renew 125Mm | Comm M&E - Safety/Relief Valve:Renew 125Mm, unit of measure NO | Comm M&E-PL131219 | Y | Y | Y | Y
M3NHFScheduleOfRatesCode | Comm M&E/Safety/Relief Valve:Renew 150Mm | Comm M&E - Safety/Relief Valve:Renew 150Mm, unit of measure NO | Comm M&E-PL131221 | Y | Y | Y | Y
M3NHFScheduleOfRatesCode | Comm M&E/Pressure Reducing Valve:Renew 15Mm | Comm M&E - Pressure Reducing Valve:Renew 15Mm, unit of measure NO | Comm M&E-PL131301 | Y | Y | Y | Y | Y
M3NHFScheduleOfRatesCode | Comm M&E/Pressure Reducing Valve:Renew 20Mm | Comm M&E - Pressure Reducing Valve:Renew 20Mm, unit of measure NO | Comm M&E-PL131303 | Y | Y | Y | Y | Y
M3NHFScheduleOfRatesCode | Comm M&E/Pressure Reducing Valve:Renew 25Mm | Comm M&E - Pressure Reducing Valve:Renew 25Mm, unit of measure NO | Comm M&E-PL131305 | Y | Y | Y | Y | Y
M3NHFScheduleOfRatesCode | Comm M&E/Pressure Reducing Valve:Renew 32Mm | Comm M&E - Pressure Reducing Valve:Renew 32Mm, unit of measure NO | Comm M&E-PL131307 | Y | Y | Y | Y | Y
M3NHFScheduleOfRatesCode | Comm M&E/Pressure Reducing Valve:Renew 40Mm | Comm M&E - Pressure Reducing Valve:Renew 40Mm, unit of measure NO | Comm M&E-PL131309 | Y | Y | Y | Y | Y
M3NHFScheduleOfRatesCode | Comm M&E/Pressure Reducing Valve:Renew 50Mm | Comm M&E - Pressure Reducing Valve:Renew 50Mm, unit of measure NO | Comm M&E-PL131311 | Y | Y | Y | Y | Y
M3NHFScheduleOfRatesCode | Comm M&E/Pressure Reducing Valve:Renew 65Mm | Comm M&E - Pressure Reducing Valve:Renew 65Mm, unit of measure NO | Comm M&E-PL131313 | Y | Y | Y | Y
M3NHFScheduleOfRatesCode | Comm M&E/Pressure Reducing Valve:Renew 80Mm | Comm M&E - Pressure Reducing Valve:Renew 80Mm, unit of measure NO | Comm M&E-PL131315 | Y | Y | Y | Y
M3NHFScheduleOfRatesCode | Comm M&E/Pressure Reducing Valve:Renew 100Mm | Comm M&E - Pressure Reducing Valve:Renew 100Mm, unit of measure NO | Comm M&E-PL131317 | Y | Y | Y | Y
M3NHFScheduleOfRatesCode | Comm M&E/Pressure Reducing Valve:Renew 125Mm | Comm M&E - Pressure Reducing Valve:Renew 125Mm, unit of measure NO | Comm M&E-PL131319 | Y | Y | Y | Y
M3NHFScheduleOfRatesCode | Comm M&E/Pressure Reducing Valve:Renew 150Mm | Comm M&E - Pressure Reducing Valve:Renew 150Mm, unit of measure NO | Comm M&E-PL131321 | Y | Y | Y | Y
M3NHFScheduleOfRatesCode | Comm M&E/Air Valve:Renew 15Mm 7 Bar 93 Deg | Comm M&E - Air Valve:Renew 15Mm 7 Bar 93 Deg, unit of measure NO | Comm M&E-PL131401 | Y | Y | Y | Y | Y
M3NHFScheduleOfRatesCode | Comm M&E/Air Valve:Renew 15Mm 7 Bar 149 Deg | Comm M&E - Air Valve:Renew 15Mm 7 Bar 149 Deg, unit of measure NO | Comm M&E-PL131403 | Y | Y | Y | Y | Y
M3NHFScheduleOfRatesCode | Comm M&E/Air Valve:Renew 15Mm 17 Bar 204 Deg | Comm M&E - Air Valve:Renew 15Mm 17 Bar 204 Deg, unit of measure NO | Comm M&E-PL131405 | Y | Y | Y | Y | Y
M3NHFScheduleOfRatesCode | Comm M&E/Air Valve:Renew 15Mm - Isolating Valve | Comm M&E - Air Valve:Renew 15Mm - Isolating Valve, unit of measure NO | Comm M&E-PL131407 | Y | Y | Y | Y | Y
M3NHFScheduleOfRatesCode | Comm M&E/Non Backflow Valve:Renew 15Mm | Comm M&E - Non Backflow Valve:Renew 15Mm, unit of measure NO | Comm M&E-PL131501 | Y | Y | Y | Y | Y
M3NHFScheduleOfRatesCode | Comm M&E/Non Backflow Valve:Renew 20Mm | Comm M&E - Non Backflow Valve:Renew 20Mm, unit of measure NO | Comm M&E-PL131503 | Y | Y | Y | Y | Y
M3NHFScheduleOfRatesCode | Comm M&E/Non Backflow Valve:Renew 25Mm | Comm M&E - Non Backflow Valve:Renew 25Mm, unit of measure NO | Comm M&E-PL131505 | Y | Y | Y | Y | Y
M3NHFScheduleOfRatesCode | Comm M&E/Non Backflow Valve:Renew 32Mm | Comm M&E - Non Backflow Valve:Renew 32Mm, unit of measure NO | Comm M&E-PL131507 | Y | Y | Y | Y | Y
M3NHFScheduleOfRatesCode | Comm M&E/Non Backflow Valve:Renew 40Mm | Comm M&E - Non Backflow Valve:Renew 40Mm, unit of measure NO | Comm M&E-PL131509 | Y | Y | Y | Y | Y
M3NHFScheduleOfRatesCode | Comm M&E/Non Backflow Valve:Renew 50Mm | Comm M&E - Non Backflow Valve:Renew 50Mm, unit of measure NO | Comm M&E-PL131511 | Y | Y | Y | Y | Y
M3NHFScheduleOfRatesCode | Comm M&E/Non Backflow Valve:Renew 65Mm | Comm M&E - Non Backflow Valve:Renew 65Mm, unit of measure NO | Comm M&E-PL131513 | Y | Y | Y | Y
M3NHFScheduleOfRatesCode | Comm M&E/Non Backflow Valve:Renew 80Mm | Comm M&E - Non Backflow Valve:Renew 80Mm, unit of measure NO | Comm M&E-PL131515 | Y | Y | Y | Y
M3NHFScheduleOfRatesCode | Comm M&E/Non Backflow Valve:Renew 100Mm | Comm M&E - Non Backflow Valve:Renew 100Mm, unit of measure NO | Comm M&E-PL131517 | Y | Y | Y | Y
M3NHFScheduleOfRatesCode | Comm M&E/Non Backflow Valve:Renew 125Mm | Comm M&E - Non Backflow Valve:Renew 125Mm, unit of measure NO | Comm M&E-PL131519 | Y | Y | Y | Y
M3NHFScheduleOfRatesCode | Comm M&E/Non Backflow Valve:Renew 150Mm | Comm M&E - Non Backflow Valve:Renew 150Mm, unit of measure NO | Comm M&E-PL131521 | Y | Y | Y | Y
M3NHFScheduleOfRatesCode | Comm M&E/Tank:Remove, Set Aside, Refix Insulation | Comm M&E - Tank:Remove, Set Aside, Refix Insulation, unit of measure NO | Comm M&E-PL150406 | Y
M3NHFScheduleOfRatesCode | Comm M&E/Cylinder:Service Unvented Cylinder | Comm M&E - Cylinder:Service Unvented Cylinder, unit of measure NO | Comm M&E-PL160620 | Y
M3NHFScheduleOfRatesCode | Comm M&E/Cylinder:Renew Unvented Eco 710 Pre-Insul 190 Ltr | Comm M&E - Cylinder:Renew Unvented Eco 710 Pre-Insul 190 Ltr, unit of measure NO | Comm M&E-PL160621 | Y | Y | Y
M3NHFScheduleOfRatesCode | Comm M&E/Cylinder:Renew Unvented Eco 710 Pre-Insul 210 Ltr | Comm M&E - Cylinder:Renew Unvented Eco 710 Pre-Insul 210 Ltr, unit of measure NO | Comm M&E-PL160623 | Y | Y | Y
M3NHFScheduleOfRatesCode | Comm M&E/Cylinder:Renew Unvented Eco 710 Pre-Insul 250 Ltr | Comm M&E - Cylinder:Renew Unvented Eco 710 Pre-Insul 250 Ltr, unit of measure NO | Comm M&E-PL160625 | Y | Y | Y
M3NHFScheduleOfRatesCode | Comm M&E/Cylinder:Renew Unvented Eco 710 Pre-Insul 300 Ltr | Comm M&E - Cylinder:Renew Unvented Eco 710 Pre-Insul 300 Ltr, unit of measure NO | Comm M&E-PL160627 | Y | Y | Y
M3NHFScheduleOfRatesCode | Comm M&E/Cylinder:Renew Unvented Indirect Pre-Insul 190 Ltr | Comm M&E - Cylinder:Renew Unvented Indirect Pre-Insul 190 Ltr, unit of measure NO | Comm M&E-PL160631 | Y | Y | Y
M3NHFScheduleOfRatesCode | Comm M&E/Cylinder:Renew Unvented Indirect Pre-Insul 210 Ltr | Comm M&E - Cylinder:Renew Unvented Indirect Pre-Insul 210 Ltr, unit of measure NO | Comm M&E-PL160633 | Y | Y | Y
M3NHFScheduleOfRatesCode | Comm M&E/Cylinder:Renew Unvented Indirect Pre-Insul 250 Ltr | Comm M&E - Cylinder:Renew Unvented Indirect Pre-Insul 250 Ltr, unit of measure NO | Comm M&E-PL160635 | Y | Y | Y
M3NHFScheduleOfRatesCode | Comm M&E/Cylinder:Renew Unvented Indirect Pre-Insul 300 Ltr | Comm M&E - Cylinder:Renew Unvented Indirect Pre-Insul 300 Ltr, unit of measure NO | Comm M&E-PL160637 | Y | Y | Y
M3NHFScheduleOfRatesCode | Comm M&E/Cylinder:Renew Vented Direct Insulated 100 Ltr | Comm M&E - Cylinder:Renew Vented Direct Insulated 100 Ltr, unit of measure NO | Comm M&E-PL160641 | Y | Y | Y
M3NHFScheduleOfRatesCode | Comm M&E/Cylinder:Renew Vented Direct Insulated 125 Ltr | Comm M&E - Cylinder:Renew Vented Direct Insulated 125 Ltr, unit of measure NO | Comm M&E-PL160643 | Y | Y | Y
M3NHFScheduleOfRatesCode | Comm M&E/Cylinder:Renew Vented Direct Insulated 150 Ltr | Comm M&E - Cylinder:Renew Vented Direct Insulated 150 Ltr, unit of measure NO | Comm M&E-PL160645 | Y | Y | Y
M3NHFScheduleOfRatesCode | Comm M&E/Cylinder:Renew Vented Direct Insulated 175 Ltr | Comm M&E - Cylinder:Renew Vented Direct Insulated 175 Ltr, unit of measure NO | Comm M&E-PL160647 | Y | Y | Y
M3NHFScheduleOfRatesCode | Comm M&E/Cylinder:Renew Vented Direct Insulated 210 Ltr | Comm M&E - Cylinder:Renew Vented Direct Insulated 210 Ltr, unit of measure NO | Comm M&E-PL160649 | Y | Y | Y
M3NHFScheduleOfRatesCode | Comm M&E/Cylinder:Renew Vented Direct Insulated 250 Ltr | Comm M&E - Cylinder:Renew Vented Direct Insulated 250 Ltr, unit of measure NO | Comm M&E-PL160651 | Y | Y | Y
M3NHFScheduleOfRatesCode | Comm M&E/Cylinder:Renew Unvented Direct Insulated 100 Ltr | Comm M&E - Cylinder:Renew Unvented Direct Insulated 100 Ltr, unit of measure NO | Comm M&E-PL160661 | Y | Y | Y
M3NHFScheduleOfRatesCode | Comm M&E/Cylinder:Renew Unvented Direct Insulated 125 Ltr | Comm M&E - Cylinder:Renew Unvented Direct Insulated 125 Ltr, unit of measure NO | Comm M&E-PL160663 | Y | Y | Y
M3NHFScheduleOfRatesCode | Comm M&E/Cylinder:Renew Unvented Direct Insulated 150 Ltr | Comm M&E - Cylinder:Renew Unvented Direct Insulated 150 Ltr, unit of measure NO | Comm M&E-PL160665 | Y | Y | Y
M3NHFScheduleOfRatesCode | Comm M&E/Cylinder:Renew Unvented Direct Pre-Insul 175 Ltr | Comm M&E - Cylinder:Renew Unvented Direct Pre-Insul 175 Ltr, unit of measure NO | Comm M&E-PL160667 | Y | Y | Y
M3NHFScheduleOfRatesCode | Comm M&E/Cylinder:Renew Unvented Direct Pre-Insul 210 Ltr | Comm M&E - Cylinder:Renew Unvented Direct Pre-Insul 210 Ltr, unit of measure NO | Comm M&E-PL160669 | Y | Y | Y
M3NHFScheduleOfRatesCode | Comm M&E/Cylinder:Renew Unvented Direct Pre-Insul 250 Ltr | Comm M&E - Cylinder:Renew Unvented Direct Pre-Insul 250 Ltr, unit of measure NO | Comm M&E-PL160671 | Y | Y | Y
M3NHFScheduleOfRatesCode | Comm M&E/Public Address:Breakdown Repairs No Parts | Comm M&E - Public Address:Breakdown Repairs No Parts, unit of measure IT | Comm M&E-PS010101 | Y
M3NHFScheduleOfRatesCode | Comm M&E/Public Address:Breakdown Repairs Parts £35 | Comm M&E - Public Address:Breakdown Repairs Parts £35, unit of measure IT | Comm M&E-PS010103 | Y
M3NHFScheduleOfRatesCode | Comm M&E/Microphone Sound Systems:Breakdown No Parts | Comm M&E - Microphone Sound Systems:Breakdown No Parts, unit of measure IT | Comm M&E-PS020101 | Y
M3NHFScheduleOfRatesCode | Comm M&E/Microphone Sound Systems:Breakdown Parts £35 | Comm M&E - Microphone Sound Systems:Breakdown Parts £35, unit of measure IT | Comm M&E-PS020103 | Y
M3NHFScheduleOfRatesCode | Comm M&E/Background Music Systems:Breakdown No Parts | Comm M&E - Background Music Systems:Breakdown No Parts, unit of measure IT | Comm M&E-PS030101 | Y
M3NHFScheduleOfRatesCode | Comm M&E/Background Music Systems:Breakdown Parts £35 | Comm M&E - Background Music Systems:Breakdown Parts £35, unit of measure IT | Comm M&E-PS030103 | Y
M3NHFScheduleOfRatesCode | Comm M&E/Pumps:Response/Repair No Parts | Comm M&E - Pumps:Response/Repair No Parts, unit of measure IT | Comm M&E-PU010101 | Y | Y | Y | Y | Y
M3NHFScheduleOfRatesCode | Comm M&E/Pumps:Response/Repair Parts Ne £40 | Comm M&E - Pumps:Response/Repair Parts Ne £40, unit of measure IT | Comm M&E-PU010102 | Y | Y | Y | Y | Y
M3NHFScheduleOfRatesCode | Comm M&E/Pumps:Response/Repair Parts Ne £100 | Comm M&E - Pumps:Response/Repair Parts Ne £100, unit of measure IT | Comm M&E-PU010103 | Y | Y | Y | Y | Y
M3NHFScheduleOfRatesCode | Comm M&E/Pumps:Response/Repair Parts Ne £150 | Comm M&E - Pumps:Response/Repair Parts Ne £150, unit of measure IT | Comm M&E-PU010105 | Y | Y | Y | Y | Y
M3NHFScheduleOfRatesCode | Comm M&E/Pumps:Response/Repair Parts Ne £200 | Comm M&E - Pumps:Response/Repair Parts Ne £200, unit of measure IT | Comm M&E-PU010107 | Y | Y | Y | Y | Y
M3NHFScheduleOfRatesCode | Comm M&E/Pumps:Response/Repair Parts Ne £250 | Comm M&E - Pumps:Response/Repair Parts Ne £250, unit of measure IT | Comm M&E-PU010109 | Y | Y | Y | Y | Y
M3NHFScheduleOfRatesCode | Comm M&E/Pumps:Response/Repair Parts Ne £300 | Comm M&E - Pumps:Response/Repair Parts Ne £300, unit of measure IT | Comm M&E-PU010111 | Y | Y | Y | Y | Y
M3NHFScheduleOfRatesCode | Comm M&E/Pumps:Response/Repair Parts Ne £350 | Comm M&E - Pumps:Response/Repair Parts Ne £350, unit of measure IT | Comm M&E-PU010113 | Y | Y | Y | Y | Y
M3NHFScheduleOfRatesCode | Comm M&E/Pumps:Response/Repair Parts Ne £400 | Comm M&E - Pumps:Response/Repair Parts Ne £400, unit of measure IT | Comm M&E-PU010115 | Y | Y | Y | Y | Y
M3NHFScheduleOfRatesCode | Comm M&E/Sump Pump:Renew 1000 Litre Single Phase | Comm M&E - Sump Pump:Renew 1000 Litre Single Phase, unit of measure NO | Comm M&E-PU010201 | Y | Y | Y | Y | Y
M3NHFScheduleOfRatesCode | Comm M&E/Sump Pump:Renew 2500 Litre Single Phase | Comm M&E - Sump Pump:Renew 2500 Litre Single Phase, unit of measure NO | Comm M&E-PU010203 | Y | Y | Y | Y | Y
M3NHFScheduleOfRatesCode | Comm M&E/Sump Pump:Renew 1000 Litre Three Phase | Comm M&E - Sump Pump:Renew 1000 Litre Three Phase, unit of measure NO | Comm M&E-PU010205 | Y | Y | Y | Y | Y
M3NHFScheduleOfRatesCode | Comm M&E/Sump Pump:Renew 2500 Litre Three Phase | Comm M&E - Sump Pump:Renew 2500 Litre Three Phase, unit of measure NO | Comm M&E-PU010207 | Y | Y | Y | Y | Y
M3NHFScheduleOfRatesCode | Comm M&E/Water Booster Pump:Six Month Service No Parts | Comm M&E - Water Booster Pump:Six Month Service No Parts, unit of measure IT | Comm M&E-PU010701 | Y | Y | Y
M3NHFScheduleOfRatesCode | Comm M&E/Water Booster Pump:Six Month Service Parts Ne £40 | Comm M&E - Water Booster Pump:Six Month Service Parts Ne £40, unit of measure IT | Comm M&E-PU010703 | Y | Y | Y
M3NHFScheduleOfRatesCode | Comm M&E/Water Booster Pump:Six Month Service Parts Ne £100 | Comm M&E - Water Booster Pump:Six Month Service Parts Ne £100, unit of measure IT | Comm M&E-PU010705 | Y | Y | Y
M3NHFScheduleOfRatesCode | Comm M&E/Roller Shutter:Manual Breakdown Ne 3M | Comm M&E - Roller Shutter:Manual Breakdown Ne 3M, unit of measure IT | Comm M&E-RS010101 | Y | Y | Y | Y | Y
M3NHFScheduleOfRatesCode | Comm M&E/Roller Shutter:Manual Breakdown Ne 5M | Comm M&E - Roller Shutter:Manual Breakdown Ne 5M, unit of measure IT | Comm M&E-RS010103 | Y | Y | Y | Y | Y
M3NHFScheduleOfRatesCode | Comm M&E/Roller Shutter:Manual Breakdown 3M No Parts | Comm M&E - Roller Shutter:Manual Breakdown 3M No Parts, unit of measure IT | Comm M&E-RS010105 | Y | Y | Y | Y | Y
M3NHFScheduleOfRatesCode | Comm M&E/Roller Shutter:Manual Breakdown 3M Parts Ne £40 | Comm M&E - Roller Shutter:Manual Breakdown 3M Parts Ne £40, unit of measure IT | Comm M&E-RS010107 | Y | Y | Y | Y | Y
M3NHFScheduleOfRatesCode | Comm M&E/Roller Shutter:Manual Breakdown 3M Parts Ne £100 | Comm M&E - Roller Shutter:Manual Breakdown 3M Parts Ne £100, unit of measure IT | Comm M&E-RS010109 | Y | Y | Y | Y | Y
M3NHFScheduleOfRatesCode | Comm M&E/Roller Shutter:Manual Breakdown 3M Parts Ne £150 | Comm M&E - Roller Shutter:Manual Breakdown 3M Parts Ne £150, unit of measure IT | Comm M&E-RS010111 | Y | Y | Y | Y | Y
M3NHFScheduleOfRatesCode | Comm M&E/Roller Shutter:Manual Breakdown 3M Parts Ne £200 | Comm M&E - Roller Shutter:Manual Breakdown 3M Parts Ne £200, unit of measure IT | Comm M&E-RS010113 | Y | Y | Y | Y | Y
M3NHFScheduleOfRatesCode | Comm M&E/Roller Shutter:Manual Breakdown 3M Parts Ne £500 | Comm M&E - Roller Shutter:Manual Breakdown 3M Parts Ne £500, unit of measure IT | Comm M&E-RS010115 | Y | Y | Y | Y | Y
M3NHFScheduleOfRatesCode | Comm M&E/Roller Shutter:Manual Breakdown 5M No Parts | Comm M&E - Roller Shutter:Manual Breakdown 5M No Parts, unit of measure IT | Comm M&E-RS010117 | Y | Y | Y | Y | Y
M3NHFScheduleOfRatesCode | Comm M&E/Roller Shutter:Manual Breakdown 5M Parts Ne £40 | Comm M&E - Roller Shutter:Manual Breakdown 5M Parts Ne £40, unit of measure IT | Comm M&E-RS010119 | Y | Y | Y | Y | Y
M3NHFScheduleOfRatesCode | Comm M&E/Roller Shutter:Manual Breakdown 5M Parts Ne £100 | Comm M&E - Roller Shutter:Manual Breakdown 5M Parts Ne £100, unit of measure IT | Comm M&E-RS010121 | Y | Y | Y | Y | Y
M3NHFScheduleOfRatesCode | Comm M&E/Roller Shutter:Manual Breakdown 5M Parts Ne £150 | Comm M&E - Roller Shutter:Manual Breakdown 5M Parts Ne £150, unit of measure IT | Comm M&E-RS010123 | Y | Y | Y | Y | Y
M3NHFScheduleOfRatesCode | Comm M&E/Roller Shutter:Manual Breakdown 5M Parts Ne £200 | Comm M&E - Roller Shutter:Manual Breakdown 5M Parts Ne £200, unit of measure IT | Comm M&E-RS010125 | Y | Y | Y | Y | Y
M3NHFScheduleOfRatesCode | Comm M&E/Roller Shutter:Manual Breakdown 5M Parts Ne £500 | Comm M&E - Roller Shutter:Manual Breakdown 5M Parts Ne £500, unit of measure IT | Comm M&E-RS010127 | Y | Y | Y | Y | Y
M3NHFScheduleOfRatesCode | Comm M&E/Roller Shutter:Electric Breakdown Ne 3M | Comm M&E - Roller Shutter:Electric Breakdown Ne 3M, unit of measure IT | Comm M&E-RS020101 | Y | Y | Y | Y | Y
M3NHFScheduleOfRatesCode | Comm M&E/Roller Shutter:Electric Breakdown Ne 5M | Comm M&E - Roller Shutter:Electric Breakdown Ne 5M, unit of measure IT | Comm M&E-RS020103 | Y | Y | Y | Y | Y
M3NHFScheduleOfRatesCode | Comm M&E/Roller Shutter:Electric Breakdown 3M No Parts | Comm M&E - Roller Shutter:Electric Breakdown 3M No Parts, unit of measure IT | Comm M&E-RS020105 | Y | Y | Y | Y | Y
M3NHFScheduleOfRatesCode | Comm M&E/Roller Shutter:Electric Breakdown 3M Parts Ne £40 | Comm M&E - Roller Shutter:Electric Breakdown 3M Parts Ne £40, unit of measure IT | Comm M&E-RS020107 | Y | Y | Y | Y | Y
M3NHFScheduleOfRatesCode | Comm M&E/Roller Shutter:Electric Breakdown 3M Parts Ne £100 | Comm M&E - Roller Shutter:Electric Breakdown 3M Parts Ne £100, unit of measure IT | Comm M&E-RS020109 | Y | Y | Y | Y | Y
M3NHFScheduleOfRatesCode | Comm M&E/Roller Shutter:Electric Breakdown 3M Parts Ne £150 | Comm M&E - Roller Shutter:Electric Breakdown 3M Parts Ne £150, unit of measure IT | Comm M&E-RS020111 | Y | Y | Y | Y | Y
M3NHFScheduleOfRatesCode | Comm M&E/Roller Shutter:Electric Breakdown 3M Parts Ne £200 | Comm M&E - Roller Shutter:Electric Breakdown 3M Parts Ne £200, unit of measure IT | Comm M&E-RS020113 | Y | Y | Y | Y | Y
M3NHFScheduleOfRatesCode | Comm M&E/Roller Shutter:Electric Breakdown 3M Parts Ne £500 | Comm M&E - Roller Shutter:Electric Breakdown 3M Parts Ne £500, unit of measure IT | Comm M&E-RS020115 | Y | Y | Y | Y | Y
M3NHFScheduleOfRatesCode | Comm M&E/Roller Shutter:Electric Breakdown 5M No Parts | Comm M&E - Roller Shutter:Electric Breakdown 5M No Parts, unit of measure IT | Comm M&E-RS020117 | Y | Y | Y | Y | Y
M3NHFScheduleOfRatesCode | Comm M&E/Roller Shutter:Electric Breakdown 5M Parts Ne £40 | Comm M&E - Roller Shutter:Electric Breakdown 5M Parts Ne £40, unit of measure IT | Comm M&E-RS020119 | Y | Y | Y | Y | Y
M3NHFScheduleOfRatesCode | Comm M&E/Roller Shutter:Electric Breakdown 5M Parts Ne £100 | Comm M&E - Roller Shutter:Electric Breakdown 5M Parts Ne £100, unit of measure IT | Comm M&E-RS020121 | Y | Y | Y | Y | Y
M3NHFScheduleOfRatesCode | Comm M&E/Roller Shutter:Electric Breakdown 5M Parts Ne £150 | Comm M&E - Roller Shutter:Electric Breakdown 5M Parts Ne £150, unit of measure IT | Comm M&E-RS020123 | Y | Y | Y | Y | Y
M3NHFScheduleOfRatesCode | Comm M&E/Roller Shutter:Electric Breakdown 5M Parts Ne £200 | Comm M&E - Roller Shutter:Electric Breakdown 5M Parts Ne £200, unit of measure IT | Comm M&E-RS020125 | Y | Y | Y | Y | Y
M3NHFScheduleOfRatesCode | Comm M&E/Roller Shutter:Electric Breakdown 5M Parts Ne £500 | Comm M&E - Roller Shutter:Electric Breakdown 5M Parts Ne £500, unit of measure IT | Comm M&E-RS020127 | Y | Y | Y | Y | Y
M3NHFScheduleOfRatesCode | Comm M&E/Roller Shutter:Manual Periodic Inspection Service | Comm M&E - Roller Shutter:Manual Periodic Inspection Service, unit of measure IT | Comm M&E-RS030101 | Y | Y | Y | Y | Y
M3NHFScheduleOfRatesCode | Comm M&E/Roller Shutter:Electric Periodic Inspect Service | Comm M&E - Roller Shutter:Electric Periodic Inspect Service, unit of measure IT | Comm M&E-RS040101 | Y | Y | Y | Y | Y
M3NHFScheduleOfRatesCode | Comm M&E/Internal Shutter:Manual Breakdown | Comm M&E - Internal Shutter:Manual Breakdown, unit of measure IT | Comm M&E-RS050101 | Y | Y | Y | Y | Y
M3NHFScheduleOfRatesCode | Comm M&E/Internal Shutter:Manual Breakdown No Parts | Comm M&E - Internal Shutter:Manual Breakdown No Parts, unit of measure IT | Comm M&E-RS050103 | Y | Y | Y | Y | Y
M3NHFScheduleOfRatesCode | Comm M&E/Internal Shutter:Manual Breakdown Parts Ne £40 | Comm M&E - Internal Shutter:Manual Breakdown Parts Ne £40, unit of measure IT | Comm M&E-RS050105 | Y | Y | Y | Y | Y
M3NHFScheduleOfRatesCode | Comm M&E/Internal Shutter:Manual Breakdown Parts Ne £100 | Comm M&E - Internal Shutter:Manual Breakdown Parts Ne £100, unit of measure IT | Comm M&E-RS050107 | Y | Y | Y | Y | Y
M3NHFScheduleOfRatesCode | Comm M&E/Internal Shutter:Electric Breakdown | Comm M&E - Internal Shutter:Electric Breakdown, unit of measure IT | Comm M&E-RS060101 | Y | Y | Y | Y | Y
M3NHFScheduleOfRatesCode | Comm M&E/Internal Shutter:Manualelectric Breakdown No Parts | Comm M&E - Internal Shutter:Manualelectric Breakdown No Parts, unit of measure IT | Comm M&E-RS060103 | Y | Y | Y | Y | Y
M3NHFScheduleOfRatesCode | Comm M&E/Internal Shutter:Electric Breakdown Parts Ne £40 | Comm M&E - Internal Shutter:Electric Breakdown Parts Ne £40, unit of measure IT | Comm M&E-RS060105 | Y | Y | Y | Y | Y
M3NHFScheduleOfRatesCode | Comm M&E/Internal Shutter:Electric Breakdown Parts Ne £100 | Comm M&E - Internal Shutter:Electric Breakdown Parts Ne £100, unit of measure IT | Comm M&E-RS060107 | Y | Y | Y | Y | Y
M3NHFScheduleOfRatesCode | Comm M&E/Internal Shutter:Manual Periodic Inspect Service | Comm M&E - Internal Shutter:Manual Periodic Inspect Service, unit of measure IT | Comm M&E-RS070101 | Y | Y | Y | Y | Y
M3NHFScheduleOfRatesCode | Comm M&E/Internal Shutter:Electric Periodic Inspect Service | Comm M&E - Internal Shutter:Electric Periodic Inspect Service, unit of measure IT | Comm M&E-RS080101 | Y | Y | Y | Y | Y
M3NHFScheduleOfRatesCode | Comm M&E/Test:Occupied Property Certificate 1 Bed Flat | Comm M&E - Test:Occupied Property Certificate 1 Bed Flat, unit of measure IT | Comm M&E-TC010101 | Y | Y | Y | Y | Y
M3NHFScheduleOfRatesCode | Comm M&E/Test:Occupied Property Certificate 2 Bed Flat | Comm M&E - Test:Occupied Property Certificate 2 Bed Flat, unit of measure IT | Comm M&E-TC010103 | Y | Y | Y | Y | Y
M3NHFScheduleOfRatesCode | Comm M&E/Test:Occupied Property Certificate 1 Bed Bungalow | Comm M&E - Test:Occupied Property Certificate 1 Bed Bungalow, unit of measure IT | Comm M&E-TC010201 | Y | Y | Y | Y | Y
M3NHFScheduleOfRatesCode | Comm M&E/Test:Occupied Property Certificate 2 Bed Bungalow | Comm M&E - Test:Occupied Property Certificate 2 Bed Bungalow, unit of measure IT | Comm M&E-TC010203 | Y | Y | Y | Y | Y
M3NHFScheduleOfRatesCode | Comm M&E/Test:Occupied Property Certificate 2 Bed House | Comm M&E - Test:Occupied Property Certificate 2 Bed House, unit of measure IT | Comm M&E-TC010301 | Y | Y | Y | Y | Y
M3NHFScheduleOfRatesCode | Comm M&E/Test:Occupied Property Certificate 3 Bed House | Comm M&E - Test:Occupied Property Certificate 3 Bed House, unit of measure IT | Comm M&E-TC010303 | Y | Y | Y | Y | Y
M3NHFScheduleOfRatesCode | Comm M&E/Test:Occupied Property Certificate 4 Bed House | Comm M&E - Test:Occupied Property Certificate 4 Bed House, unit of measure IT | Comm M&E-TC010305 | Y | Y | Y | Y | Y
M3NHFScheduleOfRatesCode | Comm M&E/Test:Occupied Property Certificate 5 Bed House | Comm M&E - Test:Occupied Property Certificate 5 Bed House, unit of measure IT | Comm M&E-TC010307 | Y | Y | Y | Y | Y
M3NHFScheduleOfRatesCode | Comm M&E/Test:Occupied Property Certificate 6 Bed House | Comm M&E - Test:Occupied Property Certificate 6 Bed House, unit of measure IT | Comm M&E-TC010309 | Y | Y | Y | Y
M3NHFScheduleOfRatesCode | Comm M&E/Test:Occupied Property Certificate - Economy 7 | Comm M&E - Test:Occupied Property Certificate - Economy 7, unit of measure IT | Comm M&E-TC010401 | Y | Y | Y | Y | Y
M3NHFScheduleOfRatesCode | Comm M&E/Test:Sheltered Scheme 4 Sub-Mains | Comm M&E - Test:Sheltered Scheme 4 Sub-Mains, unit of measure IT | Comm M&E-TC010501 | Y | Y | Y | Y | Y
M3NHFScheduleOfRatesCode | Comm M&E/Test:Sheltered Scheme 6 Sub-Mains | Comm M&E - Test:Sheltered Scheme 6 Sub-Mains, unit of measure IT | Comm M&E-TC010503 | Y | Y | Y | Y | Y
M3NHFScheduleOfRatesCode | Comm M&E/Test:Sheltered Scheme 8 Sub-Mains | Comm M&E - Test:Sheltered Scheme 8 Sub-Mains, unit of measure IT | Comm M&E-TC010505 | Y | Y | Y | Y | Y
M3NHFScheduleOfRatesCode | Comm M&E/Test:Sheltered Scheme 10 Sub-Mains | Comm M&E - Test:Sheltered Scheme 10 Sub-Mains, unit of measure IT | Comm M&E-TC010507 | Y | Y | Y | Y | Y
M3NHFScheduleOfRatesCode | Comm M&E/Test:Sheltered Scheme - Economy 7 - 4 Sub-Mains | Comm M&E - Test:Sheltered Scheme - Economy 7 - 4 Sub-Mains, unit of measure IT | Comm M&E-TC010509 | Y | Y | Y | Y | Y
M3NHFScheduleOfRatesCode | Comm M&E/Inspect:Landlords Circuits Walkup Flats 3 Floors | Comm M&E - Inspect:Landlords Circuits Walkup Flats 3 Floors, unit of measure IT | Comm M&E-TC020101 | Y | Y | Y | Y | Y
M3NHFScheduleOfRatesCode | Comm M&E/Inspect:Landlords Circuits Flats 4 Floors | Comm M&E - Inspect:Landlords Circuits Flats 4 Floors, unit of measure IT | Comm M&E-TC020103 | Y | Y | Y | Y | Y
M3NHFScheduleOfRatesCode | Comm M&E/Inspect:Landlords Circuits Flats Multi Floors | Comm M&E - Inspect:Landlords Circuits Flats Multi Floors, unit of measure IT | Comm M&E-TC020105 | Y | Y | Y | Y | Y
M3NHFScheduleOfRatesCode | Comm M&E/Inspect:Landlords Circuits Sheltered 2 Floors | Comm M&E - Inspect:Landlords Circuits Sheltered 2 Floors, unit of measure IT | Comm M&E-TC020201 | Y | Y | Y | Y | Y
M3NHFScheduleOfRatesCode | Comm M&E/Inspect:Landlords Circuits Sheltered 3 Floors | Comm M&E - Inspect:Landlords Circuits Sheltered 3 Floors, unit of measure IT | Comm M&E-TC020203 | Y | Y | Y | Y | Y
M3NHFScheduleOfRatesCode | Comm M&E/Inspect:Landlords Circuits Car Park Areas | Comm M&E - Inspect:Landlords Circuits Car Park Areas, unit of measure IT | Comm M&E-TC020301 | Y | Y | Y | Y | Y
M3NHFScheduleOfRatesCode | Comm M&E/Inspect:Landlords Circuits Offices Ne 300Sm | Comm M&E - Inspect:Landlords Circuits Offices Ne 300Sm, unit of measure IT | Comm M&E-TC020401 | Y | Y | Y | Y | Y
M3NHFScheduleOfRatesCode | Comm M&E/Inspect:Landlords Circuits Offices Ne 500Sm | Comm M&E - Inspect:Landlords Circuits Offices Ne 500Sm, unit of measure IT | Comm M&E-TC020403 | Y | Y | Y | Y | Y
M3NHFScheduleOfRatesCode | Comm M&E/Inspect:Landlords Circuits Offices Ne 1000Sm | Comm M&E - Inspect:Landlords Circuits Offices Ne 1000Sm, unit of measure IT | Comm M&E-TC020405 | Y | Y | Y | Y | Y
M3NHFScheduleOfRatesCode | Comm M&E/Inspect:Landlords Circuits Offices Ne 1500Sm | Comm M&E - Inspect:Landlords Circuits Offices Ne 1500Sm, unit of measure IT | Comm M&E-TC020407 | Y | Y | Y | Y | Y
M3NHFScheduleOfRatesCode | Comm M&E/Inspect:Landlords Circuits Offices Ne 2000Sm | Comm M&E - Inspect:Landlords Circuits Offices Ne 2000Sm, unit of measure IT | Comm M&E-TC020409 | Y | Y | Y | Y | Y
M3NHFScheduleOfRatesCode | Comm M&E/Inspect:Landlords Circuits Commer Units Ne 50Sm | Comm M&E - Inspect:Landlords Circuits Commer Units Ne 50Sm, unit of measure IT | Comm M&E-TC020601 | Y
M3NHFScheduleOfRatesCode | Comm M&E/Inspect:Landlords Circuits Commer Units Ne 75Sm | Comm M&E - Inspect:Landlords Circuits Commer Units Ne 75Sm, unit of measure IT | Comm M&E-TC020603 | Y
M3NHFScheduleOfRatesCode | Comm M&E/Inspect:Landlords Circuits Commer Units Ne 20Sm | Comm M&E - Inspect:Landlords Circuits Commer Units Ne 20Sm, unit of measure IT | Comm M&E-TC020605 | Y
M3NHFScheduleOfRatesCode | Comm M&E/Inspect:Landlords Circuits Commer Units Ne 100Sm | Comm M&E - Inspect:Landlords Circuits Commer Units Ne 100Sm, unit of measure IT | Comm M&E-TC020607 | Y
M3NHFScheduleOfRatesCode | Comm M&E/Inspect:Landlords Circuits Commer Units Ne 200Sm | Comm M&E - Inspect:Landlords Circuits Commer Units Ne 200Sm, unit of measure IT | Comm M&E-TC020609 | Y
M3NHFScheduleOfRatesCode | Comm M&E/Inspect:Landlords Circuits Commer Units Ne 350Sm | Comm M&E - Inspect:Landlords Circuits Commer Units Ne 350Sm, unit of measure IT | Comm M&E-TC020611 | Y
M3NHFScheduleOfRatesCode | Comm M&E/Inspect:Landlords Circuits Commer Units Ne 500Sm | Comm M&E - Inspect:Landlords Circuits Commer Units Ne 500Sm, unit of measure IT | Comm M&E-TC020613 | Y
M3NHFScheduleOfRatesCode | Comm M&E/Portable Appliance:Annual Test - Only Item | Comm M&E - Portable Appliance:Annual Test - Only Item, unit of measure NO | Comm M&E-TC030101 |  | Y | Y | Y | Y
M3NHFScheduleOfRatesCode | Comm M&E/Portable Appliance:Annual Test - 1-5 Items | Comm M&E - Portable Appliance:Annual Test - 1-5 Items, unit of measure NO | Comm M&E-TC030103 | Y | Y | Y | Y | Y
M3NHFScheduleOfRatesCode | Comm M&E/Portable Appliance:Annual Test - 6-10 Items | Comm M&E - Portable Appliance:Annual Test - 6-10 Items, unit of measure NO | Comm M&E-TC030105 | Y | Y | Y | Y | Y
M3NHFScheduleOfRatesCode | Comm M&E/Portable Appliance:Annual Test - 11-50 Items | Comm M&E - Portable Appliance:Annual Test - 11-50 Items, unit of measure NO | Comm M&E-TC030107 | Y | Y | Y | Y | Y
M3NHFScheduleOfRatesCode | Comm M&E/Portable Appliance:Annual Test - 51-200 Items | Comm M&E - Portable Appliance:Annual Test - 51-200 Items, unit of measure NO | Comm M&E-TC030109 | Y | Y | Y | Y | Y
M3NHFScheduleOfRatesCode | Comm M&E/Portable Appliance:Annual Test - 201-400 Items | Comm M&E - Portable Appliance:Annual Test - 201-400 Items, unit of measure NO | Comm M&E-TC030111 | Y | Y | Y | Y | Y
M3NHFScheduleOfRatesCode | Comm M&E/Portable Appliance:Annual Test - 401-600 Items | Comm M&E - Portable Appliance:Annual Test - 401-600 Items, unit of measure NO | Comm M&E-TC030113 | Y | Y | Y | Y | Y
M3NHFScheduleOfRatesCode | Comm M&E/Portable Appliance:Annual Test - Over 600 Items | Comm M&E - Portable Appliance:Annual Test - Over 600 Items, unit of measure NO | Comm M&E-TC030115 | Y | Y | Y | Y | Y
M3NHFScheduleOfRatesCode | Comm M&E/It Equipment:Annual Inspection - Ne 10 Items | Comm M&E - It Equipment:Annual Inspection - Ne 10 Items, unit of measure NO | Comm M&E-TC030201 | Y | Y | Y | Y | Y
M3NHFScheduleOfRatesCode | Comm M&E/It Equipment:Annual Inspection - 11-50 Items | Comm M&E - It Equipment:Annual Inspection - 11-50 Items, unit of measure NO | Comm M&E-TC030202 | Y | Y | Y | Y | Y
M3NHFScheduleOfRatesCode | Comm M&E/It Equipment:Annual Inspection - 51-200 Items | Comm M&E - It Equipment:Annual Inspection - 51-200 Items, unit of measure NO | Comm M&E-TC030203 | Y | Y | Y | Y | Y
M3NHFScheduleOfRatesCode | Comm M&E/It Equipment:Annual Inspection - 201-400 Items | Comm M&E - It Equipment:Annual Inspection - 201-400 Items, unit of measure NO | Comm M&E-TC030205 | Y | Y | Y | Y | Y
M3NHFScheduleOfRatesCode | Comm M&E/It Equipment:Annual Inspection - 401-600 Items | Comm M&E - It Equipment:Annual Inspection - 401-600 Items, unit of measure NO | Comm M&E-TC030207 | Y | Y | Y | Y | Y
M3NHFScheduleOfRatesCode | Comm M&E/It Equipment:Annual Inspection - Over 600 Items | Comm M&E - It Equipment:Annual Inspection - Over 600 Items, unit of measure NO | Comm M&E-TC030209 | Y | Y | Y | Y | Y
M3NHFScheduleOfRatesCode | Comm M&E/Catering Equipment:Annual Inspection | Comm M&E - Catering Equipment:Annual Inspection, unit of measure NO | Comm M&E-TC030301 | Y | Y | Y | Y | Y
M3NHFScheduleOfRatesCode | Comm M&E/Laundry Equipment:Annual Inspection | Comm M&E - Laundry Equipment:Annual Inspection, unit of measure NO | Comm M&E-TC030303 | Y | Y | Y | Y | Y
M3NHFScheduleOfRatesCode | Comm M&E/Inspection:Report On No Equipment Site | Comm M&E - Inspection:Report On No Equipment Site, unit of measure NO | Comm M&E-TC030401 | Y | Y | Y | Y | Y
M3NHFScheduleOfRatesCode | Comm M&E/Communal Tv:Breakdown Block Ne 20 Dwellings | Comm M&E - Communal Tv:Breakdown Block Ne 20 Dwellings, unit of measure IT | Comm M&E-TV010301 | Y | Y | Y | Y | Y
M3NHFScheduleOfRatesCode | Comm M&E/Communal Tv:Breakdown Block Over 20 Dwellings | Comm M&E - Communal Tv:Breakdown Block Over 20 Dwellings, unit of measure IT | Comm M&E-TV010303 | Y | Y | Y | Y | Y
M3NHFScheduleOfRatesCode | Comm M&E/Tv Aerial:Rewire Coaxial Ne 10M | Comm M&E - Tv Aerial:Rewire Coaxial Ne 10M, unit of measure IT | Comm M&E-TV020101 | Y | Y | Y | Y | Y
M3NHFScheduleOfRatesCode | Comm M&E/Tv Aerial:Rewire Coaxial 10-20M | Comm M&E - Tv Aerial:Rewire Coaxial 10-20M, unit of measure IT | Comm M&E-TV020103 | Y | Y | Y | Y | Y
M3NHFScheduleOfRatesCode | Comm M&E/Tv Aerial:Rewire Coaxial Over 20M | Comm M&E - Tv Aerial:Rewire Coaxial Over 20M, unit of measure IT | Comm M&E-TV020105 | Y | Y | Y | Y | Y
M3NHFScheduleOfRatesCode | Comm M&E/Tv Aerial Masts:Renew 2M | Comm M&E - Tv Aerial Masts:Renew 2M, unit of measure IT | Comm M&E-TV020301 | Y | Y | Y | Y | Y
M3NHFScheduleOfRatesCode | Comm M&E/Tv Aerial Masts:Renew 4M | Comm M&E - Tv Aerial Masts:Renew 4M, unit of measure IT | Comm M&E-TV020303 | Y | Y | Y | Y | Y
M3NHFScheduleOfRatesCode | Comm M&E/Tv Aerial Masts:Renew 8M | Comm M&E - Tv Aerial Masts:Renew 8M, unit of measure IT | Comm M&E-TV020305 | Y | Y | Y | Y | Y
M3NHFScheduleOfRatesCode | Comm M&E/Tv Aerial:Renew 18 Element | Comm M&E - Tv Aerial:Renew 18 Element, unit of measure IT | Comm M&E-TV020401 | Y | Y | Y | Y | Y
M3NHFScheduleOfRatesCode | Comm M&E/Tv Aerial:Renew Multi Element - Medium | Comm M&E - Tv Aerial:Renew Multi Element - Medium, unit of measure IT | Comm M&E-TV020403 | Y | Y | Y | Y | Y
M3NHFScheduleOfRatesCode | Comm M&E/Tv Aerial:Renew Multi Element - High | Comm M&E - Tv Aerial:Renew Multi Element - High, unit of measure IT | Comm M&E-TV020405 | Y | Y | Y | Y | Y
M3NHFScheduleOfRatesCode | Comm M&E/Tv Masthead Amplifier:Renew | Comm M&E - Tv Masthead Amplifier:Renew, unit of measure NO | Comm M&E-TV020501 | Y | Y | Y | Y | Y
M3NHFScheduleOfRatesCode | Comm M&E/Tv Amplifier:Renew Two Channel | Comm M&E - Tv Amplifier:Renew Two Channel, unit of measure NO | Comm M&E-TV020503 | Y | Y | Y | Y | Y
M3NHFScheduleOfRatesCode | Comm M&E/Tv Amplifier:Renew Head End | Comm M&E - Tv Amplifier:Renew Head End, unit of measure NO | Comm M&E-TV020505 | Y | Y | Y | Y
M3NHFScheduleOfRatesCode | Comm M&E/Tv Channel Equaliser:Renew | Comm M&E - Tv Channel Equaliser:Renew, unit of measure NO | Comm M&E-TV020603 | Y | Y | Y | Y | Y
M3NHFScheduleOfRatesCode | Comm M&E/Tv Splitter:Renew | Comm M&E - Tv Splitter:Renew, unit of measure NO | Comm M&E-TV020605 | Y | Y | Y | Y | Y
M3NHFScheduleOfRatesCode | Comm M&E/Tv Repeater Amplifier:Renew | Comm M&E - Tv Repeater Amplifier:Renew, unit of measure NO | Comm M&E-TV020609 | Y | Y | Y | Y | Y
M3NHFScheduleOfRatesCode | Comm M&E/Tv Splitter/Combiner:Renew | Comm M&E - Tv Splitter/Combiner:Renew, unit of measure NO | Comm M&E-TV020611 | Y | Y | Y | Y | Y
M3NHFScheduleOfRatesCode | Comm M&E/Tv Line Tap:Renew | Comm M&E - Tv Line Tap:Renew, unit of measure NO | Comm M&E-TV020613 | Y | Y | Y | Y | Y
M3NHFScheduleOfRatesCode | Comm M&E/Tv In Line Attenuator:Renew | Comm M&E - Tv In Line Attenuator:Renew, unit of measure NO | Comm M&E-TV020615 | Y | Y | Y | Y | Y
M3NHFScheduleOfRatesCode | Comm M&E/Tv Outlet:Renew Isolated Single Socket | Comm M&E - Tv Outlet:Renew Isolated Single Socket, unit of measure NO | Comm M&E-TV020701 | Y | Y | Y | Y | Y
M3NHFScheduleOfRatesCode | Comm M&E/Tv Outlet:Renew Isolated In Line Inductive Socket | Comm M&E - Tv Outlet:Renew Isolated In Line Inductive Socket, unit of measure NO | Comm M&E-TV020703 | Y | Y | Y | Y | Y
M3NHFScheduleOfRatesCode | Comm M&E/Tv Outlet:Renew Isolated In Line Resistive Socket | Comm M&E - Tv Outlet:Renew Isolated In Line Resistive Socket, unit of measure NO | Comm M&E-TV020705 | Y | Y | Y | Y | Y
M3NHFScheduleOfRatesCode | Comm M&E/Tv Outlet:Renew Triple Socket | Comm M&E - Tv Outlet:Renew Triple Socket, unit of measure NO | Comm M&E-TV020707 | Y | Y | Y | Y | Y
M3NHFScheduleOfRatesCode | Comm M&E/Tv Outlet:Renew Fly Lead Ne 1.5M | Comm M&E - Tv Outlet:Renew Fly Lead Ne 1.5M, unit of measure NO | Comm M&E-TV020709 | Y | Y | Y | Y | Y
M3NHFScheduleOfRatesCode | Comm M&E/Tv Outlet:Renew Fly Lead Over 1.5 And Ne 5M | Comm M&E - Tv Outlet:Renew Fly Lead Over 1.5 And Ne 5M, unit of measure NO | Comm M&E-TV020711 | Y | Y | Y | Y | Y
M3NHFScheduleOfRatesCode | Comm M&E/Conduit:Install 20Mm Steel Make Good | Comm M&E - Conduit:Install 20Mm Steel Make Good, unit of measure LM | Comm M&E-TV020801 | Y | Y | Y | Y | Y
M3NHFScheduleOfRatesCode | Comm M&E/Mini-Trunking:Install 25 X 32Mm | Comm M&E - Mini-Trunking:Install 25 X 32Mm, unit of measure LM | Comm M&E-TV020803 | Y | Y | Y | Y | Y
M3NHFScheduleOfRatesCode | Comm M&E/Co-Axial Cable:Install 1/1.67Mm Cable | Comm M&E - Co-Axial Cable:Install 1/1.67Mm Cable, unit of measure LM | Comm M&E-TV020805 | Y | Y | Y | Y | Y
M3NHFScheduleOfRatesCode | Comm M&E/Co-Axial Cable:Install 1/1.25Mm Cable | Comm M&E - Co-Axial Cable:Install 1/1.25Mm Cable, unit of measure LM | Comm M&E-TV020807 | Y | Y | Y | Y | Y
M3NHFScheduleOfRatesCode | Comm M&E/Co-Axial Cable:Install 1/1.00Mm Cable | Comm M&E - Co-Axial Cable:Install 1/1.00Mm Cable, unit of measure LM | Comm M&E-TV020809 | Y | Y | Y | Y | Y
M3NHFScheduleOfRatesCode | Comm M&E/Satellite Dish Antenna:Renew 60Cm | Comm M&E - Satellite Dish Antenna:Renew 60Cm, unit of measure NO | Comm M&E-TV030101 | Y | Y | Y | Y | Y
M3NHFScheduleOfRatesCode | Comm M&E/Satellite Dish Antenna:Renew 90Cm | Comm M&E - Satellite Dish Antenna:Renew 90Cm, unit of measure NO | Comm M&E-TV030103 | Y | Y | Y | Y | Y
M3NHFScheduleOfRatesCode | Comm M&E/Satellite Dish:Renew 100Cm | Comm M&E - Satellite Dish:Renew 100Cm, unit of measure NO | Comm M&E-TV030105 | Y | Y | Y | Y | Y
M3NHFScheduleOfRatesCode | Comm M&E/Satellite Dish:Renew 150Cm | Comm M&E - Satellite Dish:Renew 150Cm, unit of measure NO | Comm M&E-TV030107 | Y | Y | Y | Y | Y
M3NHFScheduleOfRatesCode | Comm M&E/Lnb Dish:Renew 60Cm | Comm M&E - Lnb Dish:Renew 60Cm, unit of measure NO | Comm M&E-TV030201 | Y | Y | Y | Y | Y
M3NHFScheduleOfRatesCode | Comm M&E/Communal Tv Satellite:Periodic Inspect Ne 6 System | Comm M&E - Communal Tv Satellite:Periodic Inspect Ne 6 System, unit of measure IT | Comm M&E-TV040201 | Y | Y | Y | Y | Y
M3NHFScheduleOfRatesCode | Comm M&E/Communal Tv Satellite:Periodic Inspect Ne20 System | Comm M&E - Communal Tv Satellite:Periodic Inspect Ne20 System, unit of measure IT | Comm M&E-TV040203 | Y | Y | Y | Y | Y
M3NHFScheduleOfRatesCode | Comm M&E/Communal Tv Satellite:Periodic Inspect Ne40 System | Comm M&E - Communal Tv Satellite:Periodic Inspect Ne40 System, unit of measure IT | Comm M&E-TV040205 | Y | Y | Y | Y | Y
M3NHFScheduleOfRatesCode | Comm M&E/Communal Tv Satellite:Periodic Inspect Ne60 System | Comm M&E - Communal Tv Satellite:Periodic Inspect Ne60 System, unit of measure IT | Comm M&E-TV040207 | Y | Y | Y | Y | Y
M3NHFScheduleOfRatesCode | Comm M&E/Communal Tv Satellite:Periodic Inspect Ne 80 Multi | Comm M&E - Communal Tv Satellite:Periodic Inspect Ne 80 Multi, unit of measure IT | Comm M&E-TV040209 | Y | Y | Y | Y | Y
M3NHFScheduleOfRatesCode | Comm M&E/Fan:Renew 'V' And Retention Belt 300Mm Impeller | Comm M&E - Fan:Renew 'V' And Retention Belt 300Mm Impeller, unit of measure NO | Comm M&E-VE040001 | Y | Y | Y | Y | Y
M3NHFScheduleOfRatesCode | Comm M&E/Fan:Renew 'V' Belt To 300Mm Dia Impeller | Comm M&E - Fan:Renew 'V' Belt To 300Mm Dia Impeller, unit of measure NO | Comm M&E-VE040003 | Y | Y | Y | Y | Y
M3NHFScheduleOfRatesCode | Comm M&E/Fan:Renew 'V' And Retention Belt 600Mm Impeller | Comm M&E - Fan:Renew 'V' And Retention Belt 600Mm Impeller, unit of measure NO | Comm M&E-VE040005 | Y | Y | Y | Y | Y
M3NHFScheduleOfRatesCode | Comm M&E/Fan:Renew 'V' Belt To 300-600Mm Dia Impeller | Comm M&E - Fan:Renew 'V' Belt To 300-600Mm Dia Impeller, unit of measure NO | Comm M&E-VE040007 | Y | Y | Y | Y | Y
M3NHFScheduleOfRatesCode | Comm M&E/Fan:Renew 'V' And Retention Belt 900Mm Impeller | Comm M&E - Fan:Renew 'V' And Retention Belt 900Mm Impeller, unit of measure NO | Comm M&E-VE040009 | Y | Y | Y | Y | Y
M3NHFScheduleOfRatesCode | Comm M&E/Fan:Renew 'V' Belt To 900Mm Dia Impeller | Comm M&E - Fan:Renew 'V' Belt To 900Mm Dia Impeller, unit of measure NO | Comm M&E-VE040011 | Y | Y | Y | Y | Y
M3NHFScheduleOfRatesCode | Comm M&E/Fan:Renew Circular Flexible Connection Ne 300Mm | Comm M&E - Fan:Renew Circular Flexible Connection Ne 300Mm, unit of measure NO | Comm M&E-VE040013 | Y | Y | Y | Y | Y
M3NHFScheduleOfRatesCode | Comm M&E/Fan:Renew Circular Flexible Connection 300-600Mm | Comm M&E - Fan:Renew Circular Flexible Connection 300-600Mm, unit of measure NO | Comm M&E-VE040015 | Y | Y | Y | Y | Y
M3NHFScheduleOfRatesCode | Comm M&E/Fan:Renew Circular Flexible Connection 600-900Mm | Comm M&E - Fan:Renew Circular Flexible Connection 600-900Mm, unit of measure NO | Comm M&E-VE040017 | Y | Y | Y | Y | Y
M3NHFScheduleOfRatesCode | Comm M&E/Fan:Renew Rectangular Flexible Connection 1-2M | Comm M&E - Fan:Renew Rectangular Flexible Connection 1-2M, unit of measure NO | Comm M&E-VE040019 | Y | Y | Y | Y | Y
M3NHFScheduleOfRatesCode | Comm M&E/Fan:Renew Rectangular Flexible Connection Over 2M | Comm M&E - Fan:Renew Rectangular Flexible Connection Over 2M, unit of measure NO | Comm M&E-VE040021 | Y | Y | Y | Y | Y
M3NHFScheduleOfRatesCode | Comm M&E/Fan:Cleaning Centrifugal Fan - Ne 300Mm | Comm M&E - Fan:Cleaning Centrifugal Fan - Ne 300Mm, unit of measure NO | Comm M&E-VE040023 | Y | Y | Y | Y | Y
M3NHFScheduleOfRatesCode | Comm M&E/Fan:Cleaning Centrifugal Fan - 300-600Mm | Comm M&E - Fan:Cleaning Centrifugal Fan - 300-600Mm, unit of measure NO | Comm M&E-VE040025 | Y | Y | Y | Y | Y
M3NHFScheduleOfRatesCode | Comm M&E/Fan:Cleaning Centrifugal Fan - 600-900Mm | Comm M&E - Fan:Cleaning Centrifugal Fan - 600-900Mm, unit of measure NO | Comm M&E-VE040027 | Y | Y | Y | Y | Y
M3NHFScheduleOfRatesCode | Comm M&E/Fan:Cleaning Centrifugal Fan - 1-2M | Comm M&E - Fan:Cleaning Centrifugal Fan - 1-2M, unit of measure NO | Comm M&E-VE040029 | Y | Y | Y | Y | Y
M3NHFScheduleOfRatesCode | Comm M&E/Fan:Cleaning Centrifugal Fan - Over 2M | Comm M&E - Fan:Cleaning Centrifugal Fan - Over 2M, unit of measure NO | Comm M&E-VE040031 | Y | Y | Y | Y | Y
M3NHFScheduleOfRatesCode | Comm M&E/Fan:Cleaning Axial Fan - Ne 300Mm | Comm M&E - Fan:Cleaning Axial Fan - Ne 300Mm, unit of measure NO | Comm M&E-VE040033 | Y | Y | Y | Y | Y
M3NHFScheduleOfRatesCode | Comm M&E/Fan:Cleaning Axial Fan - 300-600Mm | Comm M&E - Fan:Cleaning Axial Fan - 300-600Mm, unit of measure NO | Comm M&E-VE040035 | Y | Y | Y | Y | Y
M3NHFScheduleOfRatesCode | Comm M&E/Fan:Cleaning Axial Fan - 600-900Mm | Comm M&E - Fan:Cleaning Axial Fan - 600-900Mm, unit of measure NO | Comm M&E-VE040037 | Y | Y | Y | Y | Y
M3NHFScheduleOfRatesCode | Comm M&E/Fan:Cleaning Axial Fan - 900-1200Mm | Comm M&E - Fan:Cleaning Axial Fan - 900-1200Mm, unit of measure NO | Comm M&E-VE040039 | Y | Y | Y | Y | Y
M3NHFScheduleOfRatesCode | Comm M&E/Fan:Cleaning Roof Extract Fan - Ne 300Mm | Comm M&E - Fan:Cleaning Roof Extract Fan - Ne 300Mm, unit of measure NO | Comm M&E-VE040041 | Y | Y | Y | Y | Y
M3NHFScheduleOfRatesCode | Comm M&E/Fan:Cleaning Roof Extract Fan - 300-600Mm | Comm M&E - Fan:Cleaning Roof Extract Fan - 300-600Mm, unit of measure NO | Comm M&E-VE040043 | Y | Y | Y | Y | Y
M3NHFScheduleOfRatesCode | Comm M&E/Fan:Cleaning Roof Extract Fan - 600-900Mm | Comm M&E - Fan:Cleaning Roof Extract Fan - 600-900Mm, unit of measure NO | Comm M&E-VE040045 | Y | Y | Y | Y | Y
M3NHFScheduleOfRatesCode | Comm M&E/Fan:Cleaning Roof Extract Fan - 900-1200Mm | Comm M&E - Fan:Cleaning Roof Extract Fan - 900-1200Mm, unit of measure NO | Comm M&E-VE040047 | Y | Y | Y | Y | Y
M3NHFScheduleOfRatesCode | Comm M&E/Duct:Clean Dampers/Coil/Vanes -Duct Ne 300 Mm2 | Comm M&E - Duct:Clean Dampers/Coil/Vanes -Duct Ne 300 Mm2, unit of measure NO | Comm M&E-VE040049 | Y | Y | Y | Y | Y
M3NHFScheduleOfRatesCode | Comm M&E/Duct:Clean Dampers/Coil/Vanes -Duct Ne 600 Mm2 | Comm M&E - Duct:Clean Dampers/Coil/Vanes -Duct Ne 600 Mm2, unit of measure NO | Comm M&E-VE040051 | Y | Y | Y | Y | Y
M3NHFScheduleOfRatesCode | Comm M&E/Duct:Clean Dampers/Coil/Vanes -Duct Ne 900 Mm2 | Comm M&E - Duct:Clean Dampers/Coil/Vanes -Duct Ne 900 Mm2, unit of measure NO | Comm M&E-VE040053 | Y | Y | Y | Y | Y
M3NHFScheduleOfRatesCode | Comm M&E/Duct:Clean Dampers/Coil/Vanes -Duct 1-2 Sm | Comm M&E - Duct:Clean Dampers/Coil/Vanes -Duct 1-2 Sm, unit of measure NO | Comm M&E-VE040055 | Y | Y | Y | Y | Y
M3NHFScheduleOfRatesCode | Comm M&E/Duct:Clean Dampers/Coil/Vanes -Duct 2-4 Sm | Comm M&E - Duct:Clean Dampers/Coil/Vanes -Duct 2-4 Sm, unit of measure NO | Comm M&E-VE040057 | Y | Y | Y | Y | Y
M3NHFScheduleOfRatesCode | Comm M&E/Duct:Clean Coils/Humidifiers -Duct Ne 300 Mm2 | Comm M&E - Duct:Clean Coils/Humidifiers -Duct Ne 300 Mm2, unit of measure NO | Comm M&E-VE040059 | Y | Y | Y | Y | Y
M3NHFScheduleOfRatesCode | Comm M&E/Duct:Clean Coils/Humidifiers -Duct Ne 600 Mm2 | Comm M&E - Duct:Clean Coils/Humidifiers -Duct Ne 600 Mm2, unit of measure NO | Comm M&E-VE040061 | Y | Y | Y | Y | Y
M3NHFScheduleOfRatesCode | Comm M&E/Duct:Clean Coils/Humidifiers -Duct Ne 900 Mm2 | Comm M&E - Duct:Clean Coils/Humidifiers -Duct Ne 900 Mm2, unit of measure NO | Comm M&E-VE040063 | Y | Y | Y | Y | Y
M3NHFScheduleOfRatesCode | Comm M&E/Duct:Clean Cooling Coils/Humidifiers-Duct 1-2 Sm | Comm M&E - Duct:Clean Cooling Coils/Humidifiers-Duct 1-2 Sm, unit of measure NO | Comm M&E-VE040065 | Y | Y | Y | Y | Y
M3NHFScheduleOfRatesCode | Comm M&E/Duct:Clean Cooling Coils/Humidifiers-Duct 2-4 Sm | Comm M&E - Duct:Clean Cooling Coils/Humidifiers-Duct 2-4 Sm, unit of measure NO | Comm M&E-VE040067 | Y | Y | Y | Y | Y
M3NHFScheduleOfRatesCode | Comm M&E/Duct:Renew Continuous Roll Filter Width Ne950Mm | Comm M&E - Duct:Renew Continuous Roll Filter Width Ne950Mm, unit of measure NO | Comm M&E-VE040069 | Y | Y | Y | Y | Y
M3NHFScheduleOfRatesCode | Comm M&E/Duct:Renew Continuous Roll Filter Width 950-1200Mm | Comm M&E - Duct:Renew Continuous Roll Filter Width 950-1200Mm, unit of measure NO | Comm M&E-VE040071 | Y | Y | Y | Y | Y
M3NHFScheduleOfRatesCode | Comm M&E/Duct:Renew Continuous Roll Filter Width 1.2-1.5M | Comm M&E - Duct:Renew Continuous Roll Filter Width 1.2-1.5M, unit of measure NO | Comm M&E-VE040073 | Y | Y | Y | Y | Y
M3NHFScheduleOfRatesCode | Comm M&E/Duct:Renew Continuous Roll Filter Width 1.5-1.8M | Comm M&E - Duct:Renew Continuous Roll Filter Width 1.5-1.8M, unit of measure NO | Comm M&E-VE040075 | Y | Y | Y | Y | Y
M3NHFScheduleOfRatesCode | Comm M&E/Duct:Renew Panel Filter Eu4- Size Ne 600X600Mm | Comm M&E - Duct:Renew Panel Filter Eu4- Size Ne 600X600Mm, unit of measure NO | Comm M&E-VE040077 | Y | Y | Y | Y | Y
M3NHFScheduleOfRatesCode | Comm M&E/Duct:Renew Panel Filter Eu7- Size Ne 600X600Mm | Comm M&E - Duct:Renew Panel Filter Eu7- Size Ne 600X600Mm, unit of measure NO | Comm M&E-VE040079 | Y | Y | Y | Y | Y
M3NHFScheduleOfRatesCode | Comm M&E/Duct:Renew Bag Filter Eu4 360Mm Long Size300X300Mm | Comm M&E - Duct:Renew Bag Filter Eu4 360Mm Long Size300X300Mm, unit of measure NO | Comm M&E-VE040081 | Y | Y | Y | Y | Y
M3NHFScheduleOfRatesCode | Comm M&E/Duct:Renew Bag Filter Eu4 360Mm Long Size300X600Mm | Comm M&E - Duct:Renew Bag Filter Eu4 360Mm Long Size300X600Mm, unit of measure NO | Comm M&E-VE040083 | Y | Y | Y | Y | Y
M3NHFScheduleOfRatesCode | Comm M&E/Duct:Renew Bag Filter Eu4 360Mm Long Size600X600Mm | Comm M&E - Duct:Renew Bag Filter Eu4 360Mm Long Size600X600Mm, unit of measure NO | Comm M&E-VE040085 | Y | Y | Y | Y | Y
M3NHFScheduleOfRatesCode | Comm M&E/Duct:Renew Bag Filter Eu4 650Mm Long Size300X300Mm | Comm M&E - Duct:Renew Bag Filter Eu4 650Mm Long Size300X300Mm, unit of measure NO | Comm M&E-VE040087 | Y | Y | Y | Y | Y
M3NHFScheduleOfRatesCode | Comm M&E/Duct:Renew Bag Filter Eu4 650Mm Long Size300X600Mm | Comm M&E - Duct:Renew Bag Filter Eu4 650Mm Long Size300X600Mm, unit of measure NO | Comm M&E-VE040089 | Y | Y | Y | Y | Y
M3NHFScheduleOfRatesCode | Comm M&E/Duct:Renew Bag Filter Eu4 650Mm Long Size600X600Mm | Comm M&E - Duct:Renew Bag Filter Eu4 650Mm Long Size600X600Mm, unit of measure NO | Comm M&E-VE040091 | Y | Y | Y | Y | Y
M3NHFScheduleOfRatesCode | Comm M&E/Duct:Renew Bag Filter Eu7 360Mm Long Size300X300Mm | Comm M&E - Duct:Renew Bag Filter Eu7 360Mm Long Size300X300Mm, unit of measure NO | Comm M&E-VE040093 | Y | Y | Y | Y | Y
M3NHFScheduleOfRatesCode | Comm M&E/Duct:Renew Bag Filter Eu7 360Mm Long Size300X600Mm | Comm M&E - Duct:Renew Bag Filter Eu7 360Mm Long Size300X600Mm, unit of measure NO | Comm M&E-VE040095 | Y | Y | Y | Y | Y
M3NHFScheduleOfRatesCode | Comm M&E/Duct:Renew Bag Filter Eu7 360Mm Long Size600X600Mm | Comm M&E - Duct:Renew Bag Filter Eu7 360Mm Long Size600X600Mm, unit of measure NO | Comm M&E-VE040097 | Y | Y | Y | Y | Y
M3NHFScheduleOfRatesCode | Comm M&E/Duct:Renew Bag Filter Eu7 650Mm Long Size300X300Mm | Comm M&E - Duct:Renew Bag Filter Eu7 650Mm Long Size300X300Mm, unit of measure NO | Comm M&E-VE040099 | Y | Y | Y | Y | Y
M3NHFScheduleOfRatesCode | Comm M&E/Duct:Renew Bag Filter Eu7 650Mm Long Size300X600Mm | Comm M&E - Duct:Renew Bag Filter Eu7 650Mm Long Size300X600Mm, unit of measure NO | Comm M&E-VE040101 | Y | Y | Y | Y | Y
M3NHFScheduleOfRatesCode | Comm M&E/Duct:Renew Bag Filter Eu7 650Mm Long Size600X600Mm | Comm M&E - Duct:Renew Bag Filter Eu7 650Mm Long Size600X600Mm, unit of measure NO | Comm M&E-VE040103 | Y | Y | Y | Y | Y
M3NHFScheduleOfRatesCode | Comm M&E/Duct:Clean Grease Filters - Size Ne 300X600Mm | Comm M&E - Duct:Clean Grease Filters - Size Ne 300X600Mm, unit of measure NO | Comm M&E-VE040105 | Y | Y | Y | Y | Y
M3NHFScheduleOfRatesCode | Comm M&E/Duct:Clean Grease Filters - Size Ne 300X1000Mm | Comm M&E - Duct:Clean Grease Filters - Size Ne 300X1000Mm, unit of measure NO | Comm M&E-VE040107 | Y | Y | Y | Y | Y
M3NHFScheduleOfRatesCode | Comm M&E/Duct:Renew Filter Manometer | Comm M&E - Duct:Renew Filter Manometer, unit of measure NO | Comm M&E-VE040109 | Y | Y | Y | Y | Y
M3NHFScheduleOfRatesCode | Comm M&E/Duct:Renew Filter Differential Pressure Switch | Comm M&E - Duct:Renew Filter Differential Pressure Switch, unit of measure NO | Comm M&E-VE040111 | Y | Y | Y | Y | Y
M3NHFScheduleOfRatesCode | Comm M&E/Duct:Renew Auto Motor To Continuous Roll Filter | Comm M&E - Duct:Renew Auto Motor To Continuous Roll Filter, unit of measure NO | Comm M&E-VE040113 | Y | Y | Y | Y | Y
M3NHFScheduleOfRatesCode | Comm M&E/Duct:Service Reusable Filters 500/600X500/600Mm | Comm M&E - Duct:Service Reusable Filters 500/600X500/600Mm, unit of measure NO | Comm M&E-VE040114 | Y | Y | Y | Y | Y
M3NHFScheduleOfRatesCode | Comm M&E/Duct:Renew End Of Roll Indicator To Roll Filter | Comm M&E - Duct:Renew End Of Roll Indicator To Roll Filter, unit of measure NO | Comm M&E-VE040115 | Y | Y | Y | Y | Y
M3NHFScheduleOfRatesCode | Comm M&E/Duct:Renew Filter Differential Pressure Controller | Comm M&E - Duct:Renew Filter Differential Pressure Controller, unit of measure NO | Comm M&E-VE040117 | Y | Y | Y | Y | Y
M3NHFScheduleOfRatesCode | Comm M&E/Duct:Renew Manual Balancing Damper Ne 600 X 600Mm | Comm M&E - Duct:Renew Manual Balancing Damper Ne 600 X 600Mm, unit of measure NO | Comm M&E-VE040119 | Y | Y | Y | Y | Y
M3NHFScheduleOfRatesCode | Comm M&E/Duct:Renew Manual Balancing Damper 1000 X 1000Mm | Comm M&E - Duct:Renew Manual Balancing Damper 1000 X 1000Mm, unit of measure NO | Comm M&E-VE040121 | Y | Y | Y | Y | Y
M3NHFScheduleOfRatesCode | Comm M&E/Duct:Renew Automatic Control Damper Ne 600 X 600Mm | Comm M&E - Duct:Renew Automatic Control Damper Ne 600 X 600Mm, unit of measure NO | Comm M&E-VE040123 | Y | Y | Y | Y | Y
M3NHFScheduleOfRatesCode | Comm M&E/Duct:Renew Automatic Control Damper 1000 X 1000Mm | Comm M&E - Duct:Renew Automatic Control Damper 1000 X 1000Mm, unit of measure NO | Comm M&E-VE040125 | Y | Y | Y | Y | Y
M3NHFScheduleOfRatesCode | Comm M&E/Duct:Renew Gravity Op Damper Shutter 500 X 500Mm | Comm M&E - Duct:Renew Gravity Op Damper Shutter 500 X 500Mm, unit of measure NO | Comm M&E-VE040127 | Y | Y | Y | Y | Y
M3NHFScheduleOfRatesCode | Comm M&E/Duct:Renew Gravity Op Damper Shutter 1000 X 1000Mm | Comm M&E - Duct:Renew Gravity Op Damper Shutter 1000 X 1000Mm, unit of measure NO | Comm M&E-VE040129 | Y | Y | Y | Y | Y
M3NHFScheduleOfRatesCode | Comm M&E/Duct:Renew Volume Control Damper 300 X 300Mm | Comm M&E - Duct:Renew Volume Control Damper 300 X 300Mm, unit of measure NO | Comm M&E-VE040131 | Y | Y | Y | Y | Y
M3NHFScheduleOfRatesCode | Comm M&E/Duct:Renew Volume Control Damper 600 X 600Mm | Comm M&E - Duct:Renew Volume Control Damper 600 X 600Mm, unit of measure NO | Comm M&E-VE040133 | Y | Y | Y | Y | Y
M3NHFScheduleOfRatesCode | Comm M&E/Duct:Renew Supply Air Grill 300 X 300Mm | Comm M&E - Duct:Renew Supply Air Grill 300 X 300Mm, unit of measure NO | Comm M&E-VE040135 | Y | Y | Y | Y | Y
M3NHFScheduleOfRatesCode | Comm M&E/Duct:Renew Supply Air Grill 300 X 600Mm | Comm M&E - Duct:Renew Supply Air Grill 300 X 600Mm, unit of measure NO | Comm M&E-VE040137 | Y | Y | Y | Y | Y
M3NHFScheduleOfRatesCode | Comm M&E/Duct:Renew Supply Air Grill 600 X 600Mm | Comm M&E - Duct:Renew Supply Air Grill 600 X 600Mm, unit of measure NO | Comm M&E-VE040139 | Y | Y | Y | Y | Y
M3NHFScheduleOfRatesCode | Comm M&E/Duct:Renew Supply Air Grill 1200 X 600Mm | Comm M&E - Duct:Renew Supply Air Grill 1200 X 600Mm, unit of measure NO | Comm M&E-VE040141 | Y | Y | Y | Y | Y
M3NHFScheduleOfRatesCode | Comm M&E/Duct:Renew Ceiling Diffuser Grill 600 X 600Mm | Comm M&E - Duct:Renew Ceiling Diffuser Grill 600 X 600Mm, unit of measure NO | Comm M&E-VE040143 | Y | Y | Y | Y | Y
M3NHFScheduleOfRatesCode | Comm M&E/Duct:Renew Ceiling Diffuser Grill 1200 X 600Mm | Comm M&E - Duct:Renew Ceiling Diffuser Grill 1200 X 600Mm, unit of measure NO | Comm M&E-VE040145 | Y | Y | Y | Y | Y
M3NHFScheduleOfRatesCode | Comm M&E/Duct:Renew Air Extract Egg Crate Grill 300 X 300Mm | Comm M&E - Duct:Renew Air Extract Egg Crate Grill 300 X 300Mm, unit of measure NO | Comm M&E-VE040147 | Y | Y | Y | Y | Y
M3NHFScheduleOfRatesCode | Comm M&E/Duct:Renew Air Extract Egg Crate Grill 600 X 300Mm | Comm M&E - Duct:Renew Air Extract Egg Crate Grill 600 X 300Mm, unit of measure NO | Comm M&E-VE040149 | Y | Y | Y | Y | Y
M3NHFScheduleOfRatesCode | Comm M&E/Duct:Renew Air Extract Egg Crate Grill 600 X 600Mm | Comm M&E - Duct:Renew Air Extract Egg Crate Grill 600 X 600Mm, unit of measure NO | Comm M&E-VE040151 | Y | Y | Y | Y | Y
M3NHFScheduleOfRatesCode | Comm M&E/Duct:Renew Air Extract Egg Crate Grill 1200X600Mm | Comm M&E - Duct:Renew Air Extract Egg Crate Grill 1200X600Mm, unit of measure NO | Comm M&E-VE040153 | Y | Y | Y | Y | Y
M3NHFScheduleOfRatesCode | Comm M&E/Duct:Renew Single Sided Non-Vision Grill 300X300Mm | Comm M&E - Duct:Renew Single Sided Non-Vision Grill 300X300Mm, unit of measure NO | Comm M&E-VE040155 | Y | Y | Y | Y | Y
M3NHFScheduleOfRatesCode | Comm M&E/Duct:Renew Single Sided Non-Vision Grill 600X300Mm | Comm M&E - Duct:Renew Single Sided Non-Vision Grill 600X300Mm, unit of measure NO | Comm M&E-VE040157 | Y | Y | Y | Y | Y
M3NHFScheduleOfRatesCode | Comm M&E/Duct:Renew External Louvres 600 X 600Mm | Comm M&E - Duct:Renew External Louvres 600 X 600Mm, unit of measure NO | Comm M&E-VE040159 | Y | Y | Y | Y | Y
M3NHFScheduleOfRatesCode | Comm M&E/Duct:Renew External Louvres 1000 X 1000Mm | Comm M&E - Duct:Renew External Louvres 1000 X 1000Mm, unit of measure NO | Comm M&E-VE040161 | Y | Y | Y | Y | Y
M3NHFScheduleOfRatesCode | Comm M&E/Duct:Renew External Louvres 2000 X 2000Mm | Comm M&E - Duct:Renew External Louvres 2000 X 2000Mm, unit of measure NO | Comm M&E-VE040163 | Y | Y | Y | Y | Y
M3NHFScheduleOfRatesCode | Comm M&E/Duct:Renew Duct Access Door 300 X 300Mm | Comm M&E - Duct:Renew Duct Access Door 300 X 300Mm, unit of measure NO | Comm M&E-VE040165 | Y | Y | Y | Y | Y
M3NHFScheduleOfRatesCode | Comm M&E/Duct:Renew Duct Access Door 600 X 600Mm | Comm M&E - Duct:Renew Duct Access Door 600 X 600Mm, unit of measure NO | Comm M&E-VE040167 | Y | Y | Y | Y | Y
M3NHFScheduleOfRatesCode | Comm M&E/Duct:Renew Duct Access Door 1000 X 1000Mm | Comm M&E - Duct:Renew Duct Access Door 1000 X 1000Mm, unit of measure NO | Comm M&E-VE040169 | Y | Y | Y | Y | Y
M3NHFScheduleOfRatesCode | Comm M&E/Duct:Install New Access Door 300X300Mm To Ductwork | Comm M&E - Duct:Install New Access Door 300X300Mm To Ductwork, unit of measure NO | Comm M&E-VE040171 | Y | Y | Y | Y | Y
M3NHFScheduleOfRatesCode | Comm M&E/Duct:Install New Access Door 600X600Mm To Ductwork | Comm M&E - Duct:Install New Access Door 600X600Mm To Ductwork, unit of measure NO | Comm M&E-VE040173 | Y | Y | Y | Y | Y
M3NHFScheduleOfRatesCode | Comm M&E/Duct:Install New Access Door 1000X1000Mm To Duct | Comm M&E - Duct:Install New Access Door 1000X1000Mm To Duct, unit of measure NO | Comm M&E-VE040175 | Y | Y | Y | Y | Y
M3NHFScheduleOfRatesCode | Comm M&E/Duct:Renew Duct Floor Strengthening 1000 X 100Mm | Comm M&E - Duct:Renew Duct Floor Strengthening 1000 X 100Mm, unit of measure NO | Comm M&E-VE040176 | Y | Y | Y | Y | Y
M3NHFScheduleOfRatesCode | Comm M&E/Duct:Renew Duct Floor Strengthening 2000 X 200Mm | Comm M&E - Duct:Renew Duct Floor Strengthening 2000 X 200Mm, unit of measure NO | Comm M&E-VE040177 | Y | Y | Y | Y | Y
M3NHFScheduleOfRatesCode | Comm M&E/Duct:Install New Floor Strengthening 1000X1000Mm | Comm M&E - Duct:Install New Floor Strengthening 1000X1000Mm, unit of measure NO | Comm M&E-VE040178 | Y | Y | Y | Y | Y
M3NHFScheduleOfRatesCode | Comm M&E/Duct:Install New Floor Strengthening 2000X2000Mm | Comm M&E - Duct:Install New Floor Strengthening 2000X2000Mm, unit of measure NO | Comm M&E-VE040179 | Y | Y | Y | Y | Y
M3NHFScheduleOfRatesCode | Comm M&E/Duct:Renew 240V Duct Illumination At Door Position | Comm M&E - Duct:Renew 240V Duct Illumination At Door Position, unit of measure NO | Comm M&E-VE040181 | Y | Y | Y | Y | Y
M3NHFScheduleOfRatesCode | Comm M&E/Duct:Renew Selv Duct Illumination At Door Position | Comm M&E - Duct:Renew Selv Duct Illumination At Door Position, unit of measure NO | Comm M&E-VE040183 | Y | Y | Y | Y | Y
M3NHFScheduleOfRatesCode | Comm M&E/Control:Renew Actuator For Rotating Valve | Comm M&E - Control:Renew Actuator For Rotating Valve, unit of measure NO | Comm M&E-VE040185 | Y | Y | Y | Y | Y
M3NHFScheduleOfRatesCode | Comm M&E/Control:Renew Actuator For Linear Seat Valve | Comm M&E - Control:Renew Actuator For Linear Seat Valve, unit of measure NO | Comm M&E-VE040187 | Y | Y | Y | Y | Y
M3NHFScheduleOfRatesCode | Comm M&E/Control:Renew Valve Actuator | Comm M&E - Control:Renew Valve Actuator, unit of measure NO | Comm M&E-VE040189 | Y | Y | Y | Y | Y
M3NHFScheduleOfRatesCode | Comm M&E/Control:Renew 24V Damper Motor Actuator | Comm M&E - Control:Renew 24V Damper Motor Actuator, unit of measure NO | Comm M&E-VE040191 | Y | Y | Y | Y | Y
M3NHFScheduleOfRatesCode | Comm M&E/Control:Renew Damper Motor Actuator Inc Linkage | Comm M&E - Control:Renew Damper Motor Actuator Inc Linkage, unit of measure NO | Comm M&E-VE040193 | Y | Y | Y | Y | Y
M3NHFScheduleOfRatesCode | Comm M&E/Control:Renew (1/2") 2 Port Seat Valve | Comm M&E - Control:Renew (1/2") 2 Port Seat Valve, unit of measure NO | Comm M&E-VE040195 | Y | Y | Y | Y | Y
M3NHFScheduleOfRatesCode | Comm M&E/Control:Renew (3/4") 2 Port Seat Valve | Comm M&E - Control:Renew (3/4") 2 Port Seat Valve, unit of measure NO | Comm M&E-VE040197 | Y | Y | Y | Y | Y
M3NHFScheduleOfRatesCode | Comm M&E/Control:Renew (1") 2 Port Seat Valve | Comm M&E - Control:Renew (1") 2 Port Seat Valve, unit of measure NO | Comm M&E-VE040199 | Y | Y | Y | Y | Y
M3NHFScheduleOfRatesCode | Comm M&E/Control:Renew (1 1/4") 2 Port Seat Valve | Comm M&E - Control:Renew (1 1/4") 2 Port Seat Valve, unit of measure NO | Comm M&E-VE040201 | Y | Y | Y | Y | Y
M3NHFScheduleOfRatesCode | Comm M&E/Control:Renew (1 1/2") 2 Port Seat Valve | Comm M&E - Control:Renew (1 1/2") 2 Port Seat Valve, unit of measure NO | Comm M&E-VE040203 | Y | Y | Y | Y | Y
M3NHFScheduleOfRatesCode | Comm M&E/Control:Renew (1/2") Screwed 3 Port Valve | Comm M&E - Control:Renew (1/2") Screwed 3 Port Valve, unit of measure NO | Comm M&E-VE040205 | Y | Y | Y | Y | Y
M3NHFScheduleOfRatesCode | Comm M&E/Control:Renew (3/4") Screwed 3 Port Valve | Comm M&E - Control:Renew (3/4") Screwed 3 Port Valve, unit of measure NO | Comm M&E-VE040206 | Y | Y | Y | Y
M3NHFScheduleOfRatesCode | Comm M&E/Control:Renew (1") Screwed 3 Port Valve | Comm M&E - Control:Renew (1") Screwed 3 Port Valve, unit of measure NO | Comm M&E-VE040207 | Y | Y | Y | Y | Y
M3NHFScheduleOfRatesCode | Comm M&E/Control:Renew (1 1/4") Screwed 3 Port Valve | Comm M&E - Control:Renew (1 1/4") Screwed 3 Port Valve, unit of measure NO | Comm M&E-VE040209 | Y | Y | Y | Y | Y
M3NHFScheduleOfRatesCode | Comm M&E/Control:Renew (1 1/2") Screwed 3 Port Valve | Comm M&E - Control:Renew (1 1/2") Screwed 3 Port Valve, unit of measure NO | Comm M&E-VE040211 | Y | Y | Y | Y | Y
M3NHFScheduleOfRatesCode | Comm M&E/Control:Renew (2") Flanged Pn6 3 Port Valve | Comm M&E - Control:Renew (2") Flanged Pn6 3 Port Valve, unit of measure NO | Comm M&E-VE040213 | Y | Y | Y | Y | Y
M3NHFScheduleOfRatesCode | Comm M&E/Control:Renew (2 1/2") Flanged Pn6 3 Port Valve | Comm M&E - Control:Renew (2 1/2") Flanged Pn6 3 Port Valve, unit of measure NO | Comm M&E-VE040215 | Y | Y | Y | Y | Y
M3NHFScheduleOfRatesCode | Comm M&E/Control:Renew (3") Flanged Pn6 3 Port Valve | Comm M&E - Control:Renew (3") Flanged Pn6 3 Port Valve, unit of measure NO | Comm M&E-VE040217 | Y | Y | Y | Y | Y
M3NHFScheduleOfRatesCode | Comm M&E/Control:Renew (4") Flanged Pn6 3 Port Valve | Comm M&E - Control:Renew (4") Flanged Pn6 3 Port Valve, unit of measure NO | Comm M&E-VE040219 | Y | Y | Y | Y | Y
M3NHFScheduleOfRatesCode | Comm M&E/Control:Renew (1/2") Flanged 3 Port Valve | Comm M&E - Control:Renew (1/2") Flanged 3 Port Valve, unit of measure NO | Comm M&E-VE040221 | Y | Y | Y | Y | Y
M3NHFScheduleOfRatesCode | Comm M&E/Control:Renew (3/4") Flanged 3 Port Valve | Comm M&E - Control:Renew (3/4") Flanged 3 Port Valve, unit of measure NO | Comm M&E-VE040223 | Y | Y | Y | Y | Y
M3NHFScheduleOfRatesCode | Comm M&E/Control:Renew (1") Flanged 3 Port Valve | Comm M&E - Control:Renew (1") Flanged 3 Port Valve, unit of measure NO | Comm M&E-VE040225 | Y | Y | Y | Y | Y
M3NHFScheduleOfRatesCode | Comm M&E/Control:Renew (1 1/4") Flanged 3 Port Valve | Comm M&E - Control:Renew (1 1/4") Flanged 3 Port Valve, unit of measure NO | Comm M&E-VE040227 | Y | Y | Y | Y | Y
M3NHFScheduleOfRatesCode | Comm M&E/Control:Renew (1 1/2") Flanged 3 Port Valve | Comm M&E - Control:Renew (1 1/2") Flanged 3 Port Valve, unit of measure NO | Comm M&E-VE040229 | Y | Y | Y | Y | Y
M3NHFScheduleOfRatesCode | Comm M&E/Control:Renew (2") Flanged Pn16 3 Port Valve | Comm M&E - Control:Renew (2") Flanged Pn16 3 Port Valve, unit of measure NO | Comm M&E-VE040231 | Y | Y | Y | Y | Y
M3NHFScheduleOfRatesCode | Comm M&E/Control:Renew (2 1/2") Flanged Pn16 3 Port Valve | Comm M&E - Control:Renew (2 1/2") Flanged Pn16 3 Port Valve, unit of measure NO | Comm M&E-VE040233 | Y | Y | Y | Y | Y
M3NHFScheduleOfRatesCode | Comm M&E/Control:Renew (3") Flanged Pn16 3 Port Valve | Comm M&E - Control:Renew (3") Flanged Pn16 3 Port Valve, unit of measure NO | Comm M&E-VE040235 | Y | Y | Y | Y | Y
M3NHFScheduleOfRatesCode | Comm M&E/Control:Renew (4") Flanged Pn16 3 Port Valve | Comm M&E - Control:Renew (4") Flanged Pn16 3 Port Valve, unit of measure NO | Comm M&E-VE040237 | Y | Y | Y | Y | Y
M3NHFScheduleOfRatesCode | Comm M&E/Control:Renew (5") Flanged 3 Port Valve | Comm M&E - Control:Renew (5") Flanged 3 Port Valve, unit of measure NO | Comm M&E-VE040239 | Y | Y | Y | Y | Y
M3NHFScheduleOfRatesCode | Comm M&E/Control:Renew (6") Flanged 3 Port Valve | Comm M&E - Control:Renew (6") Flanged 3 Port Valve, unit of measure NO | Comm M&E-VE040241 | Y | Y | Y | Y | Y
M3NHFScheduleOfRatesCode | Comm M&E/Control:Renew Linkage Kit For Seat Valve 1/2"-2" | Comm M&E - Control:Renew Linkage Kit For Seat Valve 1/2"-2", unit of measure NO | Comm M&E-VE040243 | Y | Y | Y | Y | Y
M3NHFScheduleOfRatesCode | Comm M&E/Control:Renew Linkage Kit For Seat Valve 2"-4" | Comm M&E - Control:Renew Linkage Kit For Seat Valve 2"-4", unit of measure NO | Comm M&E-VE040245 | Y | Y | Y | Y | Y
M3NHFScheduleOfRatesCode | Comm M&E/Control:Renew Linkage Kit For Rotary Valve 1/2"-2" | Comm M&E - Control:Renew Linkage Kit For Rotary Valve 1/2"-2", unit of measure NO | Comm M&E-VE040247 | Y | Y | Y | Y | Y
M3NHFScheduleOfRatesCode | Comm M&E/Control:Renew Linkage Kit For Rotary Valve 2"-4" | Comm M&E - Control:Renew Linkage Kit For Rotary Valve 2"-4", unit of measure NO | Comm M&E-VE040249 | Y | Y | Y | Y | Y
M3NHFScheduleOfRatesCode | Comm M&E/Control:Renew (2") 2 Port Butterfly Valve | Comm M&E - Control:Renew (2") 2 Port Butterfly Valve, unit of measure NO | Comm M&E-VE040251 | Y | Y | Y | Y | Y
M3NHFScheduleOfRatesCode | Comm M&E/Control:Renew (2 1/2") 2 Port Butterfly Valve | Comm M&E - Control:Renew (2 1/2") 2 Port Butterfly Valve, unit of measure NO | Comm M&E-VE040253 | Y | Y | Y | Y | Y
M3NHFScheduleOfRatesCode | Comm M&E/Control:Renew (3") 2 Port Butterfly Valve | Comm M&E - Control:Renew (3") 2 Port Butterfly Valve, unit of measure NO | Comm M&E-VE040255 | Y | Y | Y | Y | Y
M3NHFScheduleOfRatesCode | Comm M&E/Control:Renew (4") 2 Port Butterfly Valve | Comm M&E - Control:Renew (4") 2 Port Butterfly Valve, unit of measure NO | Comm M&E-VE040257 | Y | Y | Y | Y | Y
M3NHFScheduleOfRatesCode | Comm M&E/Control:Renew (1/2") Motorised Zone 2 Port Valve | Comm M&E - Control:Renew (1/2") Motorised Zone 2 Port Valve, unit of measure NO | Comm M&E-VE040259 | Y | Y | Y | Y | Y
M3NHFScheduleOfRatesCode | Comm M&E/Control:Renew (3/4") Motorised Zone 2 Port Valve | Comm M&E - Control:Renew (3/4") Motorised Zone 2 Port Valve, unit of measure NO | Comm M&E-VE040261 | Y | Y | Y | Y | Y
M3NHFScheduleOfRatesCode | Comm M&E/Control:Renew (1") Motorised Zone 2 Port Valve | Comm M&E - Control:Renew (1") Motorised Zone 2 Port Valve, unit of measure NO | Comm M&E-VE040263 | Y | Y | Y | Y | Y
M3NHFScheduleOfRatesCode | Comm M&E/Control:Renew (3/4") Motorised Zone 3 Port Valve | Comm M&E - Control:Renew (3/4") Motorised Zone 3 Port Valve, unit of measure NO | Comm M&E-VE040265 | Y | Y | Y | Y | Y
M3NHFScheduleOfRatesCode | Comm M&E/Control:Renew (1") Motorised Zone 3 Port Valve | Comm M&E - Control:Renew (1") Motorised Zone 3 Port Valve, unit of measure NO | Comm M&E-VE040267 | Y | Y | Y | Y | Y
M3NHFScheduleOfRatesCode | Comm M&E/Sensor:Renew Room Thermostat | Comm M&E - Sensor:Renew Room Thermostat, unit of measure NO | Comm M&E-VE040269 | Y | Y | Y | Y | Y
M3NHFScheduleOfRatesCode | Comm M&E/Sensor:Renew Room Temperature Transducer | Comm M&E - Sensor:Renew Room Temperature Transducer, unit of measure NO | Comm M&E-VE040271 | Y | Y | Y | Y | Y
M3NHFScheduleOfRatesCode | Comm M&E/Sensor:Renew Room Transducer | Comm M&E - Sensor:Renew Room Transducer, unit of measure NO | Comm M&E-VE040273 | Y | Y | Y | Y | Y
M3NHFScheduleOfRatesCode | Comm M&E/Sensor:Renew Duct Mounted Thermostat | Comm M&E - Sensor:Renew Duct Mounted Thermostat, unit of measure NO | Comm M&E-VE040275 | Y | Y | Y | Y | Y
M3NHFScheduleOfRatesCode | Comm M&E/Sensor:Renew Duct Mounted Temperature Detector | Comm M&E - Sensor:Renew Duct Mounted Temperature Detector, unit of measure NO | Comm M&E-VE040277 | Y | Y | Y | Y | Y
M3NHFScheduleOfRatesCode | Comm M&E/Sensor:Renew Duct Mounted Transducer | Comm M&E - Sensor:Renew Duct Mounted Transducer, unit of measure NO | Comm M&E-VE040279 | Y | Y | Y | Y | Y
M3NHFScheduleOfRatesCode | Comm M&E/Sensor:Renew Duct Mounted Frost Thermostat | Comm M&E - Sensor:Renew Duct Mounted Frost Thermostat, unit of measure NO | Comm M&E-VE040281 | Y | Y | Y | Y | Y
M3NHFScheduleOfRatesCode | Comm M&E/Sensor:Renew Pipe Mounted Thermostat | Comm M&E - Sensor:Renew Pipe Mounted Thermostat, unit of measure NO | Comm M&E-VE040283 | Y | Y | Y | Y | Y
M3NHFScheduleOfRatesCode | Comm M&E/Sensor:Renew Pipe Mounted Temperature Control | Comm M&E - Sensor:Renew Pipe Mounted Temperature Control, unit of measure NO | Comm M&E-VE040285 | Y | Y | Y | Y | Y
M3NHFScheduleOfRatesCode | Comm M&E/Sensor:Renew Pipe Mounted Transducer | Comm M&E - Sensor:Renew Pipe Mounted Transducer, unit of measure NO | Comm M&E-VE040287 | Y | Y | Y | Y | Y
M3NHFScheduleOfRatesCode | Comm M&E/Sensor:Renew Externally Mounted Thermostat | Comm M&E - Sensor:Renew Externally Mounted Thermostat, unit of measure NO | Comm M&E-VE040289 | Y | Y | Y | Y | Y
M3NHFScheduleOfRatesCode | Comm M&E/Sensor:Renew Externally Mounted Temp Detector | Comm M&E - Sensor:Renew Externally Mounted Temp Detector, unit of measure NO | Comm M&E-VE040291 | Y | Y | Y | Y | Y
M3NHFScheduleOfRatesCode | Comm M&E/Sensor:Renew Externally Mounted Transducer | Comm M&E - Sensor:Renew Externally Mounted Transducer, unit of measure NO | Comm M&E-VE040293 | Y | Y | Y | Y | Y
M3NHFScheduleOfRatesCode | Comm M&E/Sensor:Renew Pipe Mounted Pressure Sensor | Comm M&E - Sensor:Renew Pipe Mounted Pressure Sensor, unit of measure NO | Comm M&E-VE040295 | Y | Y | Y | Y | Y
M3NHFScheduleOfRatesCode | Comm M&E/Sensor:Renew Duct Mounted Pressure Sensor | Comm M&E - Sensor:Renew Duct Mounted Pressure Sensor, unit of measure NO | Comm M&E-VE040297 | Y | Y | Y | Y | Y
M3NHFScheduleOfRatesCode | Comm M&E/Sensor:Renew Pipe Mounted Flow Sensor | Comm M&E - Sensor:Renew Pipe Mounted Flow Sensor, unit of measure NO | Comm M&E-VE040299 | Y | Y | Y | Y | Y
M3NHFScheduleOfRatesCode | Comm M&E/Sensor:Renew Duct Mounted Flow Sensor | Comm M&E - Sensor:Renew Duct Mounted Flow Sensor, unit of measure NO | Comm M&E-VE040301 | Y | Y | Y | Y | Y
M3NHFScheduleOfRatesCode | Comm M&E/Sensor:Renew Relative Humidity Room Sensor | Comm M&E - Sensor:Renew Relative Humidity Room Sensor, unit of measure NO | Comm M&E-VE040302 | Y | Y | Y | Y
M3NHFScheduleOfRatesCode | Comm M&E/Sensor:Renew Duct Mounted Humidity Sensor | Comm M&E - Sensor:Renew Duct Mounted Humidity Sensor, unit of measure NO | Comm M&E-VE040303 | Y | Y | Y | Y | Y
M3NHFScheduleOfRatesCode | Comm M&E/Sensor:Renew Sangamo 251 Time Switch And Enclosure | Comm M&E - Sensor:Renew Sangamo 251 Time Switch And Enclosure, unit of measure NO | Comm M&E-VE040304 | Y | Y | Y | Y
M3NHFScheduleOfRatesCode | Comm M&E/Sensor:Install Room Thermostat | Comm M&E - Sensor:Install Room Thermostat, unit of measure NO | Comm M&E-VE040305 | Y | Y | Y | Y | Y
M3NHFScheduleOfRatesCode | Comm M&E/Sensor:Install Room Temperature Transducer | Comm M&E - Sensor:Install Room Temperature Transducer, unit of measure NO | Comm M&E-VE040307 | Y | Y | Y | Y | Y
M3NHFScheduleOfRatesCode | Comm M&E/Sensor:Install Room Transducer | Comm M&E - Sensor:Install Room Transducer, unit of measure NO | Comm M&E-VE040309 | Y | Y | Y | Y | Y
M3NHFScheduleOfRatesCode | Comm M&E/Sensor:Install Duct Mounted Thermostat | Comm M&E - Sensor:Install Duct Mounted Thermostat, unit of measure NO | Comm M&E-VE040311 | Y | Y | Y | Y | Y
M3NHFScheduleOfRatesCode | Comm M&E/Sensor:Install Duct Mounted Temperature Detector | Comm M&E - Sensor:Install Duct Mounted Temperature Detector, unit of measure NO | Comm M&E-VE040313 | Y | Y | Y | Y | Y
M3NHFScheduleOfRatesCode | Comm M&E/Sensor:Install Duct Mounted Transducer | Comm M&E - Sensor:Install Duct Mounted Transducer, unit of measure NO | Comm M&E-VE040315 | Y | Y | Y | Y | Y
M3NHFScheduleOfRatesCode | Comm M&E/Sensor:Install Duct Mounted Frost Thermostat | Comm M&E - Sensor:Install Duct Mounted Frost Thermostat, unit of measure NO | Comm M&E-VE040317 | Y | Y | Y | Y | Y
M3NHFScheduleOfRatesCode | Comm M&E/Sensor:Install Pipe Mounted Thermostat | Comm M&E - Sensor:Install Pipe Mounted Thermostat, unit of measure NO | Comm M&E-VE040319 | Y | Y | Y | Y | Y
M3NHFScheduleOfRatesCode | Comm M&E/Sensor:Install Pipe Mounted Temperature Control | Comm M&E - Sensor:Install Pipe Mounted Temperature Control, unit of measure NO | Comm M&E-VE040321 | Y | Y | Y | Y | Y
M3NHFScheduleOfRatesCode | Comm M&E/Sensor:Install Pipe Mounted Transducer | Comm M&E - Sensor:Install Pipe Mounted Transducer, unit of measure NO | Comm M&E-VE040323 | Y | Y | Y | Y | Y
M3NHFScheduleOfRatesCode | Comm M&E/Sensor:Install Externally Mounted Thermostat | Comm M&E - Sensor:Install Externally Mounted Thermostat, unit of measure NO | Comm M&E-VE040325 | Y | Y | Y | Y | Y
M3NHFScheduleOfRatesCode | Comm M&E/Sensor:Install Externally Mounted Temp Detector | Comm M&E - Sensor:Install Externally Mounted Temp Detector, unit of measure NO | Comm M&E-VE040327 | Y | Y | Y | Y | Y
M3NHFScheduleOfRatesCode | Comm M&E/Sensor:Install Externally Mounted Transducer | Comm M&E - Sensor:Install Externally Mounted Transducer, unit of measure NO | Comm M&E-VE040329 | Y | Y | Y | Y | Y
M3NHFScheduleOfRatesCode | Comm M&E/Sensor:Install Pipe Mounted Pressure Sensor | Comm M&E - Sensor:Install Pipe Mounted Pressure Sensor, unit of measure NO | Comm M&E-VE040331 | Y | Y | Y | Y | Y
M3NHFScheduleOfRatesCode | Comm M&E/Sensor:Install Duct Mounted Pressure Sensor | Comm M&E - Sensor:Install Duct Mounted Pressure Sensor, unit of measure NO | Comm M&E-VE040333 | Y | Y | Y | Y | Y
M3NHFScheduleOfRatesCode | Comm M&E/Sensor:Install Pipe Mounted Flow Sensor | Comm M&E - Sensor:Install Pipe Mounted Flow Sensor, unit of measure NO | Comm M&E-VE040335 | Y | Y | Y | Y | Y
M3NHFScheduleOfRatesCode | Comm M&E/Sensor:Install Duct Mounted Flow Sensor | Comm M&E - Sensor:Install Duct Mounted Flow Sensor, unit of measure NO | Comm M&E-VE040337 | Y | Y | Y | Y | Y
M3NHFScheduleOfRatesCode | Comm M&E/Sensor:Install Relative Humidity Room Sensor | Comm M&E - Sensor:Install Relative Humidity Room Sensor, unit of measure NO | Comm M&E-VE040339 | Y | Y | Y | Y | Y
M3NHFScheduleOfRatesCode | Comm M&E/Sensor:Install Duct Mounted Humidity Sensor | Comm M&E - Sensor:Install Duct Mounted Humidity Sensor, unit of measure NO | Comm M&E-VE040341 | Y | Y | Y | Y | Y
M3NHFScheduleOfRatesCode | Comm M&E/Fan:Service Centrifugal Fan | Comm M&E - Fan:Service Centrifugal Fan, unit of measure NO | Comm M&E-VE040343 | Y | Y | Y | Y | Y
M3NHFScheduleOfRatesCode | Comm M&E/Fan:Service Axial Fan | Comm M&E - Fan:Service Axial Fan, unit of measure NO | Comm M&E-VE040345 | Y | Y | Y | Y | Y
M3NHFScheduleOfRatesCode | Comm M&E/Fan:Service Propeller Fan | Comm M&E - Fan:Service Propeller Fan, unit of measure NO | Comm M&E-VE040347 | Y | Y | Y | Y | Y
M3NHFScheduleOfRatesCode | Comm M&E/Fan:Service Fixed Flow Fan | Comm M&E - Fan:Service Fixed Flow Fan, unit of measure NO | Comm M&E-VE040349 | Y | Y | Y | Y | Y
M3NHFScheduleOfRatesCode | Comm M&E/Fan:Service Bifurcated Fan | Comm M&E - Fan:Service Bifurcated Fan, unit of measure NO | Comm M&E-VE040351 | Y | Y | Y | Y | Y
M3NHFScheduleOfRatesCode | Comm M&E/Fan:Service Fan Heating Coil | Comm M&E - Fan:Service Fan Heating Coil, unit of measure NO | Comm M&E-VE040352 | Y | Y | Y | Y | Y
M3NHFScheduleOfRatesCode | Comm M&E/Plant:Service Isolated Unit Type Air Cooler | Comm M&E - Plant:Service Isolated Unit Type Air Cooler, unit of measure NO | Comm M&E-VE040353 | Y | Y | Y | Y | Y
M3NHFScheduleOfRatesCode | Comm M&E/Plant:Service Air Treatment Plant (General) | Comm M&E - Plant:Service Air Treatment Plant (General), unit of measure NO | Comm M&E-VE040355 | Y | Y | Y | Y | Y
M3NHFScheduleOfRatesCode | Comm M&E/Plant:Service Heat Exchange Coils - Water | Comm M&E - Plant:Service Heat Exchange Coils - Water, unit of measure NO | Comm M&E-VE040357 | Y | Y | Y | Y | Y
M3NHFScheduleOfRatesCode | Comm M&E/Plant:Service Heat Exchange Coils - Steam | Comm M&E - Plant:Service Heat Exchange Coils - Steam, unit of measure NO | Comm M&E-VE040359 | Y | Y | Y | Y | Y
M3NHFScheduleOfRatesCode | Comm M&E/Plant:Service Indirect Gas Fired Heater | Comm M&E - Plant:Service Indirect Gas Fired Heater, unit of measure NO | Comm M&E-VE040361 | Y | Y | Y | Y | Y
M3NHFScheduleOfRatesCode | Comm M&E/Plant:Service Electric Air Heater | Comm M&E - Plant:Service Electric Air Heater, unit of measure NO | Comm M&E-VE040363 | Y | Y | Y | Y | Y
M3NHFScheduleOfRatesCode | Comm M&E/Plant:Service Plate Recuperator | Comm M&E - Plant:Service Plate Recuperator, unit of measure NO | Comm M&E-VE040365 | Y | Y | Y | Y | Y
M3NHFScheduleOfRatesCode | Comm M&E/Plant:Service Run Around Coils | Comm M&E - Plant:Service Run Around Coils, unit of measure NO | Comm M&E-VE040367 | Y | Y | Y | Y | Y
M3NHFScheduleOfRatesCode | Comm M&E/Plant:Service Cold Water Drum Type Humidifier | Comm M&E - Plant:Service Cold Water Drum Type Humidifier, unit of measure NO | Comm M&E-VE040369 | Y | Y | Y | Y | Y
M3NHFScheduleOfRatesCode | Comm M&E/Plant:Service Direct Steam Type Humidifier | Comm M&E - Plant:Service Direct Steam Type Humidifier, unit of measure NO | Comm M&E-VE040371 | Y | Y | Y | Y | Y
M3NHFScheduleOfRatesCode | Comm M&E/Plant:Service Electrode Type Humidifier | Comm M&E - Plant:Service Electrode Type Humidifier, unit of measure NO | Comm M&E-VE040373 | Y | Y | Y | Y | Y
M3NHFScheduleOfRatesCode | Comm M&E/Plant:Service Ultrasonic Type Humidifier | Comm M&E - Plant:Service Ultrasonic Type Humidifier, unit of measure NO | Comm M&E-VE040375 | Y | Y | Y | Y | Y
M3NHFScheduleOfRatesCode | Comm M&E/Plant:Service Resistance Type Humidifier | Comm M&E - Plant:Service Resistance Type Humidifier, unit of measure NO | Comm M&E-VE040377 | Y | Y | Y | Y | Y
M3NHFScheduleOfRatesCode | Comm M&E/Plant:Disinfect Full Air Conditioning System | Comm M&E - Plant:Disinfect Full Air Conditioning System, unit of measure IT | Comm M&E-VE040379 | Y | Y | Y | Y | Y
M3NHFScheduleOfRatesCode | Comm M&E/Control:Overhaul Rotary Valve | Comm M&E - Control:Overhaul Rotary Valve, unit of measure NO | Comm M&E-VE040381 | Y | Y | Y | Y | Y
M3NHFScheduleOfRatesCode | Comm M&E/Control:Overhaul Butterfly And Ball Valve | Comm M&E - Control:Overhaul Butterfly And Ball Valve, unit of measure NO | Comm M&E-VE040383 | Y | Y | Y | Y | Y
M3NHFScheduleOfRatesCode | Comm M&E/Control:Overhaul Self Acting Valve | Comm M&E - Control:Overhaul Self Acting Valve, unit of measure NO | Comm M&E-VE040385 | Y | Y | Y | Y | Y
M3NHFScheduleOfRatesCode | Comm M&E/Control:Overhaul Solenoid Valve | Comm M&E - Control:Overhaul Solenoid Valve, unit of measure NO | Comm M&E-VE040387 | Y | Y | Y | Y | Y
M3NHFScheduleOfRatesCode | Comm M&E/Control:Overhaul Pressure Contact Valve | Comm M&E - Control:Overhaul Pressure Contact Valve, unit of measure NO | Comm M&E-VE040389 | Y | Y | Y | Y | Y
M3NHFScheduleOfRatesCode | Comm M&E/Control:Overhaul Seat Valve | Comm M&E - Control:Overhaul Seat Valve, unit of measure NO | Comm M&E-VE040391 | Y | Y | Y | Y | Y
M3NHFScheduleOfRatesCode | Comm M&E/Control:Overhaul Thermal Actuator | Comm M&E - Control:Overhaul Thermal Actuator, unit of measure NO | Comm M&E-VE040393 | Y | Y | Y | Y | Y
M3NHFScheduleOfRatesCode | Comm M&E/Control:Overhaul Motor Driven Actuator | Comm M&E - Control:Overhaul Motor Driven Actuator, unit of measure NO | Comm M&E-VE040395 | Y | Y | Y | Y | Y
M3NHFScheduleOfRatesCode | Comm M&E/Control:Overhaul Power Fail Spring Actuator | Comm M&E - Control:Overhaul Power Fail Spring Actuator, unit of measure NO | Comm M&E-VE040397 | Y | Y | Y | Y | Y
M3NHFScheduleOfRatesCode | Comm M&E/Control:Overhaul Auxiliary Actuator | Comm M&E - Control:Overhaul Auxiliary Actuator, unit of measure NO | Comm M&E-VE040399 | Y | Y | Y | Y | Y
M3NHFScheduleOfRatesCode | Comm M&E/Control:Overhaul Thermostat | Comm M&E - Control:Overhaul Thermostat, unit of measure NO | Comm M&E-VE040400 | Y | Y | Y | Y
M3NHFScheduleOfRatesCode | Comm M&E/Control:Overhaul Humidistat | Comm M&E - Control:Overhaul Humidistat, unit of measure NO | Comm M&E-VE040401 | Y | Y | Y | Y | Y
M3NHFScheduleOfRatesCode | Comm M&E/Control:Overhaul Pressure Switch | Comm M&E - Control:Overhaul Pressure Switch, unit of measure NO | Comm M&E-VE040403 | Y | Y | Y | Y | Y
M3NHFScheduleOfRatesCode | Comm M&E/Control:Overhaul Differential Pressure Switch | Comm M&E - Control:Overhaul Differential Pressure Switch, unit of measure NO | Comm M&E-VE040405 | Y | Y | Y | Y | Y
M3NHFScheduleOfRatesCode | Comm M&E/Control:Overhaul Vane Flow Switch | Comm M&E - Control:Overhaul Vane Flow Switch, unit of measure NO | Comm M&E-VE040407 | Y | Y | Y | Y | Y
M3NHFScheduleOfRatesCode | Comm M&E/Control:Overhaul Level Switch | Comm M&E - Control:Overhaul Level Switch, unit of measure NO | Comm M&E-VE040409 | Y | Y | Y | Y | Y
M3NHFScheduleOfRatesCode | Comm M&E/Control:Overhaul Space Sensor/ Switch | Comm M&E - Control:Overhaul Space Sensor/ Switch, unit of measure NO | Comm M&E-VE040411 | Y | Y | Y | Y | Y
M3NHFScheduleOfRatesCode | Comm M&E/Control:Overhaul Outside Temperature Sensor Switch | Comm M&E - Control:Overhaul Outside Temperature Sensor Switch, unit of measure NO | Comm M&E-VE040413 | Y | Y | Y | Y | Y
M3NHFScheduleOfRatesCode | Comm M&E/Control:Overhaul Duct Mounted Sensor/Switch | Comm M&E - Control:Overhaul Duct Mounted Sensor/Switch, unit of measure NO | Comm M&E-VE040415 | Y | Y | Y | Y | Y
M3NHFScheduleOfRatesCode | Comm M&E/Control:Overhaul Immersion Sensor/Switch | Comm M&E - Control:Overhaul Immersion Sensor/Switch, unit of measure NO | Comm M&E-VE040417 | Y | Y | Y | Y | Y
M3NHFScheduleOfRatesCode | Comm M&E/Control:Overhaul 'Clampon' Sensor/Switch | Comm M&E - Control:Overhaul 'Clampon' Sensor/Switch, unit of measure NO | Comm M&E-VE040419 | Y | Y | Y | Y | Y
M3NHFScheduleOfRatesCode | Comm M&E/Control:Overhaul Relative Humidity 'Space' Sensor | Comm M&E - Control:Overhaul Relative Humidity 'Space' Sensor, unit of measure NO | Comm M&E-VE040421 | Y | Y | Y | Y | Y
M3NHFScheduleOfRatesCode | Comm M&E/Control:Overhaul Relative Humidity Outside Sensor | Comm M&E - Control:Overhaul Relative Humidity Outside Sensor, unit of measure NO | Comm M&E-VE040423 | Y | Y | Y | Y | Y
M3NHFScheduleOfRatesCode | Comm M&E/Control:Overhaul Relative Humidity Duct Sensor | Comm M&E - Control:Overhaul Relative Humidity Duct Sensor, unit of measure NO | Comm M&E-VE040425 | Y | Y | Y | Y | Y
M3NHFScheduleOfRatesCode | Comm M&E/Control:Absolute Humidity 'Space' Sensor/Switch | Comm M&E - Control:Absolute Humidity 'Space' Sensor/Switch, unit of measure NO | Comm M&E-VE040427 | Y | Y | Y | Y | Y
M3NHFScheduleOfRatesCode | Comm M&E/Control:Overhaul Absolute Humidity Duct Sensor | Comm M&E - Control:Overhaul Absolute Humidity Duct Sensor, unit of measure NO | Comm M&E-VE040429 | Y | Y | Y | Y | Y
M3NHFScheduleOfRatesCode | Comm M&E/Control:Overhaul Smoke Sensor/Switch | Comm M&E - Control:Overhaul Smoke Sensor/Switch, unit of measure NO | Comm M&E-VE040431 | Y | Y | Y | Y | Y
M3NHFScheduleOfRatesCode | Comm M&E/Control:Overhaul Optimiser Type Controller | Comm M&E - Control:Overhaul Optimiser Type Controller, unit of measure NO | Comm M&E-VE040433 | Y | Y | Y | Y | Y
M3NHFScheduleOfRatesCode | Comm M&E/Control:Overhaul Compensator Type Controller | Comm M&E - Control:Overhaul Compensator Type Controller, unit of measure NO | Comm M&E-VE040435 | Y | Y | Y | Y | Y
M3NHFScheduleOfRatesCode | Comm M&E/Control:Overhaul Simple Input Type Controller | Comm M&E - Control:Overhaul Simple Input Type Controller, unit of measure NO | Comm M&E-VE040437 | Y | Y | Y | Y | Y
M3NHFScheduleOfRatesCode | Comm M&E/Control:Overhaul Single Input Type Controller | Comm M&E - Control:Overhaul Single Input Type Controller, unit of measure NO | Comm M&E-VE040439 | Y | Y | Y | Y | Y
M3NHFScheduleOfRatesCode | Comm M&E/Control:Overhaul Unit/Sensor Type Controller | Comm M&E - Control:Overhaul Unit/Sensor Type Controller, unit of measure NO | Comm M&E-VE040441 | Y | Y | Y | Y | Y
M3NHFScheduleOfRatesCode | Comm M&E/Control:Overhaul Electro Mechanical Type Timer | Comm M&E - Control:Overhaul Electro Mechanical Type Timer, unit of measure NO | Comm M&E-VE040443 | Y | Y | Y | Y | Y
M3NHFScheduleOfRatesCode | Comm M&E/Control:Overhaul Electronic Type Timer/Controller | Comm M&E - Control:Overhaul Electronic Type Timer/Controller, unit of measure NO | Comm M&E-VE040445 | Y | Y | Y | Y | Y
M3NHFScheduleOfRatesCode | Comm M&E/Control:Overhaul Electro Mechanical Type Step | Comm M&E - Control:Overhaul Electro Mechanical Type Step, unit of measure NO | Comm M&E-VE040447 | Y | Y | Y | Y | Y
M3NHFScheduleOfRatesCode | Comm M&E/Control:Overhaul Electronic Type Step Controller | Comm M&E - Control:Overhaul Electronic Type Step Controller, unit of measure NO | Comm M&E-VE040449 | Y | Y | Y | Y | Y
M3NHFScheduleOfRatesCode | Comm M&E/Control:Overhaul Electro Mechanical Time Switch | Comm M&E - Control:Overhaul Electro Mechanical Time Switch, unit of measure NO | Comm M&E-VE040451 | Y | Y | Y | Y | Y
M3NHFScheduleOfRatesCode | Comm M&E/Control:Overhaul Electronic Type Time Switch | Comm M&E - Control:Overhaul Electronic Type Time Switch, unit of measure NO | Comm M&E-VE040453 | Y | Y | Y | Y | Y
M3NHFScheduleOfRatesCode | Comm M&E/Control:Overhaul Multi Input Type Controller | Comm M&E - Control:Overhaul Multi Input Type Controller, unit of measure NO | Comm M&E-VE040455 | Y | Y | Y | Y | Y
M3NHFScheduleOfRatesCode | Comm M&E/Control:Overhaul Indicator Display | Comm M&E - Control:Overhaul Indicator Display, unit of measure NO | Comm M&E-VE040457 | Y | Y | Y | Y | Y
M3NHFScheduleOfRatesCode | Comm M&E/Control:Overhaul Alarm Module | Comm M&E - Control:Overhaul Alarm Module, unit of measure NO | Comm M&E-VE040459 | Y | Y | Y | Y | Y
M3NHFScheduleOfRatesCode | Comm M&E/Control:Overhaul Level Module | Comm M&E - Control:Overhaul Level Module, unit of measure NO | Comm M&E-VE040461 | Y | Y | Y | Y | Y
M3NHFScheduleOfRatesCode | Comm M&E/Control:Overhaul Electro Mech Speed Controller | Comm M&E - Control:Overhaul Electro Mech Speed Controller, unit of measure NO | Comm M&E-VE040463 | Y | Y | Y | Y | Y
M3NHFScheduleOfRatesCode | Comm M&E/Control:Overhaul Speed Controller Auto Transformer | Comm M&E - Control:Overhaul Speed Controller Auto Transformer, unit of measure NO | Comm M&E-VE040465 | Y | Y | Y | Y | Y
M3NHFScheduleOfRatesCode | Comm M&E/Control:Overhaul Speed Controller Vari Transformer | Comm M&E - Control:Overhaul Speed Controller Vari Transformer, unit of measure NO | Comm M&E-VE040467 | Y | Y | Y | Y | Y
M3NHFScheduleOfRatesCode | Comm M&E/Control:Overhaul Speed Controller Transducer | Comm M&E - Control:Overhaul Speed Controller Transducer, unit of measure NO | Comm M&E-VE040469 | Y | Y | Y | Y | Y
M3NHFScheduleOfRatesCode | Comm M&E/Control:Overhaul Eddy Type Speed Controller | Comm M&E - Control:Overhaul Eddy Type Speed Controller, unit of measure NO | Comm M&E-VE040471 | Y | Y | Y | Y | Y
M3NHFScheduleOfRatesCode | Comm M&E/Control:Overhaul Inverter Type Speed Controller | Comm M&E - Control:Overhaul Inverter Type Speed Controller, unit of measure NO | Comm M&E-VE040473 | Y | Y | Y | Y | Y
M3NHFScheduleOfRatesCode | Comm M&E/Control:Overhaul Control Panel | Comm M&E - Control:Overhaul Control Panel, unit of measure NO | Comm M&E-VE040475 | Y | Y | Y | Y | Y
M3NHFScheduleOfRatesCode | Comm M&E/Control:Overhaul Direct On Line Starter | Comm M&E - Control:Overhaul Direct On Line Starter, unit of measure NO | Comm M&E-VE040477 | Y | Y | Y | Y | Y
M3NHFScheduleOfRatesCode | Comm M&E/Control:Overhaul Star Delta Starter | Comm M&E - Control:Overhaul Star Delta Starter, unit of measure NO | Comm M&E-VE040479 | Y | Y | Y | Y | Y
M3NHFScheduleOfRatesCode | Comm M&E/Control:Overhaul Control Relay (General) | Comm M&E - Control:Overhaul Control Relay (General), unit of measure NO | Comm M&E-VE040481 | Y | Y | Y | Y | Y
M3NHFScheduleOfRatesCode | Comm M&E/Control:Overhaul Plug In Control Relay | Comm M&E - Control:Overhaul Plug In Control Relay, unit of measure NO | Comm M&E-VE040483 | Y | Y | Y | Y | Y
M3NHFScheduleOfRatesCode | Comm M&E/Control:Overhaul Mercury Control Relay | Comm M&E - Control:Overhaul Mercury Control Relay, unit of measure NO | Comm M&E-VE040485 | Y | Y | Y | Y | Y
M3NHFScheduleOfRatesCode | Comm M&E/Control:Overhaul Latch Control Relay | Comm M&E - Control:Overhaul Latch Control Relay, unit of measure NO | Comm M&E-VE040487 | Y | Y | Y | Y | Y
M3NHFScheduleOfRatesCode | Comm M&E/Control:Overhaul Selector/Push Button | Comm M&E - Control:Overhaul Selector/Push Button, unit of measure NO | Comm M&E-VE040489 | Y | Y | Y | Y | Y
M3NHFScheduleOfRatesCode | Comm M&E/Control:Replace Lamp To Control Unit (Various) | Comm M&E - Control:Replace Lamp To Control Unit (Various), unit of measure NO | Comm M&E-VE040491 | Y | Y | Y | Y | Y
M3NHFScheduleOfRatesCode | Comm M&E/Control:Overhaul Lv Power Pack | Comm M&E - Control:Overhaul Lv Power Pack, unit of measure NO | Comm M&E-VE040493 | Y | Y | Y | Y | Y
M3NHFScheduleOfRatesCode | Comm M&E/Control:Overhaul Metering (Volt Meter) | Comm M&E - Control:Overhaul Metering (Volt Meter), unit of measure NO | Comm M&E-VE040495 | Y | Y | Y | Y | Y
M3NHFScheduleOfRatesCode | Comm M&E/Control:Overhaul Metering (Ammeter) | Comm M&E - Control:Overhaul Metering (Ammeter), unit of measure NO | Comm M&E-VE040497 | Y | Y | Y | Y | Y
M3NHFScheduleOfRatesCode | Comm M&E/Control:Overhaul Alarm Intergrator | Comm M&E - Control:Overhaul Alarm Intergrator, unit of measure NO | Comm M&E-VE040499 | Y | Y | Y | Y | Y
M3NHFScheduleOfRatesCode | Comm M&E/Control:Overhaul Smoke Alarm | Comm M&E - Control:Overhaul Smoke Alarm, unit of measure NO | Comm M&E-VE040501 | Y | Y | Y | Y | Y
M3NHFScheduleOfRatesCode | Comm M&E/Control:Overhaul Of Unspecified | Comm M&E - Control:Overhaul Of Unspecified, unit of measure NO | Comm M&E-VE040503 | Y | Y | Y | Y
M3NHFScheduleOfRatesCode | Comm M&E/Duct:Clean External Surfaces | Comm M&E - Duct:Clean External Surfaces, unit of measure SM | Comm M&E-VE040801 | Y | Y | Y
M3NHFScheduleOfRatesCode | Comm M&E/Duct:Clean External Flexible Surfaces | Comm M&E - Duct:Clean External Flexible Surfaces, unit of measure SM | Comm M&E-VE040803 | Y | Y | Y
M3NHFScheduleOfRatesCode | Comm M&E/Duct:Clean Accessible Internal Surfaces | Comm M&E - Duct:Clean Accessible Internal Surfaces, unit of measure SM | Comm M&E-VE040805 | Y | Y | Y
M3NHFScheduleOfRatesCode | Comm M&E/Duct:Vacuum Clean Only Accessible Internal Surface | Comm M&E - Duct:Vacuum Clean Only Accessible Internal Surface, unit of measure SM | Comm M&E-VE040807 | Y | Y | Y
M3NHFScheduleOfRatesCode | Comm M&E/Duct:Vacuum Clean Only Internal Flexible Surfaces | Comm M&E - Duct:Vacuum Clean Only Internal Flexible Surfaces, unit of measure SM | Comm M&E-VE040809 | Y | Y | Y
M3NHFScheduleOfRatesCode | Comm M&E/Call System:Service/Test Warden Call System | Comm M&E - Call System:Service/Test Warden Call System, unit of measure IT | Comm M&E-WC010001 | Y | Y | Y | Y | Y
M3NHFScheduleOfRatesCode | Comm M&E/Smoke Detector:Install Mains Optical Type | Comm M&E - Smoke Detector:Install Mains Optical Type, unit of measure NO | Comm M&E-WC020101 | Y | Y | Y | Y | Y
M3NHFScheduleOfRatesCode | Comm M&E/Smoke Detector:Install Mains Ionisation Type | Comm M&E - Smoke Detector:Install Mains Ionisation Type, unit of measure NO | Comm M&E-WC020103 | Y | Y | Y | Y | Y
M3NHFScheduleOfRatesCode | Comm M&E/Smoke Detectors:Install Optical Ionisation System | Comm M&E - Smoke Detectors:Install Optical Ionisation System, unit of measure IT | Comm M&E-WC020105 | Y | Y | Y | Y | Y
M3NHFScheduleOfRatesCode | Comm M&E/Smoke Detector:Install Additional Detector | Comm M&E - Smoke Detector:Install Additional Detector, unit of measure NO | Comm M&E-WC020107 | Y | Y | Y | Y | Y
M3NHFScheduleOfRatesCode | Comm M&E/Smoke Detector:Renew With Optical Type | Comm M&E - Smoke Detector:Renew With Optical Type, unit of measure NO | Comm M&E-WC020109 | Y | Y | Y | Y | Y
M3NHFScheduleOfRatesCode | Comm M&E/Smoke Detector:Renew With Ionisation Type | Comm M&E - Smoke Detector:Renew With Ionisation Type, unit of measure NO | Comm M&E-WC020111 | Y | Y | Y | Y | Y
M3NHFScheduleOfRatesCode | Comm M&E/Smoke Detector:Install Visual Aid Type | Comm M&E - Smoke Detector:Install Visual Aid Type, unit of measure NO | Comm M&E-WC020113 | Y | Y | Y | Y | Y
M3NHFScheduleOfRatesCode | Comm M&E/Smoke Detector:Install Visual Aid Vibrating Pads | Comm M&E - Smoke Detector:Install Visual Aid Vibrating Pads, unit of measure NO | Comm M&E-WC020114 | Y
M3NHFScheduleOfRatesCode | Comm M&E/Smoke Detector:Renew With Visual Aid Type | Comm M&E - Smoke Detector:Renew With Visual Aid Type, unit of measure NO | Comm M&E-WC020116 | Y
M3NHFScheduleOfRatesCode | Comm M&E/Call Alarm:Breakdown | Comm M&E - Call Alarm:Breakdown, unit of measure IT | Comm M&E-WC030101 | Y | Y | Y
M3NHFScheduleOfRatesCode | Comm M&E/Call Alarm:Responsive Repair No Parts | Comm M&E - Call Alarm:Responsive Repair No Parts, unit of measure IT | Comm M&E-WC030103 | Y | Y | Y
M3NHFScheduleOfRatesCode | Comm M&E/Call Alarm:Responsive Repair Parts Ne £40 | Comm M&E - Call Alarm:Responsive Repair Parts Ne £40, unit of measure IT | Comm M&E-WC030105 | Y | Y | Y
M3NHFScheduleOfRatesCode | Comm M&E/Call Alarm:Responsive Repair Parts Ne £100 | Comm M&E - Call Alarm:Responsive Repair Parts Ne £100, unit of measure IT | Comm M&E-WC030107 | Y | Y | Y
M3NHFScheduleOfRatesCode | Comm M&E/Call Alarm:Responsive Repair Parts Ne £150 | Comm M&E - Call Alarm:Responsive Repair Parts Ne £150, unit of measure IT | Comm M&E-WC030109 | Y | Y | Y
M3NHFScheduleOfRatesCode | Comm M&E/Call Alarm:Responsive Repair Parts Ne £250 | Comm M&E - Call Alarm:Responsive Repair Parts Ne £250, unit of measure IT | Comm M&E-WC030111 | Y | Y | Y
M3NHFScheduleOfRatesCode | Comm M&E/Call Alarm:Responsive Repair Parts Ne £500 | Comm M&E - Call Alarm:Responsive Repair Parts Ne £500, unit of measure IT | Comm M&E-WC030113 | Y | Y | Y
M3NHFScheduleOfRatesCode | Comm M&E/Call Alarm:Responsive Repair Parts Ne £1000 | Comm M&E - Call Alarm:Responsive Repair Parts Ne £1000, unit of measure IT | Comm M&E-WC030115 | Y | Y | Y
M3NHFScheduleOfRatesCode | Comm M&E/Risk Assessment:Water Hygiene Type 1 Scheme | Comm M&E - Risk Assessment:Water Hygiene Type 1 Scheme, unit of measure IT | Comm M&E-WH010101 | Y | Y | Y | Y
M3NHFScheduleOfRatesCode | Comm M&E/Risk Assessment:Water Hygiene Type 2 Scheme | Comm M&E - Risk Assessment:Water Hygiene Type 2 Scheme, unit of measure IT | Comm M&E-WH010103 | Y | Y | Y | Y
M3NHFScheduleOfRatesCode | Comm M&E/Risk Assessment:Water Hygiene Type 3 Scheme | Comm M&E - Risk Assessment:Water Hygiene Type 3 Scheme, unit of measure IT | Comm M&E-WH010105 | Y | Y | Y | Y
M3NHFScheduleOfRatesCode | Comm M&E/Risk Assessment:Water Hygiene Type 4 Scheme | Comm M&E - Risk Assessment:Water Hygiene Type 4 Scheme, unit of measure IT | Comm M&E-WH010107 | Y | Y | Y | Y
M3NHFScheduleOfRatesCode | Comm M&E/Risk Assessment:Water Hygiene Type 5 Scheme | Comm M&E - Risk Assessment:Water Hygiene Type 5 Scheme, unit of measure IT | Comm M&E-WH010109 | Y | Y | Y | Y
M3NHFScheduleOfRatesCode | Comm M&E/Risk Assessment:Water Hygiene Type 6 Scheme | Comm M&E - Risk Assessment:Water Hygiene Type 6 Scheme, unit of measure IT | Comm M&E-WH010111 | Y | Y | Y | Y
M3NHFScheduleOfRatesCode | Comm M&E/Risk Assessment Review:Type 1 Scheme | Comm M&E - Risk Assessment Review:Type 1 Scheme, unit of measure IT | Comm M&E-WH010201 | Y | Y | Y | Y
M3NHFScheduleOfRatesCode | Comm M&E/Risk Assessment Review:Type 2 Scheme | Comm M&E - Risk Assessment Review:Type 2 Scheme, unit of measure IT | Comm M&E-WH010203 | Y | Y | Y | Y
M3NHFScheduleOfRatesCode | Comm M&E/Risk Assessment Review:Type 3 Scheme | Comm M&E - Risk Assessment Review:Type 3 Scheme, unit of measure IT | Comm M&E-WH010205 | Y | Y | Y | Y
M3NHFScheduleOfRatesCode | Comm M&E/Risk Assessment Review:Type 4 Scheme | Comm M&E - Risk Assessment Review:Type 4 Scheme, unit of measure IT | Comm M&E-WH010207 | Y | Y | Y | Y
M3NHFScheduleOfRatesCode | Comm M&E/Risk Assessment Review:Type 5 Scheme | Comm M&E - Risk Assessment Review:Type 5 Scheme, unit of measure IT | Comm M&E-WH010209 | Y | Y | Y | Y
M3NHFScheduleOfRatesCode | Comm M&E/Risk Assessment Review:Type 6 Scheme | Comm M&E - Risk Assessment Review:Type 6 Scheme, unit of measure IT | Comm M&E-WH010211 | Y | Y | Y | Y
M3NHFScheduleOfRatesCode | Comm M&E/Monthly Monitoring:Type 1 Scheme | Comm M&E - Monthly Monitoring:Type 1 Scheme, unit of measure IT | Comm M&E-WH010301 | Y | Y | Y | Y
M3NHFScheduleOfRatesCode | Comm M&E/Monthly Monitoring:Type 2 Scheme | Comm M&E - Monthly Monitoring:Type 2 Scheme, unit of measure IT | Comm M&E-WH010303 | Y | Y | Y | Y
M3NHFScheduleOfRatesCode | Comm M&E/Monthly Monitoring:Type 3 Scheme | Comm M&E - Monthly Monitoring:Type 3 Scheme, unit of measure IT | Comm M&E-WH010305 | Y | Y | Y | Y
M3NHFScheduleOfRatesCode | Comm M&E/Monthly Monitoring:Type 4 Scheme | Comm M&E - Monthly Monitoring:Type 4 Scheme, unit of measure IT | Comm M&E-WH010307 | Y | Y | Y | Y
M3NHFScheduleOfRatesCode | Comm M&E/Monthly Monitoring:Type 5 Scheme | Comm M&E - Monthly Monitoring:Type 5 Scheme, unit of measure IT | Comm M&E-WH010309 | Y | Y | Y | Y
M3NHFScheduleOfRatesCode | Comm M&E/Monthly Monitoring:Type 6 Scheme | Comm M&E - Monthly Monitoring:Type 6 Scheme, unit of measure IT | Comm M&E-WH010311 | Y | Y | Y | Y
M3NHFScheduleOfRatesCode | Comm M&E/6 Monthly Monitoring:Type 1 Scheme | Comm M&E - 6 Monthly Monitoring:Type 1 Scheme, unit of measure IT | Comm M&E-WH010501 | Y | Y | Y | Y
M3NHFScheduleOfRatesCode | Comm M&E/6 Monthly Monitoring:Type 2 Scheme | Comm M&E - 6 Monthly Monitoring:Type 2 Scheme, unit of measure IT | Comm M&E-WH010503 | Y | Y | Y | Y
M3NHFScheduleOfRatesCode | Comm M&E/6 Monthly Monitoring:Type 3 Scheme | Comm M&E - 6 Monthly Monitoring:Type 3 Scheme, unit of measure IT | Comm M&E-WH010505 | Y | Y | Y | Y
M3NHFScheduleOfRatesCode | Comm M&E/6 Monthly Monitoring:Type 4 Scheme | Comm M&E - 6 Monthly Monitoring:Type 4 Scheme, unit of measure IT | Comm M&E-WH010507 | Y | Y | Y | Y
M3NHFScheduleOfRatesCode | Comm M&E/6 Monthly Monitoring:Type 5 Scheme | Comm M&E - 6 Monthly Monitoring:Type 5 Scheme, unit of measure IT | Comm M&E-WH010509 | Y | Y | Y | Y
M3NHFScheduleOfRatesCode | Comm M&E/6 Monthly Monitoring:Type 6 Scheme | Comm M&E - 6 Monthly Monitoring:Type 6 Scheme, unit of measure IT | Comm M&E-WH010511 | Y | Y | Y | Y
M3NHFScheduleOfRatesCode | Comm M&E/Annual Monitoring:Type 1 Scheme | Comm M&E - Annual Monitoring:Type 1 Scheme, unit of measure IT | Comm M&E-WH010701 | Y | Y | Y | Y
M3NHFScheduleOfRatesCode | Comm M&E/Annual Monitoring:Type 2 Scheme | Comm M&E - Annual Monitoring:Type 2 Scheme, unit of measure IT | Comm M&E-WH010703 | Y | Y | Y | Y
M3NHFScheduleOfRatesCode | Comm M&E/Annual Monitoring:Type 3 Scheme | Comm M&E - Annual Monitoring:Type 3 Scheme, unit of measure IT | Comm M&E-WH010705 | Y | Y | Y | Y
M3NHFScheduleOfRatesCode | Comm M&E/Annual Monitoring:Type 4 Scheme | Comm M&E - Annual Monitoring:Type 4 Scheme, unit of measure IT | Comm M&E-WH010707 | Y | Y | Y | Y
M3NHFScheduleOfRatesCode | Comm M&E/Annual Monitoring:Type 5 Scheme | Comm M&E - Annual Monitoring:Type 5 Scheme, unit of measure IT | Comm M&E-WH010709 | Y | Y | Y | Y
M3NHFScheduleOfRatesCode | Comm M&E/Annual Monitoring:Type 6 Scheme | Comm M&E - Annual Monitoring:Type 6 Scheme, unit of measure IT | Comm M&E-WH010711 | Y | Y | Y | Y
M3NHFScheduleOfRatesCode | Comm M&E/Inspection:Record Water Consumption | Comm M&E - Inspection:Record Water Consumption, unit of measure NO | Comm M&E-WH020101 | Y | Y | Y | Y
M3NHFScheduleOfRatesCode | Comm M&E/Inspection:Additional Annual Checks | Comm M&E - Inspection:Additional Annual Checks, unit of measure NO | Comm M&E-WH020103 | Y | Y | Y | Y
M3NHFScheduleOfRatesCode | Comm M&E/Inspection:Visual Internal | Comm M&E - Inspection:Visual Internal, unit of measure NO | Comm M&E-WH020107 | Y | Y | Y | Y
M3NHFScheduleOfRatesCode | Comm M&E/Inspection:Cold Water Services | Comm M&E - Inspection:Cold Water Services, unit of measure NO | Comm M&E-WH020109 | Y | Y | Y | Y
M3NHFScheduleOfRatesCode | Comm M&E/Inspection:Additional On Cold Water Services | Comm M&E - Inspection:Additional On Cold Water Services, unit of measure NO | Comm M&E-WH020111 | Y | Y | Y | Y
M3NHFScheduleOfRatesCode | Comm M&E/Flush And Purge:Unfrequent Used Outlets | Comm M&E - Flush And Purge:Unfrequent Used Outlets, unit of measure NO | Comm M&E-WH020113 | Y | Y | Y | Y
M3NHFScheduleOfRatesCode | Comm M&E/Additional Flush And Purge:Unfrequent Outlets | Comm M&E - Additional Flush And Purge:Unfrequent Outlets, unit of measure NO | Comm M&E-WH020115 | Y | Y | Y | Y
M3NHFScheduleOfRatesCode | Comm M&E/Monitoring For Legionella:Cold Water | Comm M&E - Monitoring For Legionella:Cold Water, unit of measure NO | Comm M&E-WH030101 | Y | Y | Y | Y
M3NHFScheduleOfRatesCode | Comm M&E/Monitoring For Legionella:Additional Cold Water | Comm M&E - Monitoring For Legionella:Additional Cold Water, unit of measure NO | Comm M&E-WH030103 | Y | Y | Y | Y
M3NHFScheduleOfRatesCode | Comm M&E/Monitoring For Legionella:Hot Water | Comm M&E - Monitoring For Legionella:Hot Water, unit of measure NO | Comm M&E-WH030201 | Y | Y | Y | Y
M3NHFScheduleOfRatesCode | Comm M&E/Clean And Chlorinate Shower Head:Upto 1 | Comm M&E - Clean And Chlorinate Shower Head:Upto 1, unit of measure IT | Comm M&E-WH050101 | Y | Y | Y | Y
M3NHFScheduleOfRatesCode | Comm M&E/Clean And Chlorinate Shower Head:Upto 1-6 | Comm M&E - Clean And Chlorinate Shower Head:Upto 1-6, unit of measure IT | Comm M&E-WH050103 | Y | Y | Y | Y
M3NHFScheduleOfRatesCode | Comm M&E/Clean And Chlorinate Shower Head:Upto 6-12 | Comm M&E - Clean And Chlorinate Shower Head:Upto 6-12, unit of measure IT | Comm M&E-WH050105 | Y | Y | Y | Y
M3NHFScheduleOfRatesCode | Comm M&E/Clean And Chlorinate Shower Head:Upto 12-20 | Comm M&E - Clean And Chlorinate Shower Head:Upto 12-20, unit of measure IT | Comm M&E-WH050107 | Y | Y | Y | Y
M3NHFScheduleOfRatesCode | Comm M&E/Clean And Chlorinate Shower Head:Upto 20-30 | Comm M&E - Clean And Chlorinate Shower Head:Upto 20-30, unit of measure IT | Comm M&E-WH050109 | Y | Y | Y | Y
M3NHFScheduleOfRatesCode | Comm M&E/Clean And Chlorinate Shower Head:Over 30 | Comm M&E - Clean And Chlorinate Shower Head:Over 30, unit of measure IT | Comm M&E-WH050111 | Y | Y | Y | Y
M3NHFScheduleOfRatesCode | Comm M&E/Water Booster:Clean Strainers | Comm M&E - Water Booster:Clean Strainers, unit of measure IT | Comm M&E-WP010101 | Y | Y | Y | Y | Y
M3NHFScheduleOfRatesCode | Comm M&E/Water Booster:Renew Guinnard Pump | Comm M&E - Water Booster:Renew Guinnard Pump, unit of measure IT | Comm M&E-WP010103 | Y | Y | Y | Y | Y
M3NHFScheduleOfRatesCode | Comm M&E/Water Booster:Renew Stuart Turner Pump | Comm M&E - Water Booster:Renew Stuart Turner Pump, unit of measure IT | Comm M&E-WP010105 | Y | Y | Y | Y | Y
M3NHFScheduleOfRatesCode | Comm M&E/Water Booster:Renew Cervomatic Pump Control | Comm M&E - Water Booster:Renew Cervomatic Pump Control, unit of measure IT | Comm M&E-WP010107 | Y | Y | Y | Y | Y
M3NHFScheduleOfRatesCode | Comm M&E/Water Booster:Check Operation Of Controls | Comm M&E - Water Booster:Check Operation Of Controls, unit of measure IT | Comm M&E-WP010109 | Y | Y | Y | Y | Y
M3NHFScheduleOfRatesCode | Comm M&E/Workshop Equipment:Response/Repair No Parts | Comm M&E - Workshop Equipment:Response/Repair No Parts, unit of measure IT | Comm M&E-WS010101 | Y | Y | Y | Y | Y
M3NHFScheduleOfRatesCode | Comm M&E/Workshop Equipment:Response/Repair Parts Ne £40 | Comm M&E - Workshop Equipment:Response/Repair Parts Ne £40, unit of measure IT | Comm M&E-WS010103 | Y | Y | Y | Y | Y
M3NHFScheduleOfRatesCode | Comm M&E/Workshop Equipment:Response/Repair Parts Ne £100 | Comm M&E - Workshop Equipment:Response/Repair Parts Ne £100, unit of measure IT | Comm M&E-WS010104 | Y | Y | Y | Y | Y
M3NHFScheduleOfRatesCode | Comm M&E/Workshop Equipment:Response/Repair Parts Ne £150 | Comm M&E - Workshop Equipment:Response/Repair Parts Ne £150, unit of measure IT | Comm M&E-WS010106 | Y | Y | Y | Y | Y
M3NHFScheduleOfRatesCode | Comm M&E/Workshop Equipment:Response/Repair Parts Ne £250 | Comm M&E - Workshop Equipment:Response/Repair Parts Ne £250, unit of measure IT | Comm M&E-WS010108 | Y | Y | Y | Y | Y
M3NHFScheduleOfRatesCode | Comm M&E/Workshop Equipment:Response/Repair Parts Ne £500 | Comm M&E - Workshop Equipment:Response/Repair Parts Ne £500, unit of measure IT | Comm M&E-WS010110 | Y | Y | Y | Y | Y
M3NHFScheduleOfRatesCode | Comm M&E/Workshop Equipment:Periodic Inspection/Servicing | Comm M&E - Workshop Equipment:Periodic Inspection/Servicing, unit of measure IT | Comm M&E-WS020101 | Y | Y | Y | Y | Y
M3NHFScheduleOfRatesCode | Comm M&E/Tank:Prepare Tank Room Prior To Works | Comm M&E - Tank:Prepare Tank Room Prior To Works, unit of measure IT | Comm M&E-WT010101 | Y | Y | Y | Y | Y
M3NHFScheduleOfRatesCode | Comm M&E/Tank:Disfect Prior To Tank Cleaning | Comm M&E - Tank:Disfect Prior To Tank Cleaning, unit of measure IT | Comm M&E-WT010103 | Y | Y | Y | Y | Y
M3NHFScheduleOfRatesCode | Comm M&E/Tank:Drain For Cleaning | Comm M&E - Tank:Drain For Cleaning, unit of measure IT | Comm M&E-WT010105 | Y | Y | Y | Y | Y
M3NHFScheduleOfRatesCode | Comm M&E/Tank:Overhaul | Comm M&E - Tank:Overhaul, unit of measure IT | Comm M&E-WT010106 | Y
M3NHFScheduleOfRatesCode | Comm M&E/Tank:Clean Out Internal Surfaces Of Cast Iron Tank | Comm M&E - Tank:Clean Out Internal Surfaces Of Cast Iron Tank, unit of measure IT | Comm M&E-WT010107 | Y | Y | Y | Y | Y
M3NHFScheduleOfRatesCode | Comm M&E/Tank:Clean Out Internal Surfaces Of Steel Tank | Comm M&E - Tank:Clean Out Internal Surfaces Of Steel Tank, unit of measure IT | Comm M&E-WT010109 | Y | Y | Y | Y | Y
M3NHFScheduleOfRatesCode | Comm M&E/Tank:Clean Out Internal Surfaces Plastic/Grp Tank | Comm M&E - Tank:Clean Out Internal Surfaces Plastic/Grp Tank, unit of measure IT | Comm M&E-WT010111 | Y | Y | Y | Y | Y
M3NHFScheduleOfRatesCode | Comm M&E/Tank:Recoat Galvanised Steel Ne 1000 Litre | Comm M&E - Tank:Recoat Galvanised Steel Ne 1000 Litre, unit of measure IT | Comm M&E-WT010113 | Y | Y | Y | Y | Y
M3NHFScheduleOfRatesCode | Comm M&E/Tank:Recoat Galvanised Steel Ne 2000 Litre | Comm M&E - Tank:Recoat Galvanised Steel Ne 2000 Litre, unit of measure IT | Comm M&E-WT010115 | Y | Y | Y | Y | Y
M3NHFScheduleOfRatesCode | Comm M&E/Tank:Recoat Galvanised Steel Ne 4000 Litre | Comm M&E - Tank:Recoat Galvanised Steel Ne 4000 Litre, unit of measure IT | Comm M&E-WT010117 | Y | Y | Y | Y | Y
M3NHFScheduleOfRatesCode | Comm M&E/Tank:Recoat Sectional Cast Iron Ne 2000 Litre | Comm M&E - Tank:Recoat Sectional Cast Iron Ne 2000 Litre, unit of measure IT | Comm M&E-WT010119 | Y | Y | Y | Y | Y
M3NHFScheduleOfRatesCode | Comm M&E/Tank:Recoat Sectional Cast Iron Ne 4000 Litre | Comm M&E - Tank:Recoat Sectional Cast Iron Ne 4000 Litre, unit of measure IT | Comm M&E-WT010121 | Y | Y | Y | Y | Y
M3NHFScheduleOfRatesCode | Comm M&E/Tank:Paint External Surfaces Of Tank | Comm M&E - Tank:Paint External Surfaces Of Tank, unit of measure SM | Comm M&E-WT010123 | Y | Y | Y | Y | Y
M3NHFScheduleOfRatesCode | Comm M&E/Tank:Renew Bolts To Sectional Cast Iron | Comm M&E - Tank:Renew Bolts To Sectional Cast Iron, unit of measure NO | Comm M&E-WT010127 | Y | Y | Y | Y | Y
M3NHFScheduleOfRatesCode | Comm M&E/Tank:Renew Cover To Galv Steel Tank Ne 2000 Litres | Comm M&E - Tank:Renew Cover To Galv Steel Tank Ne 2000 Litres, unit of measure IT | Comm M&E-WT010129 | Y | Y | Y | Y | Y
M3NHFScheduleOfRatesCode | Comm M&E/Tank:Renew Cover To Galv Steel Tank Ne 4000 Litres | Comm M&E - Tank:Renew Cover To Galv Steel Tank Ne 4000 Litres, unit of measure IT | Comm M&E-WT010131 | Y | Y | Y | Y | Y
M3NHFScheduleOfRatesCode | Comm M&E/Tank:Reposition Pipework | Comm M&E - Tank:Reposition Pipework, unit of measure IT | Comm M&E-WT010135 | Y | Y | Y | Y
M3NHFScheduleOfRatesCode | Comm M&E/Tank:Renew 25Mm Ballvalve | Comm M&E - Tank:Renew 25Mm Ballvalve, unit of measure IT | Comm M&E-WT020101 | Y | Y | Y | Y | Y
M3NHFScheduleOfRatesCode | Comm M&E/Tank:Renew 50Mm Ballvalve | Comm M&E - Tank:Renew 50Mm Ballvalve, unit of measure IT | Comm M&E-WT020103 | Y | Y | Y | Y | Y
M3NHFScheduleOfRatesCode | Comm M&E/Tank:Renew 50Mm Float Valve | Comm M&E - Tank:Renew 50Mm Float Valve, unit of measure IT | Comm M&E-WT020105 | Y | Y | Y | Y | Y
M3NHFScheduleOfRatesCode | Comm M&E/Tank:Renew 25Mm Overflow | Comm M&E - Tank:Renew 25Mm Overflow, unit of measure IT | Comm M&E-WT020107 | Y | Y | Y | Y | Y
M3NHFScheduleOfRatesCode | Comm M&E/Tank:Renew 50Mm Overflow | Comm M&E - Tank:Renew 50Mm Overflow, unit of measure IT | Comm M&E-WT020109 | Y | Y | Y | Y | Y
M3NHFScheduleOfRatesCode | Comm M&E/Tank:Provide Insect Screens | Comm M&E - Tank:Provide Insect Screens, unit of measure IT | Comm M&E-WT020111 | Y | Y | Y | Y | Y
M3NHFScheduleOfRatesCode | Comm M&E/Tank:Renew Insulation | Comm M&E - Tank:Renew Insulation, unit of measure SM | Comm M&E-WT030101 | Y | Y | Y | Y | Y
M3NHFScheduleOfRatesCode | Comm M&E/Chemical Disinfection:Chlorinate 1 Circuit | Comm M&E - Chemical Disinfection:Chlorinate 1 Circuit, unit of measure IT | Comm M&E-WT040101 | Y | Y | Y | Y | Y
M3NHFScheduleOfRatesCode | Comm M&E/Chemical Disinfection:Chlorinate 2 Circuits | Comm M&E - Chemical Disinfection:Chlorinate 2 Circuits, unit of measure IT | Comm M&E-WT040103 | Y | Y | Y | Y | Y
M3NHFScheduleOfRatesCode | Comm M&E/Chemical Disinfection:Chlorinate 3 Circuits | Comm M&E - Chemical Disinfection:Chlorinate 3 Circuits, unit of measure IT | Comm M&E-WT040105 | Y | Y | Y | Y | Y
M3NHFScheduleOfRatesCode | Comm M&E/Chemical Disinfection:Chlorinate 4 Circuits | Comm M&E - Chemical Disinfection:Chlorinate 4 Circuits, unit of measure IT | Comm M&E-WT040107 | Y | Y | Y | Y | Y
M3NHFScheduleOfRatesCode | Comm M&E/Chemical Disinfection:Chlorinate 5 Circuits | Comm M&E - Chemical Disinfection:Chlorinate 5 Circuits, unit of measure IT | Comm M&E-WT040109 | Y | Y | Y | Y | Y
M3NHFScheduleOfRatesCode | Comm M&E/Chemical Disinfection:Chlorinate 6 Circuits | Comm M&E - Chemical Disinfection:Chlorinate 6 Circuits, unit of measure IT | Comm M&E-WT040111 | Y | Y | Y | Y | Y
M3NHFScheduleOfRatesCode | Comm M&E/Chemical Disinfection:Chlorinate 1 Cws Tank | Comm M&E - Chemical Disinfection:Chlorinate 1 Cws Tank, unit of measure IT | Comm M&E-WT040201 | Y | Y | Y | Y | Y
M3NHFScheduleOfRatesCode | Comm M&E/Chemical Disinfection:Chlorinate 2 Cws Tanks | Comm M&E - Chemical Disinfection:Chlorinate 2 Cws Tanks, unit of measure IT | Comm M&E-WT040203 | Y | Y | Y | Y | Y
M3NHFScheduleOfRatesCode | Comm M&E/Chemical Disinfection:Chlorinate 3 Cws Tanks | Comm M&E - Chemical Disinfection:Chlorinate 3 Cws Tanks, unit of measure IT | Comm M&E-WT040205 | Y | Y | Y | Y | Y
M3NHFScheduleOfRatesCode | Comm M&E/Chemical Disinfection:Chlorinate 4 Cws Tanks | Comm M&E - Chemical Disinfection:Chlorinate 4 Cws Tanks, unit of measure IT | Comm M&E-WT040207 | Y | Y | Y | Y | Y
M3NHFScheduleOfRatesCode | Comm M&E/Chemical Disinfection:Chlorinate 5 Cws Tanks | Comm M&E - Chemical Disinfection:Chlorinate 5 Cws Tanks, unit of measure IT | Comm M&E-WT040209 | Y | Y | Y | Y | Y
M3NHFScheduleOfRatesCode | Comm M&E/Thermal Disinfection:Hot Water System | Comm M&E - Thermal Disinfection:Hot Water System, unit of measure IT | Comm M&E-WT060101 | Y | Y | Y | Y | Y
M3NHFScheduleOfRatesCode | Comm M&E/Tank:Renew With Ne 317 Litre Grp 1 Piece | Comm M&E - Tank:Renew With Ne 317 Litre Grp 1 Piece, unit of measure IT | Comm M&E-WT070101 | Y | Y | Y | Y | Y
M3NHFScheduleOfRatesCode | Comm M&E/Tank:Renew With Ne 500 Litre Grp 1 Piece | Comm M&E - Tank:Renew With Ne 500 Litre Grp 1 Piece, unit of measure IT | Comm M&E-WT070103 | Y | Y | Y | Y | Y
M3NHFScheduleOfRatesCode | Comm M&E/Tank:Renew With Ne 690 Litre Grp 1 Piece | Comm M&E - Tank:Renew With Ne 690 Litre Grp 1 Piece, unit of measure IT | Comm M&E-WT070105 | Y | Y | Y | Y | Y
M3NHFScheduleOfRatesCode | Comm M&E/Tank:Renew With Ne 765 Litre Grp 1 Piece | Comm M&E - Tank:Renew With Ne 765 Litre Grp 1 Piece, unit of measure IT | Comm M&E-WT070107 | Y | Y | Y | Y | Y
M3NHFScheduleOfRatesCode | Comm M&E/Tank:Renew With Ne 920 Litre Grp 1 Piece | Comm M&E - Tank:Renew With Ne 920 Litre Grp 1 Piece, unit of measure IT | Comm M&E-WT070109 | Y | Y | Y | Y | Y
M3NHFScheduleOfRatesCode | Comm M&E/Tank:Renew With Ne 1048 Litre Grp 1 Piece | Comm M&E - Tank:Renew With Ne 1048 Litre Grp 1 Piece, unit of measure IT | Comm M&E-WT070111 | Y | Y | Y | Y | Y
M3NHFScheduleOfRatesCode | Comm M&E/Tank:Renew With Ne 1254 Litre Grp 1 Piece | Comm M&E - Tank:Renew With Ne 1254 Litre Grp 1 Piece, unit of measure IT | Comm M&E-WT070113 | Y | Y | Y | Y | Y
M3NHFScheduleOfRatesCode | Comm M&E/Tank:Renew Ne 1364 Litre Grp 1 Piece Pre-Insulated | Comm M&E - Tank:Renew Ne 1364 Litre Grp 1 Piece Pre-Insulated, unit of measure IT | Comm M&E-WT080101 | Y | Y | Y | Y | Y
M3NHFScheduleOfRatesCode | Comm M&E/Tank:Renew Ne 1600 Litre Grp 1 Piece Pre-Insulated | Comm M&E - Tank:Renew Ne 1600 Litre Grp 1 Piece Pre-Insulated, unit of measure IT | Comm M&E-WT080102 | Y | Y | Y | Y
M3NHFScheduleOfRatesCode | Comm M&E/Tank:Renew Ne 1820 Litre Grp 1 Piece Pre-Insulated | Comm M&E - Tank:Renew Ne 1820 Litre Grp 1 Piece Pre-Insulated, unit of measure IT | Comm M&E-WT080103 | Y | Y | Y | Y | Y
M3NHFScheduleOfRatesCode | Comm M&E/Tank:Renew Ne 2275 Litre Grp 1 Piece Pre-Insulated | Comm M&E - Tank:Renew Ne 2275 Litre Grp 1 Piece Pre-Insulated, unit of measure IT | Comm M&E-WT080105 | Y | Y | Y | Y | Y
M3NHFScheduleOfRatesCode | Comm M&E/Tank:Renew Ne 2500 Litre Grp 1 Piece Pre-Insulated | Comm M&E - Tank:Renew Ne 2500 Litre Grp 1 Piece Pre-Insulated, unit of measure IT | Comm M&E-WT080107 | Y | Y | Y | Y | Y
M3NHFScheduleOfRatesCode | Comm M&E/Tank:Renew Ne 3000 Litre Grp 1 Piece Pre-Insulated | Comm M&E - Tank:Renew Ne 3000 Litre Grp 1 Piece Pre-Insulated, unit of measure IT | Comm M&E-WT080109 | Y | Y | Y | Y | Y
M3NHFScheduleOfRatesCode | Comm M&E/Tank:Renew Ne 3750 Litre Grp 1 Piece Pre-Insulated | Comm M&E - Tank:Renew Ne 3750 Litre Grp 1 Piece Pre-Insulated, unit of measure IT | Comm M&E-WT080111 | Y | Y | Y | Y | Y
M3NHFScheduleOfRatesCode | Comm M&E/Tank:Renew Ne 4545 Litre Grp 1 Piece Pre-Insulated | Comm M&E - Tank:Renew Ne 4545 Litre Grp 1 Piece Pre-Insulated, unit of measure IT | Comm M&E-WT080113 | Y | Y | Y | Y
M3NHFScheduleOfRatesCode | Comm M&E/Tank:Renew Ne 1364 Litre Grp Sectional Pre-Insul | Comm M&E - Tank:Renew Ne 1364 Litre Grp Sectional Pre-Insul, unit of measure IT | Comm M&E-WT080201 | Y | Y | Y | Y
M3NHFScheduleOfRatesCode | Comm M&E/Tank:Renew Ne 1600 Litre Grp Sectional Pre-Insul | Comm M&E - Tank:Renew Ne 1600 Litre Grp Sectional Pre-Insul, unit of measure IT | Comm M&E-WT080202 | Y | Y | Y | Y
M3NHFScheduleOfRatesCode | Comm M&E/Tank:Renew Ne 1820 Litre Grp Sectional Pre-Insul | Comm M&E - Tank:Renew Ne 1820 Litre Grp Sectional Pre-Insul, unit of measure IT | Comm M&E-WT080203 | Y | Y | Y | Y
M3NHFScheduleOfRatesCode | Comm M&E/Tank:Renew Ne 2275 Litre Grp Sectional Pre-Insul | Comm M&E - Tank:Renew Ne 2275 Litre Grp Sectional Pre-Insul, unit of measure IT | Comm M&E-WT080205 | Y | Y | Y | Y
M3NHFScheduleOfRatesCode | Comm M&E/Tank:Renew Ne 2500 Litre Grp Sectional Pre-Insul | Comm M&E - Tank:Renew Ne 2500 Litre Grp Sectional Pre-Insul, unit of measure IT | Comm M&E-WT080207 | Y | Y | Y | Y
M3NHFScheduleOfRatesCode | Comm M&E/Tank:Renew Ne 3000 Litre Grp Sectional Pre-Insul | Comm M&E - Tank:Renew Ne 3000 Litre Grp Sectional Pre-Insul, unit of measure IT | Comm M&E-WT080209 | Y | Y | Y | Y
M3NHFScheduleOfRatesCode | Comm M&E/Tank:Renew Ne 3750 Litre Grp Sectional Pre-Insul | Comm M&E - Tank:Renew Ne 3750 Litre Grp Sectional Pre-Insul, unit of measure IT | Comm M&E-WT080211 | Y | Y | Y | Y
M3NHFScheduleOfRatesCode | Comm M&E/Tank:Renew Ne 4545 Litre Grp Sectional Pre-Insul | Comm M&E - Tank:Renew Ne 4545 Litre Grp Sectional Pre-Insul, unit of measure IT | Comm M&E-WT080213 | Y | Y | Y | Y
M3NHFScheduleOfRatesCode | Comm M&E/Tank:Renew Ne 10,000 Litre Grp Sectional Pre-Insul | Comm M&E - Tank:Renew Ne 10,000 Litre Grp Sectional Pre-Insul, unit of measure IT | Comm M&E-WT080215 | Y | Y | Y | Y
M3NHFScheduleOfRatesCode | Comm M&E/Calorifier:Clean Out Tank | Comm M&E - Calorifier:Clean Out Tank, unit of measure IT | Comm M&E-WT090101 | Y | Y | Y | Y | Y
M3NHFScheduleOfRatesCode | Communal TV Maintenance/Communal Tv:Breakdown Block Ne 20 Dwellings | Communal TV Maintenance - Communal Tv:Breakdown Block Ne 20 Dwellings, unit of measure IT | Communal TV Maintenance-TV010301 | Y | Y | Y | Y
M3NHFScheduleOfRatesCode | Communal TV Maintenance/Communal Tv:Breakdown Block Over 20 Dwellings | Communal TV Maintenance - Communal Tv:Breakdown Block Over 20 Dwellings, unit of measure IT | Communal TV Maintenance-TV010303 | Y | Y | Y | Y
M3NHFScheduleOfRatesCode | Communal TV Maintenance/Tv Aerial:Rewire Coaxial Ne 10M | Communal TV Maintenance - Tv Aerial:Rewire Coaxial Ne 10M, unit of measure IT | Communal TV Maintenance-TV020101 | Y | Y | Y | Y
M3NHFScheduleOfRatesCode | Communal TV Maintenance/Tv Aerial:Rewire Coaxial 10-20M | Communal TV Maintenance - Tv Aerial:Rewire Coaxial 10-20M, unit of measure IT | Communal TV Maintenance-TV020103 | Y | Y | Y | Y
M3NHFScheduleOfRatesCode | Communal TV Maintenance/Tv Aerial:Rewire Coaxial Over 20M | Communal TV Maintenance - Tv Aerial:Rewire Coaxial Over 20M, unit of measure IT | Communal TV Maintenance-TV020105 | Y | Y | Y | Y
M3NHFScheduleOfRatesCode | Communal TV Maintenance/Tv Aerial Masts:Renew 2M | Communal TV Maintenance - Tv Aerial Masts:Renew 2M, unit of measure IT | Communal TV Maintenance-TV020301 | Y | Y | Y | Y
M3NHFScheduleOfRatesCode | Communal TV Maintenance/Tv Aerial Masts:Renew 4M | Communal TV Maintenance - Tv Aerial Masts:Renew 4M, unit of measure IT | Communal TV Maintenance-TV020303 | Y | Y | Y | Y
M3NHFScheduleOfRatesCode | Communal TV Maintenance/Tv Aerial Masts:Renew 8M | Communal TV Maintenance - Tv Aerial Masts:Renew 8M, unit of measure IT | Communal TV Maintenance-TV020305 | Y | Y | Y | Y
M3NHFScheduleOfRatesCode | Communal TV Maintenance/Tv Aerial:Renew 18 Element | Communal TV Maintenance - Tv Aerial:Renew 18 Element, unit of measure IT | Communal TV Maintenance-TV020401 | Y | Y | Y | Y
M3NHFScheduleOfRatesCode | Communal TV Maintenance/Tv Aerial:Renew Multi Element - Medium | Communal TV Maintenance - Tv Aerial:Renew Multi Element - Medium, unit of measure IT | Communal TV Maintenance-TV020403 | Y | Y | Y | Y
M3NHFScheduleOfRatesCode | Communal TV Maintenance/Tv Aerial:Renew Multi Element - High | Communal TV Maintenance - Tv Aerial:Renew Multi Element - High, unit of measure IT | Communal TV Maintenance-TV020405 | Y | Y | Y | Y
M3NHFScheduleOfRatesCode | Communal TV Maintenance/Tv Masthead Amplifier:Renew | Communal TV Maintenance - Tv Masthead Amplifier:Renew, unit of measure NO | Communal TV Maintenance-TV020501 | Y | Y | Y | Y
M3NHFScheduleOfRatesCode | Communal TV Maintenance/Tv Amplifier:Renew Two Channel | Communal TV Maintenance - Tv Amplifier:Renew Two Channel, unit of measure NO | Communal TV Maintenance-TV020503 | Y | Y | Y | Y
M3NHFScheduleOfRatesCode | Communal TV Maintenance/Tv Amplifier:Renew Head End | Communal TV Maintenance - Tv Amplifier:Renew Head End, unit of measure NO | Communal TV Maintenance-TV020505 | Y | Y | Y | Y
M3NHFScheduleOfRatesCode | Communal TV Maintenance/Tv Channel Equaliser:Renew | Communal TV Maintenance - Tv Channel Equaliser:Renew, unit of measure NO | Communal TV Maintenance-TV020603 | Y | Y | Y | Y
M3NHFScheduleOfRatesCode | Communal TV Maintenance/Tv Splitter:Renew | Communal TV Maintenance - Tv Splitter:Renew, unit of measure NO | Communal TV Maintenance-TV020605 | Y | Y | Y | Y
M3NHFScheduleOfRatesCode | Communal TV Maintenance/Tv Repeater Amplifier:Renew | Communal TV Maintenance - Tv Repeater Amplifier:Renew, unit of measure NO | Communal TV Maintenance-TV020609 | Y | Y | Y | Y
M3NHFScheduleOfRatesCode | Communal TV Maintenance/Tv Splitter/Combiner:Renew | Communal TV Maintenance - Tv Splitter/Combiner:Renew, unit of measure NO | Communal TV Maintenance-TV020611 | Y | Y | Y | Y
M3NHFScheduleOfRatesCode | Communal TV Maintenance/Tv Line Tap:Renew | Communal TV Maintenance - Tv Line Tap:Renew, unit of measure NO | Communal TV Maintenance-TV020613 | Y | Y | Y | Y
M3NHFScheduleOfRatesCode | Communal TV Maintenance/Tv In Line Attenuator:Renew | Communal TV Maintenance - Tv In Line Attenuator:Renew, unit of measure NO | Communal TV Maintenance-TV020615 | Y | Y | Y | Y
M3NHFScheduleOfRatesCode | Communal TV Maintenance/Tv Outlet:Renew Isolated Single Socket | Communal TV Maintenance - Tv Outlet:Renew Isolated Single Socket, unit of measure NO | Communal TV Maintenance-TV020701 | Y | Y | Y | Y
M3NHFScheduleOfRatesCode | Communal TV Maintenance/Tv Outlet:Renew Isolated In Line Inductive Socket | Communal TV Maintenance - Tv Outlet:Renew Isolated In Line Inductive Socket, unit of measure NO | Communal TV Maintenance-TV020703 | Y | Y | Y | Y
M3NHFScheduleOfRatesCode | Communal TV Maintenance/Tv Outlet:Renew Isolated In Line Resistive Socket | Communal TV Maintenance - Tv Outlet:Renew Isolated In Line Resistive Socket, unit of measure NO | Communal TV Maintenance-TV020705 | Y | Y | Y | Y
M3NHFScheduleOfRatesCode | Communal TV Maintenance/Tv Outlet:Renew Triple Socket | Communal TV Maintenance - Tv Outlet:Renew Triple Socket, unit of measure NO | Communal TV Maintenance-TV020707 | Y | Y | Y | Y
M3NHFScheduleOfRatesCode | Communal TV Maintenance/Tv Outlet:Renew Fly Lead Ne 1.5M | Communal TV Maintenance - Tv Outlet:Renew Fly Lead Ne 1.5M, unit of measure NO | Communal TV Maintenance-TV020709 | Y | Y | Y | Y
M3NHFScheduleOfRatesCode | Communal TV Maintenance/Tv Outlet:Renew Fly Lead Over 1.5 And Ne 5M | Communal TV Maintenance - Tv Outlet:Renew Fly Lead Over 1.5 And Ne 5M, unit of measure NO | Communal TV Maintenance-TV020711 | Y | Y | Y | Y
M3NHFScheduleOfRatesCode | Communal TV Maintenance/Conduit:Install 20Mm Steel Make Good | Communal TV Maintenance - Conduit:Install 20Mm Steel Make Good, unit of measure LM | Communal TV Maintenance-TV020801 | Y | Y | Y | Y
M3NHFScheduleOfRatesCode | Communal TV Maintenance/Mini-Trunking:Install 25 X 32Mm | Communal TV Maintenance - Mini-Trunking:Install 25 X 32Mm, unit of measure LM | Communal TV Maintenance-TV020803 | Y | Y | Y | Y
M3NHFScheduleOfRatesCode | Communal TV Maintenance/Co-Axial Cable:Install 1/1.67Mm Cable | Communal TV Maintenance - Co-Axial Cable:Install 1/1.67Mm Cable, unit of measure LM | Communal TV Maintenance-TV020805 | Y | Y | Y | Y
M3NHFScheduleOfRatesCode | Communal TV Maintenance/Co-Axial Cable:Install 1/1.25Mm Cable | Communal TV Maintenance - Co-Axial Cable:Install 1/1.25Mm Cable, unit of measure LM | Communal TV Maintenance-TV020807 | Y | Y | Y | Y
M3NHFScheduleOfRatesCode | Communal TV Maintenance/Co-Axial Cable:Install 1/1.00Mm Cable | Communal TV Maintenance - Co-Axial Cable:Install 1/1.00Mm Cable, unit of measure LM | Communal TV Maintenance-TV020809 | Y | Y | Y | Y
M3NHFScheduleOfRatesCode | Communal TV Maintenance/Satellite Dish Antenna:Renew 60Cm | Communal TV Maintenance - Satellite Dish Antenna:Renew 60Cm, unit of measure NO | Communal TV Maintenance-TV030101 | Y | Y | Y | Y
M3NHFScheduleOfRatesCode | Communal TV Maintenance/Satellite Dish Antenna:Renew 90Cm | Communal TV Maintenance - Satellite Dish Antenna:Renew 90Cm, unit of measure NO | Communal TV Maintenance-TV030103 | Y | Y | Y | Y
M3NHFScheduleOfRatesCode | Communal TV Maintenance/Satellite Dish:Renew 100Cm | Communal TV Maintenance - Satellite Dish:Renew 100Cm, unit of measure NO | Communal TV Maintenance-TV030105 | Y | Y | Y | Y
M3NHFScheduleOfRatesCode | Communal TV Maintenance/Satellite Dish:Renew 150Cm | Communal TV Maintenance - Satellite Dish:Renew 150Cm, unit of measure NO | Communal TV Maintenance-TV030107 | Y | Y | Y | Y
M3NHFScheduleOfRatesCode | Communal TV Maintenance/Lnb Dish:Renew 60Cm | Communal TV Maintenance - Lnb Dish:Renew 60Cm, unit of measure NO | Communal TV Maintenance-TV030201 | Y | Y | Y | Y
M3NHFScheduleOfRatesCode | Communal TV Maintenance/Communal Tv Satellite:Periodic Inspect Ne 6 System | Communal TV Maintenance - Communal Tv Satellite:Periodic Inspect Ne 6 System, unit of measure IT | Communal TV Maintenance-TV040201 | Y | Y | Y | Y
M3NHFScheduleOfRatesCode | Communal TV Maintenance/Communal Tv Satellite:Periodic Inspect Ne20 System | Communal TV Maintenance - Communal Tv Satellite:Periodic Inspect Ne20 System, unit of measure IT | Communal TV Maintenance-TV040203 | Y | Y | Y | Y
M3NHFScheduleOfRatesCode | Communal TV Maintenance/Communal Tv Satellite:Periodic Inspect Ne40 System | Communal TV Maintenance - Communal Tv Satellite:Periodic Inspect Ne40 System, unit of measure IT | Communal TV Maintenance-TV040205 | Y | Y | Y | Y
M3NHFScheduleOfRatesCode | Communal TV Maintenance/Communal Tv Satellite:Periodic Inspect Ne60 System | Communal TV Maintenance - Communal Tv Satellite:Periodic Inspect Ne60 System, unit of measure IT | Communal TV Maintenance-TV040207 | Y | Y | Y | Y
M3NHFScheduleOfRatesCode | Communal TV Maintenance/Communal Tv Satellite:Periodic Inspect Ne 80 Multi | Communal TV Maintenance - Communal Tv Satellite:Periodic Inspect Ne 80 Multi, unit of measure IT | Communal TV Maintenance-TV040209 | Y | Y | Y | Y
M3NHFScheduleOfRatesCode | Controlled Door Entry/Automatic Doors:Inspect/Service Doors And Operator | Controlled Door Entry - Automatic Doors:Inspect/Service Doors And Operator, unit of measure IT | Controlled Door Entry-AD010001 | Y | Y | Y | Y
M3NHFScheduleOfRatesCode | Controlled Door Entry/Automatic Doors:Fault Find On Door System | Controlled Door Entry - Automatic Doors:Fault Find On Door System, unit of measure NO | Controlled Door Entry-AD020001 |  | Y | Y | Y
M3NHFScheduleOfRatesCode | Controlled Door Entry/Automatic Doors:Replace Faulty Presence Detector | Controlled Door Entry - Automatic Doors:Replace Faulty Presence Detector, unit of measure NO | Controlled Door Entry-AD020005 | Y | Y | Y | Y
M3NHFScheduleOfRatesCode | Controlled Door Entry/Automatic Doors:Replace Faulty Photo Cell | Controlled Door Entry - Automatic Doors:Replace Faulty Photo Cell, unit of measure NO | Controlled Door Entry-AD020007 | Y | Y | Y | Y
M3NHFScheduleOfRatesCode | Controlled Door Entry/Automatic Doors:Replace Faulty Control Console | Controlled Door Entry - Automatic Doors:Replace Faulty Control Console, unit of measure NO | Controlled Door Entry-AD020009 | Y | Y | Y | Y
M3NHFScheduleOfRatesCode | Controlled Door Entry/Automatic Doors:Replace Faulty Fob Reader | Controlled Door Entry - Automatic Doors:Replace Faulty Fob Reader, unit of measure NO | Controlled Door Entry-AD020011 | Y | Y | Y | Y
M3NHFScheduleOfRatesCode | Controlled Door Entry/Automatic Doors:Replace Faulty Disabled Access Pad | Controlled Door Entry - Automatic Doors:Replace Faulty Disabled Access Pad, unit of measure NO | Controlled Door Entry-AD020013 | Y | Y | Y | Y
M3NHFScheduleOfRatesCode | Controlled Door Entry/Automatic Doors:Response Callout | Controlled Door Entry - Automatic Doors:Response Callout, unit of measure IT | Controlled Door Entry-AD030001 | Y
M3NHFScheduleOfRatesCode | Controlled Door Entry/Automatic Doors:Response Callout No Parts | Controlled Door Entry - Automatic Doors:Response Callout No Parts, unit of measure IT | Controlled Door Entry-AD030003 | Y
M3NHFScheduleOfRatesCode | Controlled Door Entry/Automatic Doors:Response Callout Parts Ne £100.00 | Controlled Door Entry - Automatic Doors:Response Callout Parts Ne £100.00, unit of measure IT | Controlled Door Entry-AD030005 | Y
M3NHFScheduleOfRatesCode | Controlled Door Entry/Automatic Doors:Response Callout Parts Ne £150.00 | Controlled Door Entry - Automatic Doors:Response Callout Parts Ne £150.00, unit of measure IT | Controlled Door Entry-AD030007 | Y
M3NHFScheduleOfRatesCode | Controlled Door Entry/Automatic Doors:Response Callout Parts Ne £250.00 | Controlled Door Entry - Automatic Doors:Response Callout Parts Ne £250.00, unit of measure IT | Controlled Door Entry-AD030009 | Y
M3NHFScheduleOfRatesCode | Controlled Door Entry/Automatic Doors:Response Callout Parts Ne £500.00 | Controlled Door Entry - Automatic Doors:Response Callout Parts Ne £500.00, unit of measure IT | Controlled Door Entry-AD030011 | Y
M3NHFScheduleOfRatesCode | Controlled Door Entry/Automatic Doors:Response Callout Parts Ne £1000.00 | Controlled Door Entry - Automatic Doors:Response Callout Parts Ne £1000.00, unit of measure IT | Controlled Door Entry-AD030013 | Y
M3NHFScheduleOfRatesCode | Controlled Door Entry/Cctv:Replace Digital Video Recorder/Transmitter | Controlled Door Entry - Cctv:Replace Digital Video Recorder/Transmitter, unit of measure NO | Controlled Door Entry-CC010052 | Y
M3NHFScheduleOfRatesCode | Controlled Door Entry/Cctv:Replace Pc For Remote Monitoring | Controlled Door Entry - Cctv:Replace Pc For Remote Monitoring, unit of measure NO | Controlled Door Entry-CC010054 | Y
M3NHFScheduleOfRatesCode | Controlled Door Entry/Cctv:Install Digital Video Recorder/Transmitter | Controlled Door Entry - Cctv:Install Digital Video Recorder/Transmitter, unit of measure NO | Controlled Door Entry-CC010061 | Y
M3NHFScheduleOfRatesCode | Controlled Door Entry/Cctv:Install Pc For Remote Monitoring | Controlled Door Entry - Cctv:Install Pc For Remote Monitoring, unit of measure NO | Controlled Door Entry-CC010063 | Y
M3NHFScheduleOfRatesCode | Controlled Door Entry/Cctv:Response Callout | Controlled Door Entry - Cctv:Response Callout, unit of measure IT | Controlled Door Entry-CC020001 | Y
M3NHFScheduleOfRatesCode | Controlled Door Entry/Cctv:Response Callout/Repair No Parts | Controlled Door Entry - Cctv:Response Callout/Repair No Parts, unit of measure IT | Controlled Door Entry-CC020003 | Y
M3NHFScheduleOfRatesCode | Controlled Door Entry/Cctv:Response Callout/Repair Parts Ne £100 | Controlled Door Entry - Cctv:Response Callout/Repair Parts Ne £100, unit of measure IT | Controlled Door Entry-CC020005 | Y
M3NHFScheduleOfRatesCode | Controlled Door Entry/Cctv:Response Callout/Repair Parts Ne £150 | Controlled Door Entry - Cctv:Response Callout/Repair Parts Ne £150, unit of measure IT | Controlled Door Entry-CC020007 | Y
M3NHFScheduleOfRatesCode | Controlled Door Entry/Cctv:Response Callout/Repair Parts Ne £250 | Controlled Door Entry - Cctv:Response Callout/Repair Parts Ne £250, unit of measure IT | Controlled Door Entry-CC020009 | Y
M3NHFScheduleOfRatesCode | Controlled Door Entry/Cctv:Response Callout/Repair Parts Ne £500 | Controlled Door Entry - Cctv:Response Callout/Repair Parts Ne £500, unit of measure IT | Controlled Door Entry-CC020011 | Y
M3NHFScheduleOfRatesCode | Controlled Door Entry/Cctv:Response Callout/Repair Parts Ne £1,000 | Controlled Door Entry - Cctv:Response Callout/Repair Parts Ne £1,000, unit of measure IT | Controlled Door Entry-CC020013 | Y
M3NHFScheduleOfRatesCode | Controlled Door Entry/Door Entry:Service Cctv Non Contact Sys Sheltered | Controlled Door Entry - Door Entry:Service Cctv Non Contact Sys Sheltered, unit of measure IT | Controlled Door Entry-DE010001 | Y | Y | Y | Y
M3NHFScheduleOfRatesCode | Controlled Door Entry/Door Entry:Service Cctv Non Contact Sys High Rise | Controlled Door Entry - Door Entry:Service Cctv Non Contact Sys High Rise, unit of measure IT | Controlled Door Entry-DE010003 | Y | Y | Y | Y
M3NHFScheduleOfRatesCode | Controlled Door Entry/Door Entry:Service Non Contact System High Rise | Controlled Door Entry - Door Entry:Service Non Contact System High Rise, unit of measure IT | Controlled Door Entry-DE010005 | Y | Y | Y | Y
M3NHFScheduleOfRatesCode | Controlled Door Entry/Door Entry:Service System Within High Rise Block | Controlled Door Entry - Door Entry:Service System Within High Rise Block, unit of measure IT | Controlled Door Entry-DE010007 | Y | Y | Y | Y
M3NHFScheduleOfRatesCode | Controlled Door Entry/Door Entry:Service System In Walk-Up 8 Flats | Controlled Door Entry - Door Entry:Service System In Walk-Up 8 Flats, unit of measure IT | Controlled Door Entry-DE010009 | Y | Y | Y | Y
M3NHFScheduleOfRatesCode | Controlled Door Entry/Door Entry:Service System In Walk-Up 10 Flats | Controlled Door Entry - Door Entry:Service System In Walk-Up 10 Flats, unit of measure IT | Controlled Door Entry-DE010011 | Y | Y | Y | Y
M3NHFScheduleOfRatesCode | Controlled Door Entry/Door Entry:Stand Alone Cctv System In Building | Controlled Door Entry - Door Entry:Stand Alone Cctv System In Building, unit of measure IT | Controlled Door Entry-DE010013 | Y | Y | Y | Y
M3NHFScheduleOfRatesCode | Controlled Door Entry/Door Entry:Repair Fault Replace Parts Within Block | Controlled Door Entry - Door Entry:Repair Fault Replace Parts Within Block, unit of measure NO | Controlled Door Entry-DE020001 |  | Y | Y | Y
M3NHFScheduleOfRatesCode | Controlled Door Entry/Door Entry:Repair Fault Replace Part Outside Block | Controlled Door Entry - Door Entry:Repair Fault Replace Part Outside Block, unit of measure NO | Controlled Door Entry-DE020003 |  | Y | Y | Y
M3NHFScheduleOfRatesCode | Controlled Door Entry/Door Entry:Renew Faulty Decoder | Controlled Door Entry - Door Entry:Renew Faulty Decoder, unit of measure NO | Controlled Door Entry-DE020005 | Y | Y | Y | Y
M3NHFScheduleOfRatesCode | Controlled Door Entry/Door Entry:Renew Faulty Cpu | Controlled Door Entry - Door Entry:Renew Faulty Cpu, unit of measure NO | Controlled Door Entry-DE020007 | Y | Y | Y | Y
M3NHFScheduleOfRatesCode | Controlled Door Entry/Door Entry:Install Hand Set Excluding Wiring | Controlled Door Entry - Door Entry:Install Hand Set Excluding Wiring, unit of measure NO | Controlled Door Entry-DE020009 | Y | Y | Y | Y
M3NHFScheduleOfRatesCode | Controlled Door Entry/Door Entry:Install Hand Set Including Wiring | Controlled Door Entry - Door Entry:Install Hand Set Including Wiring, unit of measure NO | Controlled Door Entry-DE020011 | Y | Y | Y | Y
M3NHFScheduleOfRatesCode | Controlled Door Entry/Door Entry:Renew Display On Door Entry Panel | Controlled Door Entry - Door Entry:Renew Display On Door Entry Panel, unit of measure NO | Controlled Door Entry-DE020013 | Y | Y | Y | Y
M3NHFScheduleOfRatesCode | Controlled Door Entry/Door Entry:Renew Main Entrance Panel | Controlled Door Entry - Door Entry:Renew Main Entrance Panel, unit of measure NO | Controlled Door Entry-DE020015 | Y | Y | Y | Y
M3NHFScheduleOfRatesCode | Controlled Door Entry/Door Entry:Renew Speaker/Microphone On Panel | Controlled Door Entry - Door Entry:Renew Speaker/Microphone On Panel, unit of measure NO | Controlled Door Entry-DE020017 | Y | Y | Y | Y
M3NHFScheduleOfRatesCode | Controlled Door Entry/Door Entry:Install New Push Buttons On Panel | Controlled Door Entry - Door Entry:Install New Push Buttons On Panel, unit of measure NO | Controlled Door Entry-DE020019 | Y | Y | Y | Y
M3NHFScheduleOfRatesCode | Controlled Door Entry/Door Entry:Renew Push To Exit Push Incl Wiring | Controlled Door Entry - Door Entry:Renew Push To Exit Push Incl Wiring, unit of measure NO | Controlled Door Entry-DE020021 | Y | Y | Y | Y
M3NHFScheduleOfRatesCode | Controlled Door Entry/Door Entry:Renew Electromagnetic Lock/Armature | Controlled Door Entry - Door Entry:Renew Electromagnetic Lock/Armature, unit of measure NO | Controlled Door Entry-DE020023 | Y | Y | Y | Y
M3NHFScheduleOfRatesCode | Controlled Door Entry/Door Entry:Renew Back Indication Door Contacts | Controlled Door Entry - Door Entry:Renew Back Indication Door Contacts, unit of measure NO | Controlled Door Entry-DE020025 | Y | Y | Y | Y
M3NHFScheduleOfRatesCode | Controlled Door Entry/Door Entry:Renew Emergency Door Exit Sounder | Controlled Door Entry - Door Entry:Renew Emergency Door Exit Sounder, unit of measure NO | Controlled Door Entry-DE020027 | Y | Y | Y | Y
M3NHFScheduleOfRatesCode | Controlled Door Entry/Door Entry:Repair Internal Fault Replace Parts | Controlled Door Entry - Door Entry:Repair Internal Fault Replace Parts, unit of measure IT | Controlled Door Entry-DE030001 |  | Y | Y | Y
M3NHFScheduleOfRatesCode | Controlled Door Entry/Door Entry:Repair External Fault Replace Parts | Controlled Door Entry - Door Entry:Repair External Fault Replace Parts, unit of measure IT | Controlled Door Entry-DE030003 |  | Y | Y | Y
M3NHFScheduleOfRatesCode | Controlled Door Entry/Door Entry:Renew Vandal Resistant Reader | Controlled Door Entry - Door Entry:Renew Vandal Resistant Reader, unit of measure NO | Controlled Door Entry-DE030005 | Y | Y | Y | Y
M3NHFScheduleOfRatesCode | Controlled Door Entry/Door Entry:Renew Pac 2000 (N) Controller | Controlled Door Entry - Door Entry:Renew Pac 2000 (N) Controller, unit of measure IT | Controlled Door Entry-DE030007 | Y | Y | Y | Y
M3NHFScheduleOfRatesCode | Controlled Door Entry/Door Entry:Ccd Camera With Lens | Controlled Door Entry - Door Entry:Ccd Camera With Lens, unit of measure NO | Controlled Door Entry-DE030009 | Y | Y | Y | Y
M3NHFScheduleOfRatesCode | Controlled Door Entry/Door Entry:Ceiling Mounted Vr Camera Enclosure | Controlled Door Entry - Door Entry:Ceiling Mounted Vr Camera Enclosure, unit of measure NO | Controlled Door Entry-DE030011 | Y | Y | Y | Y
M3NHFScheduleOfRatesCode | Controlled Door Entry/Door Entry:Wall Mounted Vr Camera Enclosure | Controlled Door Entry - Door Entry:Wall Mounted Vr Camera Enclosure, unit of measure NO | Controlled Door Entry-DE030013 | Y | Y | Y | Y
M3NHFScheduleOfRatesCode | Controlled Door Entry/Door Entry:Corner Mounted Vr Camera Enclosure | Controlled Door Entry - Door Entry:Corner Mounted Vr Camera Enclosure, unit of measure NO | Controlled Door Entry-DE030015 | Y | Y | Y | Y
M3NHFScheduleOfRatesCode | Controlled Door Entry/Door Entry:Polycarbonate Lens Cover In Vr Housing | Controlled Door Entry - Door Entry:Polycarbonate Lens Cover In Vr Housing, unit of measure NO | Controlled Door Entry-DE030017 | Y | Y | Y | Y
M3NHFScheduleOfRatesCode | Controlled Door Entry/Door Entry:Renew Internal Monitor/Handsets | Controlled Door Entry - Door Entry:Renew Internal Monitor/Handsets, unit of measure NO | Controlled Door Entry-DE030019 | Y
M3NHFScheduleOfRatesCode | Controlled Door Entry/Door Entry:Install Internal Monitor/Handsets | Controlled Door Entry - Door Entry:Install Internal Monitor/Handsets, unit of measure NO | Controlled Door Entry-DE030021 | Y
M3NHFScheduleOfRatesCode | Controlled Door Entry/Door Entry:Renew Video Distributor | Controlled Door Entry - Door Entry:Renew Video Distributor, unit of measure NO | Controlled Door Entry-DE030023 | Y
M3NHFScheduleOfRatesCode | Controlled Door Entry/Door Entry:Install Video Distributor | Controlled Door Entry - Door Entry:Install Video Distributor, unit of measure NO | Controlled Door Entry-DE030025 | Y
M3NHFScheduleOfRatesCode | Controlled Door Entry/Door Entry:Response Callout | Controlled Door Entry - Door Entry:Response Callout, unit of measure IT | Controlled Door Entry-DE040001 | Y
M3NHFScheduleOfRatesCode | Controlled Door Entry/Door Entry:Response Callout/Repair No Parts | Controlled Door Entry - Door Entry:Response Callout/Repair No Parts, unit of measure IT | Controlled Door Entry-DE040003 | Y
M3NHFScheduleOfRatesCode | Controlled Door Entry/Door Entry:Response Callout/Repair Parts Ne £100 | Controlled Door Entry - Door Entry:Response Callout/Repair Parts Ne £100, unit of measure IT | Controlled Door Entry-DE040005 | Y
M3NHFScheduleOfRatesCode | Controlled Door Entry/Door Entry:Response Callout/Repair Parts Ne £150 | Controlled Door Entry - Door Entry:Response Callout/Repair Parts Ne £150, unit of measure IT | Controlled Door Entry-DE040007 | Y
M3NHFScheduleOfRatesCode | Controlled Door Entry/Door Entry:Response Callout/Repair Parts Ne £250 | Controlled Door Entry - Door Entry:Response Callout/Repair Parts Ne £250, unit of measure IT | Controlled Door Entry-DE040009 | Y
M3NHFScheduleOfRatesCode | Controlled Door Entry/Door Entry:Response Callout/Repair Parts Ne £500 | Controlled Door Entry - Door Entry:Response Callout/Repair Parts Ne £500, unit of measure IT | Controlled Door Entry-DE040011 | Y
M3NHFScheduleOfRatesCode | Controlled Door Entry/Door Entry:Response Callout/Repair Parts Ne £1000 | Controlled Door Entry - Door Entry:Response Callout/Repair Parts Ne £1000, unit of measure IT | Controlled Door Entry-DE040013 | Y
M3NHFScheduleOfRatesCode | Controlled Door Entry/Door Entry:Renew Intercom Kit | Controlled Door Entry - Door Entry:Renew Intercom Kit, unit of measure NO | Controlled Door Entry-DE050001 | Y
M3NHFScheduleOfRatesCode | Controlled Door Entry/Door Entry:Install Extra Phone | Controlled Door Entry - Door Entry:Install Extra Phone, unit of measure NO | Controlled Door Entry-DE050003 | Y
M3NHFScheduleOfRatesCode | Controlled Door Entry/Door Entry:Renew Electric Latch | Controlled Door Entry - Door Entry:Renew Electric Latch, unit of measure NO | Controlled Door Entry-DE050005 | Y
M3NHFScheduleOfRatesCode | Controlled Door Entry/Door Entry:Renew Electric Latch Keeper | Controlled Door Entry - Door Entry:Renew Electric Latch Keeper, unit of measure NO | Controlled Door Entry-DE050006 | Y
M3NHFScheduleOfRatesCode | Controlled Door Entry/Door Entry:Renew 6 Core Cabling | Controlled Door Entry - Door Entry:Renew 6 Core Cabling, unit of measure LM | Controlled Door Entry-DE050007 | Y
M3NHFScheduleOfRatesCode | Controlled Door Entry/Door Entry:Renew 8 Core Cabling | Controlled Door Entry - Door Entry:Renew 8 Core Cabling, unit of measure LM | Controlled Door Entry-DE050008 | Y
M3NHFScheduleOfRatesCode | Controlled Door Entry/Door Entry:Renew Transformer | Controlled Door Entry - Door Entry:Renew Transformer, unit of measure NO | Controlled Door Entry-DE050009 | Y
M3NHFScheduleOfRatesCode | Controlled Door Entry/Door Entry Controls: Renew Trade Clock | Controlled Door Entry - Door Entry Controls: Renew Trade Clock, unit of measure NO | Controlled Door Entry-DE800001 | Y
M3NHFScheduleOfRatesCode | Controlled Door Entry/Door Entry Controls: Renew Over-Ride | Controlled Door Entry - Door Entry Controls: Renew Over-Ride, unit of measure NO | Controlled Door Entry-DE800003 | Y
M3NHFScheduleOfRatesCode | Controlled Door Entry/Door Entry Controls: Renew Power Supply | Controlled Door Entry - Door Entry Controls: Renew Power Supply, unit of measure NO | Controlled Door Entry-DE800005 | Y
M3NHFScheduleOfRatesCode | Controlled Door Entry/Door Entry Controls: Renew Control Unit | Controlled Door Entry - Door Entry Controls: Renew Control Unit, unit of measure NO | Controlled Door Entry-DE800007 | Y
M3NHFScheduleOfRatesCode | Controlled Door Entry/Door Entry Controls: Renew Buttons | Controlled Door Entry - Door Entry Controls: Renew Buttons, unit of measure NO | Controlled Door Entry-DE800009 | Y
M3NHFScheduleOfRatesCode | Controlled Door Entry/Door Entry Controls: Renew Amplifier | Controlled Door Entry - Door Entry Controls: Renew Amplifier, unit of measure NO | Controlled Door Entry-DE800011 | Y
M3NHFScheduleOfRatesCode | Controlled Door Entry/Door Entry Controls: Renew Battery | Controlled Door Entry - Door Entry Controls: Renew Battery, unit of measure NO | Controlled Door Entry-DE800013 | Y
M3NHFScheduleOfRatesCode | Controlled Door Entry/Door Entry Controls: Renew Fob Reader | Controlled Door Entry - Door Entry Controls: Renew Fob Reader, unit of measure NO | Controlled Door Entry-DE800015 | Y
M3NHFScheduleOfRatesCode | Controlled Door Entry/Door Entry Controls: Renew Exit Pad | Controlled Door Entry - Door Entry Controls: Renew Exit Pad, unit of measure NO | Controlled Door Entry-DE800017 | Y
M3NHFScheduleOfRatesCode | Controlled Door Entry/Door Entry Controls: Provide Additional Keys | Controlled Door Entry - Door Entry Controls: Provide Additional Keys, unit of measure NO | Controlled Door Entry-DE810001 | Y
M3NHFScheduleOfRatesCode | Controlled Door Entry/Door Entry Controls: Provide Garrison Keys | Controlled Door Entry - Door Entry Controls: Provide Garrison Keys, unit of measure NO | Controlled Door Entry-DE810002 | Y
M3NHFScheduleOfRatesCode | Controlled Door Entry/Door Entry Controls: Provide Additional Fobs | Controlled Door Entry - Door Entry Controls: Provide Additional Fobs, unit of measure NO | Controlled Door Entry-DE810003 | Y
M3NHFScheduleOfRatesCode | Controlled Door Entry/Door Entry Controls: Renew Phone Unit | Controlled Door Entry - Door Entry Controls: Renew Phone Unit, unit of measure NO | Controlled Door Entry-DE810005 | Y
M3NHFScheduleOfRatesCode | Controlled Door Entry/Door Entry:Renew Pac 512 Controller | Controlled Door Entry - Door Entry:Renew Pac 512 Controller, unit of measure IT | Controlled Door Entry-DE910101 | Y
M3NHFScheduleOfRatesCode | Controlled Door Entry/Door Entry:Renew Pac 512 Gsm Modem And Aerial | Controlled Door Entry - Door Entry:Renew Pac 512 Gsm Modem And Aerial, unit of measure IT | Controlled Door Entry-DE910103 | Y
M3NHFScheduleOfRatesCode | Controlled Door Entry/Door Entry:Renew Pac Vandal Panel Mount Reader | Controlled Door Entry - Door Entry:Renew Pac Vandal Panel Mount Reader, unit of measure IT | Controlled Door Entry-DE910105 | Y
M3NHFScheduleOfRatesCode | Controlled Door Entry/Door Entry:Install Pac Vandel Resistant Reader | Controlled Door Entry - Door Entry:Install Pac Vandel Resistant Reader, unit of measure IT | Controlled Door Entry-DE910107 | Y
M3NHFScheduleOfRatesCode | Controlled Door Entry/Door Entry:Supply Pac Fob And Deliver To Client | Controlled Door Entry - Door Entry:Supply Pac Fob And Deliver To Client, unit of measure IT | Controlled Door Entry-DE910109 | Y
M3NHFScheduleOfRatesCode | Controlled Door Entry/Door Entry:Connect Cabling To Fire Alarm | Controlled Door Entry - Door Entry:Connect Cabling To Fire Alarm, unit of measure IT | Controlled Door Entry-DE910121 | Y
M3NHFScheduleOfRatesCode | Controlled Door Entry/Door Entry:Install Existing Pac 512 In New Cabinet | Controlled Door Entry - Door Entry:Install Existing Pac 512 In New Cabinet, unit of measure IT | Controlled Door Entry-DE910123 | Y
M3NHFScheduleOfRatesCode | Controlled Door Entry/Door Entry:Install Functional Audio Call Panel | Controlled Door Entry - Door Entry:Install Functional Audio Call Panel, unit of measure IT | Controlled Door Entry-DE910301 | Y
M3NHFScheduleOfRatesCode | Controlled Door Entry/Door Entry:Install Digital Audio Call Panel | Controlled Door Entry - Door Entry:Install Digital Audio Call Panel, unit of measure IT | Controlled Door Entry-DE910303 | Y
M3NHFScheduleOfRatesCode | Controlled Door Entry/Door Entry:Install Functional Video Call Panel | Controlled Door Entry - Door Entry:Install Functional Video Call Panel, unit of measure IT | Controlled Door Entry-DE910305 | Y
M3NHFScheduleOfRatesCode | Controlled Door Entry/Door Entry:Install Digital Video Call Panel | Controlled Door Entry - Door Entry:Install Digital Video Call Panel, unit of measure IT | Controlled Door Entry-DE910307 | Y
M3NHFScheduleOfRatesCode | Controlled Door Entry/Door Entry:Install Function Video Ready Call Panel | Controlled Door Entry - Door Entry:Install Function Video Ready Call Panel, unit of measure IT | Controlled Door Entry-DE910309 | Y
M3NHFScheduleOfRatesCode | Controlled Door Entry/Door Entry:Install Digital Video Ready Call Panel | Controlled Door Entry - Door Entry:Install Digital Video Ready Call Panel, unit of measure IT | Controlled Door Entry-DE910311 | Y
M3NHFScheduleOfRatesCode | Controlled Door Entry/Door Entry:Install Functional Audio Controller | Controlled Door Entry - Door Entry:Install Functional Audio Controller, unit of measure IT | Controlled Door Entry-DE910313 | Y
M3NHFScheduleOfRatesCode | Controlled Door Entry/Door Entry:Install Digital Audio Controller | Controlled Door Entry - Door Entry:Install Digital Audio Controller, unit of measure IT | Controlled Door Entry-DE910315 | Y
M3NHFScheduleOfRatesCode | Controlled Door Entry/Door Entry:Install Functional Video Controller | Controlled Door Entry - Door Entry:Install Functional Video Controller, unit of measure IT | Controlled Door Entry-DE910317 | Y
M3NHFScheduleOfRatesCode | Controlled Door Entry/Door Entry:Install Digital Video Controller | Controlled Door Entry - Door Entry:Install Digital Video Controller, unit of measure IT | Controlled Door Entry-DE910319 | Y
M3NHFScheduleOfRatesCode | Controlled Door Entry/Door Entry:Install 16 Way Audio Marshalling Board | Controlled Door Entry - Door Entry:Install 16 Way Audio Marshalling Board, unit of measure IT | Controlled Door Entry-DE910321 | Y
M3NHFScheduleOfRatesCode | Controlled Door Entry/Door Entry:Install 16 Way Video Marshalling Board | Controlled Door Entry - Door Entry:Install 16 Way Video Marshalling Board, unit of measure IT | Controlled Door Entry-DE910323 | Y
M3NHFScheduleOfRatesCode | Controlled Door Entry/Door Entry:Install Audio Handset | Controlled Door Entry - Door Entry:Install Audio Handset, unit of measure IT | Controlled Door Entry-DE910325 | Y
M3NHFScheduleOfRatesCode | Controlled Door Entry/Door Entry:Install Video Handset | Controlled Door Entry - Door Entry:Install Video Handset, unit of measure IT | Controlled Door Entry-DE910327 | Y
M3NHFScheduleOfRatesCode | Controlled Door Entry/Door Entry:Install Dome Camera | Controlled Door Entry - Door Entry:Install Dome Camera, unit of measure IT | Controlled Door Entry-DE910329 | Y
M3NHFScheduleOfRatesCode | Controlled Door Entry/Door Entry:Install Flashing Beacon | Controlled Door Entry - Door Entry:Install Flashing Beacon, unit of measure IT | Controlled Door Entry-DE910331 | Y
M3NHFScheduleOfRatesCode | Controlled Door Entry/Door Entry:Install Beacon | Controlled Door Entry - Door Entry:Install Beacon, unit of measure IT | Controlled Door Entry-DE910333 | Y
M3NHFScheduleOfRatesCode | Controlled Door Entry/Door Entry:Install Push To Exit Switch | Controlled Door Entry - Door Entry:Install Push To Exit Switch, unit of measure IT | Controlled Door Entry-DE910501 | Y
M3NHFScheduleOfRatesCode | Controlled Door Entry/Door Entry:Install Stainless Plate To Pte Switch | Controlled Door Entry - Door Entry:Install Stainless Plate To Pte Switch, unit of measure IT | Controlled Door Entry-DE910503 | Y
M3NHFScheduleOfRatesCode | Controlled Door Entry/Door Entry:Supply And Fix Pte Sign | Controlled Door Entry - Door Entry:Supply And Fix Pte Sign, unit of measure IT | Controlled Door Entry-DE910505 | Y
M3NHFScheduleOfRatesCode | Controlled Door Entry/Door Entry:Install Pte Surface Box | Controlled Door Entry - Door Entry:Install Pte Surface Box, unit of measure IT | Controlled Door Entry-DE910507 | Y
M3NHFScheduleOfRatesCode | Controlled Door Entry/Door Entry:Install Flush Fireman Switch | Controlled Door Entry - Door Entry:Install Flush Fireman Switch, unit of measure IT | Controlled Door Entry-DE910701 | Y
M3NHFScheduleOfRatesCode | Controlled Door Entry/Door Entry:Install Surface Fireman Switch | Controlled Door Entry - Door Entry:Install Surface Fireman Switch, unit of measure IT | Controlled Door Entry-DE910703 | Y
M3NHFScheduleOfRatesCode | Controlled Door Entry/Door Entry:Install 12 Volt 7Ah Battery | Controlled Door Entry - Door Entry:Install 12 Volt 7Ah Battery, unit of measure IT | Controlled Door Entry-DE910901 | Y
M3NHFScheduleOfRatesCode | Controlled Door Entry/Door Entry:Install Surface Door Contacts | Controlled Door Entry - Door Entry:Install Surface Door Contacts, unit of measure IT | Controlled Door Entry-DE910903 | Y
M3NHFScheduleOfRatesCode | Controlled Door Entry/Door Entry:Install Pvc Video Handset Backing Plate | Controlled Door Entry - Door Entry:Install Pvc Video Handset Backing Plate, unit of measure IT | Controlled Door Entry-DE910905 | Y
M3NHFScheduleOfRatesCode | Controlled Door Entry/Door Entry:Install Alarm Cable | Controlled Door Entry - Door Entry:Install Alarm Cable, unit of measure LM | Controlled Door Entry-DE910907 | Y
M3NHFScheduleOfRatesCode | Controlled Door Entry/Door Entry:Install Cat 5 Cable | Controlled Door Entry - Door Entry:Install Cat 5 Cable, unit of measure LM | Controlled Door Entry-DE910909 | Y
M3NHFScheduleOfRatesCode | Controlled Door Entry/Door Entry:Install 6 Core Cabling | Controlled Door Entry - Door Entry:Install 6 Core Cabling, unit of measure LM | Controlled Door Entry-DE910911 | Y
M3NHFScheduleOfRatesCode | Controlled Door Entry/Door Entry:Install 10 Core Cabling | Controlled Door Entry - Door Entry:Install 10 Core Cabling, unit of measure LM | Controlled Door Entry-DE910913 | Y
M3NHFScheduleOfRatesCode | Controlled Door Entry/Door Entry:Install Rg59 Camera Cable (Coax) | Controlled Door Entry - Door Entry:Install Rg59 Camera Cable (Coax), unit of measure LM | Controlled Door Entry-DE910915 | Y
M3NHFScheduleOfRatesCode | Controlled Door Entry/Door Entry:Crimp Connection To Rg59 Bnc Cable | Controlled Door Entry - Door Entry:Crimp Connection To Rg59 Bnc Cable, unit of measure IT | Controlled Door Entry-DE910917 | Y
M3NHFScheduleOfRatesCode | Controlled Door Entry/Door Entry:Draw Upto 6Mm Single Cable | Controlled Door Entry - Door Entry:Draw Upto 6Mm Single Cable, unit of measure LM | Controlled Door Entry-DE910919 | Y
M3NHFScheduleOfRatesCode | Controlled Door Entry/Door Entry:Install Power Supply | Controlled Door Entry - Door Entry:Install Power Supply, unit of measure LM | Controlled Door Entry-DE930101 | Y
M3NHFScheduleOfRatesCode | Controlled Door Entry/Door Entry:Metalclad Engraved Fused Connection | Controlled Door Entry - Door Entry:Metalclad Engraved Fused Connection, unit of measure IT | Controlled Door Entry-DE930103 | Y
M3NHFScheduleOfRatesCode | Controlled Door Entry/Door Entry:Relocate Existing Light Fitting | Controlled Door Entry - Door Entry:Relocate Existing Light Fitting, unit of measure IT | Controlled Door Entry-DE930105 | Y
M3NHFScheduleOfRatesCode | Controlled Door Entry/Door Entry:Test Electrical Circuit | Controlled Door Entry - Door Entry:Test Electrical Circuit, unit of measure IT | Controlled Door Entry-DE930107 | Y
M3NHFScheduleOfRatesCode | Controlled Door Entry/Door Entry:Install 50Mm X 50Mm Galvanised Trunking | Controlled Door Entry - Door Entry:Install 50Mm X 50Mm Galvanised Trunking, unit of measure LM | Controlled Door Entry-DE930301 | Y
M3NHFScheduleOfRatesCode | Controlled Door Entry/Door Entry:Install Upvc Mini Trunking | Controlled Door Entry - Door Entry:Install Upvc Mini Trunking, unit of measure LM | Controlled Door Entry-DE930303 | Y
M3NHFScheduleOfRatesCode | Controlled Door Entry/Door Entry:Install 20Mm Galvanised Conduit | Controlled Door Entry - Door Entry:Install 20Mm Galvanised Conduit, unit of measure LM | Controlled Door Entry-DE930305 | Y
M3NHFScheduleOfRatesCode | Controlled Door Entry/Door Entry:Install 25Mm Galvanised Conduit | Controlled Door Entry - Door Entry:Install 25Mm Galvanised Conduit, unit of measure LM | Controlled Door Entry-DE930307 | Y
M3NHFScheduleOfRatesCode | Controlled Door Entry/Door Entry:New Dda Extension Step | Controlled Door Entry - Door Entry:New Dda Extension Step, unit of measure SM | Controlled Door Entry-DE950101 | Y
M3NHFScheduleOfRatesCode | Controlled Door Entry/Door Entry:Install Fob Reader Post | Controlled Door Entry - Door Entry:Install Fob Reader Post, unit of measure IT | Controlled Door Entry-DE950103 | Y
M3NHFScheduleOfRatesCode | Controlled Door Entry/Door Entry:Install Polypipe In Trench - Soft | Controlled Door Entry - Door Entry:Install Polypipe In Trench - Soft, unit of measure LM | Controlled Door Entry-DE950105 | Y
M3NHFScheduleOfRatesCode | Controlled Door Entry/Door Entry:Install Polypipe In Trench - Hard | Controlled Door Entry - Door Entry:Install Polypipe In Trench - Hard, unit of measure LM | Controlled Door Entry-DE950107 | Y
M3NHFScheduleOfRatesCode | Controlled Door Entry/Door Entry:Install Handrail Door Stop | Controlled Door Entry - Door Entry:Install Handrail Door Stop, unit of measure IT | Controlled Door Entry-DE950109 | Y
M3NHFScheduleOfRatesCode | Controlled Door Entry/Door Entry:Install Wall/Floor Mounted Door Stop | Controlled Door Entry - Door Entry:Install Wall/Floor Mounted Door Stop, unit of measure IT | Controlled Door Entry-DE950111 | Y
M3NHFScheduleOfRatesCode | Controlled Door Entry/Door Entry:Drill Hole Through Floors/Walls | Controlled Door Entry - Door Entry:Drill Hole Through Floors/Walls, unit of measure IT | Controlled Door Entry-DE950113 | Y
M3NHFScheduleOfRatesCode | Controlled Door Entry/Door Entry:Drill Hole Into Flats | Controlled Door Entry - Door Entry:Drill Hole Into Flats, unit of measure IT | Controlled Door Entry-DE950115 | Y
M3NHFScheduleOfRatesCode | Controlled Door Entry/Door Entry:Install Office And Common Room Sign | Controlled Door Entry - Door Entry:Install Office And Common Room Sign, unit of measure IT | Controlled Door Entry-DE950117 | Y
M3NHFScheduleOfRatesCode | Controlled Door Entry/Door Entry:Brick Up Redundant Opening | Controlled Door Entry - Door Entry:Brick Up Redundant Opening, unit of measure IT | Controlled Door Entry-DE950119 | Y
M3NHFScheduleOfRatesCode | Controlled Door Entry/Door Entry:Install Hasp & Staple | Controlled Door Entry - Door Entry:Install Hasp & Staple, unit of measure IT | Controlled Door Entry-DE950127 | Y
M3NHFScheduleOfRatesCode | Controlled Door Entry/Door Entry:Renew With Timber Door 1200Mm X 2400Mm | Controlled Door Entry - Door Entry:Renew With Timber Door 1200Mm X 2400Mm, unit of measure IT | Controlled Door Entry-DE970101 | Y
M3NHFScheduleOfRatesCode | Controlled Door Entry/Door Entry:Renew With Timber Door 1600Mm X 2400Mm | Controlled Door Entry - Door Entry:Renew With Timber Door 1600Mm X 2400Mm, unit of measure IT | Controlled Door Entry-DE970103 | Y
M3NHFScheduleOfRatesCode | Controlled Door Entry/Door Entry:Renew With Timber Door 2100Mm X 2400Mm | Controlled Door Entry - Door Entry:Renew With Timber Door 2100Mm X 2400Mm, unit of measure IT | Controlled Door Entry-DE970105 | Y
M3NHFScheduleOfRatesCode | Controlled Door Entry/Door Entry:Renew With Timber Door 2700Mm X 2400Mm | Controlled Door Entry - Door Entry:Renew With Timber Door 2700Mm X 2400Mm, unit of measure IT | Controlled Door Entry-DE970107 | Y
M3NHFScheduleOfRatesCode | Controlled Door Entry/Door Entry:Adapt Timber Screen For New Panel | Controlled Door Entry - Door Entry:Adapt Timber Screen For New Panel, unit of measure IT | Controlled Door Entry-DE970109 | Y
M3NHFScheduleOfRatesCode | Controlled Door Entry/Door Entry:Renew With Steel Door 1200Mm X 2400Mm | Controlled Door Entry - Door Entry:Renew With Steel Door 1200Mm X 2400Mm, unit of measure IT | Controlled Door Entry-DE970301 | Y
M3NHFScheduleOfRatesCode | Controlled Door Entry/Door Entry:Renew With Steel Door 1600Mm X 2400Mm | Controlled Door Entry - Door Entry:Renew With Steel Door 1600Mm X 2400Mm, unit of measure IT | Controlled Door Entry-DE970303 | Y
M3NHFScheduleOfRatesCode | Controlled Door Entry/Door Entry:Renew With Steel Door 2100Mm X 2400Mm | Controlled Door Entry - Door Entry:Renew With Steel Door 2100Mm X 2400Mm, unit of measure IT | Controlled Door Entry-DE970305 | Y
M3NHFScheduleOfRatesCode | Controlled Door Entry/Door Entry:Renew With Steel Door 2700Mm X 2400Mm | Controlled Door Entry - Door Entry:Renew With Steel Door 2700Mm X 2400Mm, unit of measure IT | Controlled Door Entry-DE970307 | Y
M3NHFScheduleOfRatesCode | Controlled Door Entry/Door Entry:Install Monitored Magnetic Lock | Controlled Door Entry - Door Entry:Install Monitored Magnetic Lock, unit of measure IT | Controlled Door Entry-DE970501 | Y
M3NHFScheduleOfRatesCode | Controlled Door Entry/Door Entry:Install Un-Monitored Magnetic Lock | Controlled Door Entry - Door Entry:Install Un-Monitored Magnetic Lock, unit of measure IT | Controlled Door Entry-DE970503 | Y
M3NHFScheduleOfRatesCode | Controlled Door Entry/Door Entry:Install Electronic Door Latch | Controlled Door Entry - Door Entry:Install Electronic Door Latch, unit of measure IT | Controlled Door Entry-DE970505 | Y
M3NHFScheduleOfRatesCode | Controlled Door Entry/Door Entry:Install Auto Door Closer | Controlled Door Entry - Door Entry:Install Auto Door Closer, unit of measure IT | Controlled Door Entry-DE970507 | Y
M3NHFScheduleOfRatesCode | Controlled Door Entry/Door Entry:Transfer Auto Door Opener To New Door | Controlled Door Entry - Door Entry:Transfer Auto Door Opener To New Door, unit of measure IT | Controlled Door Entry-DE970509 | Y
M3NHFScheduleOfRatesCode | Controlled Door Entry/Door Entry:Refix Loose Glazing Beads | Controlled Door Entry - Door Entry:Refix Loose Glazing Beads, unit of measure NO | Controlled Door Entry-EJ081307 | Y
M3NHFScheduleOfRatesCode | Controlled Door Entry/Door Entry:Renew Hardwood Glazing Beads | Controlled Door Entry - Door Entry:Renew Hardwood Glazing Beads, unit of measure LM | Controlled Door Entry-EJ081309 | Y
M3NHFScheduleOfRatesCode | Controlled Door Entry/Door Entry:Patch Or Repair Door Stile | Controlled Door Entry - Door Entry:Patch Or Repair Door Stile, unit of measure NO | Controlled Door Entry-EJ081311 | Y
M3NHFScheduleOfRatesCode | Controlled Door Entry/Door Entry:Renew Hardwood Door Stile | Controlled Door Entry - Door Entry:Renew Hardwood Door Stile, unit of measure IT | Controlled Door Entry-EJ081313 | Y
M3NHFScheduleOfRatesCode | Controlled Door Entry/Door Entry:Ease And Adjust Including Remove | Controlled Door Entry - Door Entry:Ease And Adjust Including Remove, unit of measure NO | Controlled Door Entry-EJ081315 | Y
M3NHFScheduleOfRatesCode | Controlled Door Entry/Door Entry:Remove Readjust And Rehang Timber Door | Controlled Door Entry - Door Entry:Remove Readjust And Rehang Timber Door, unit of measure IT | Controlled Door Entry-EJ081316 | Y
M3NHFScheduleOfRatesCode | Controlled Door Entry/Door Entry:Overhaul External Complete | Controlled Door Entry - Door Entry:Overhaul External Complete, unit of measure NO | Controlled Door Entry-EJ081317 | Y
M3NHFScheduleOfRatesCode | Controlled Door Entry/Door Entry:Overhaul External Complete Sidelight | Controlled Door Entry - Door Entry:Overhaul External Complete Sidelight, unit of measure NO | Controlled Door Entry-EJ081319 | Y
M3NHFScheduleOfRatesCode | Controlled Door Entry/Door Entry:Ease/Oil And Adjust Steel | Controlled Door Entry - Door Entry:Ease/Oil And Adjust Steel, unit of measure NO | Controlled Door Entry-EJ081511 | Y
M3NHFScheduleOfRatesCode | Controlled Door Entry/Door Entry:Overhaul Steel | Controlled Door Entry - Door Entry:Overhaul Steel, unit of measure NO | Controlled Door Entry-EJ081513 | Y
M3NHFScheduleOfRatesCode | Controlled Door Entry/Door Entry Screen:Install Hardwood Ne 1.2X2.4M | Controlled Door Entry - Door Entry Screen:Install Hardwood Ne 1.2X2.4M, unit of measure NO | Controlled Door Entry-EJ090209 | Y
M3NHFScheduleOfRatesCode | Controlled Door Entry/Door Entry Screen:Install Hardwood Ne 1.6X2.4M | Controlled Door Entry - Door Entry Screen:Install Hardwood Ne 1.6X2.4M, unit of measure NO | Controlled Door Entry-EJ090211 | Y
M3NHFScheduleOfRatesCode | Controlled Door Entry/Door Entry Screen:Install Hardwood Ne 2.1X2.4M | Controlled Door Entry - Door Entry Screen:Install Hardwood Ne 2.1X2.4M, unit of measure NO | Controlled Door Entry-EJ090213 | Y
M3NHFScheduleOfRatesCode | Controlled Door Entry/Door Entry Screen:Install Hardwood Ne 2.7X2.4M | Controlled Door Entry - Door Entry Screen:Install Hardwood Ne 2.7X2.4M, unit of measure NO | Controlled Door Entry-EJ090215 | Y
M3NHFScheduleOfRatesCode | Controlled Door Entry/Door Entry Screen:Install Powder Ctd Ne 1.25X2.4M | Controlled Door Entry - Door Entry Screen:Install Powder Ctd Ne 1.25X2.4M, unit of measure NO | Controlled Door Entry-EJ090409 | Y
M3NHFScheduleOfRatesCode | Controlled Door Entry/Door Entry Screen:Install Powder Ctd Ne 1.60X2.4M | Controlled Door Entry - Door Entry Screen:Install Powder Ctd Ne 1.60X2.4M, unit of measure NO | Controlled Door Entry-EJ090411 | Y
M3NHFScheduleOfRatesCode | Controlled Door Entry/Door Entry Screen:Install Powder Ctd Ne 2.10X2.4M | Controlled Door Entry - Door Entry Screen:Install Powder Ctd Ne 2.10X2.4M, unit of measure NO | Controlled Door Entry-EJ090413 | Y
M3NHFScheduleOfRatesCode | Controlled Door Entry/Door Entry Screen:Install Powder Ctd Ne 2.70X2.4M | Controlled Door Entry - Door Entry Screen:Install Powder Ctd Ne 2.70X2.4M, unit of measure NO | Controlled Door Entry-EJ090415 | Y
M3NHFScheduleOfRatesCode | Controlled Door Entry/Door Entry Frame:Refix Loose External Frame | Controlled Door Entry - Door Entry Frame:Refix Loose External Frame, unit of measure NO | Controlled Door Entry-EJ101701 | Y
M3NHFScheduleOfRatesCode | Controlled Door Entry/Door Entry Frame:Rake Out Repoint External Sealant | Controlled Door Entry - Door Entry Frame:Rake Out Repoint External Sealant, unit of measure LM | Controlled Door Entry-EJ101703 | Y
M3NHFScheduleOfRatesCode | Controlled Door Entry/Door Entry Ironmongery:Renew Heavy Duty Strike | Controlled Door Entry - Door Entry Ironmongery:Renew Heavy Duty Strike, unit of measure NO | Controlled Door Entry-EJ800001 | Y
M3NHFScheduleOfRatesCode | Controlled Door Entry/Door Entry Ironmongery:Renew Closer | Controlled Door Entry - Door Entry Ironmongery:Renew Closer, unit of measure NO | Controlled Door Entry-EJ800003 | Y
M3NHFScheduleOfRatesCode | Controlled Door Entry/Door Entry Ironmongery:Renew Face Plate | Controlled Door Entry - Door Entry Ironmongery:Renew Face Plate, unit of measure NO | Controlled Door Entry-EJ800005 | Y
M3NHFScheduleOfRatesCode | Controlled Door Entry/Door Entry Ironmongery:Renew Assa Lock | Controlled Door Entry - Door Entry Ironmongery:Renew Assa Lock, unit of measure NO | Controlled Door Entry-EJ800007 | Y
M3NHFScheduleOfRatesCode | Controlled Door Entry/Door Entry Ironmongery:Renew Magna Lock | Controlled Door Entry - Door Entry Ironmongery:Renew Magna Lock, unit of measure NO | Controlled Door Entry-EJ800009 | Y
M3NHFScheduleOfRatesCode | Controlled Door Entry/Door Entry Ironmongery:Renew Lcn Closer | Controlled Door Entry - Door Entry Ironmongery:Renew Lcn Closer, unit of measure NO | Controlled Door Entry-EJ800011 | Y
M3NHFScheduleOfRatesCode | Controlled Door Entry/Door Entry Ironmongery:Renew Handle | Controlled Door Entry - Door Entry Ironmongery:Renew Handle, unit of measure NO | Controlled Door Entry-EJ800013 | Y
M3NHFScheduleOfRatesCode | Controlled Door Entry/Door Entry Ironmongery:Renew Strike | Controlled Door Entry - Door Entry Ironmongery:Renew Strike, unit of measure NO | Controlled Door Entry-EJ800015 | Y
M3NHFScheduleOfRatesCode | Controlled Door Entry/Door Entry Ironmongery:Renew Panic Bar | Controlled Door Entry - Door Entry Ironmongery:Renew Panic Bar, unit of measure NO | Controlled Door Entry-EJ800017 | Y
M3NHFScheduleOfRatesCode | Controlled Door Entry/Door Entry Ironmongery:Renew Union Lock | Controlled Door Entry - Door Entry Ironmongery:Renew Union Lock, unit of measure NO | Controlled Door Entry-EJ800019 | Y
M3NHFScheduleOfRatesCode | Controlled Door Entry/Door Entry Ironmongery:Renew Finger Plate | Controlled Door Entry - Door Entry Ironmongery:Renew Finger Plate, unit of measure NO | Controlled Door Entry-EJ800021 | Y
M3NHFScheduleOfRatesCode | Controlled Door Entry/Door Entry Ironmongery:Renew Hasp | Controlled Door Entry - Door Entry Ironmongery:Renew Hasp, unit of measure NO | Controlled Door Entry-EJ800023 | Y
M3NHFScheduleOfRatesCode | Controlled Door Entry/Door Entry Ironmongery:Renew Padlock | Controlled Door Entry - Door Entry Ironmongery:Renew Padlock, unit of measure NO | Controlled Door Entry-EJ800025 | Y
M3NHFScheduleOfRatesCode | Controlled Door Entry/Door Entry Ironmongery:Renew D Handle | Controlled Door Entry - Door Entry Ironmongery:Renew D Handle, unit of measure NO | Controlled Door Entry-EJ800026 | Y
M3NHFScheduleOfRatesCode | Controlled Door Entry/Door Entry Ironmongery:Renew Guard Plate | Controlled Door Entry - Door Entry Ironmongery:Renew Guard Plate, unit of measure NO | Controlled Door Entry-EJ800028 | Y
M3NHFScheduleOfRatesCode | Controlled Door Entry/Door Entry Ironmongery:Renew Hinge | Controlled Door Entry - Door Entry Ironmongery:Renew Hinge, unit of measure NO | Controlled Door Entry-EJ800029 | Y
M3NHFScheduleOfRatesCode | Controlled Door Entry/Door Entry Ironmongery:Renew Lock Barrel | Controlled Door Entry - Door Entry Ironmongery:Renew Lock Barrel, unit of measure NO | Controlled Door Entry-EJ800030 | Y
M3NHFScheduleOfRatesCode | Controlled Door Entry/Door Entry Ironmongery:Renew Continuous Hinge | Controlled Door Entry - Door Entry Ironmongery:Renew Continuous Hinge, unit of measure NO | Controlled Door Entry-EJ800031 | Y
M3NHFScheduleOfRatesCode | Controlled Door Entry/Door Entry Pane:Reglaze 6Mm Polycarb Upto 1.00Sm | Controlled Door Entry - Door Entry Pane:Reglaze 6Mm Polycarb Upto 1.00Sm, unit of measure NO | Controlled Door Entry-GL010609 | Y
M3NHFScheduleOfRatesCode | Controlled Door Entry/Door Entry Pane:Reglaze 6Mm Polycarb Over 1.00Sm | Controlled Door Entry - Door Entry Pane:Reglaze 6Mm Polycarb Over 1.00Sm, unit of measure SM | Controlled Door Entry-GL010611 | Y
M3NHFScheduleOfRatesCode | Controlled Door Entry/Door Entry Doors:Washdown And Clean Powder Coated | Controlled Door Entry - Door Entry Doors:Washdown And Clean Powder Coated, unit of measure IT | Controlled Door Entry-PA010374 | Y
M3NHFScheduleOfRatesCode | Controlled Door Entry/Door Entry Surfaces:Washdown Clean Powder Coated | Controlled Door Entry - Door Entry Surfaces:Washdown Clean Powder Coated, unit of measure SM | Controlled Door Entry-PA010388 | Y
M3NHFScheduleOfRatesCode | Controlled Door Entry/Door Entry Surfaces:Prepare 2 Coats Decor Stain | Controlled Door Entry - Door Entry Surfaces:Prepare 2 Coats Decor Stain, unit of measure SM | Controlled Door Entry-PA021119 | Y
M3NHFScheduleOfRatesCode | Controlled Door Entry/Door Entry Frame:Prepare 2 Coats Stain Ne 300Mm | Controlled Door Entry - Door Entry Frame:Prepare 2 Coats Stain Ne 300Mm, unit of measure LM | Controlled Door Entry-PA021121 | Y
M3NHFScheduleOfRatesCode | Controlled Door Entry/Door Entry:Prepare 2 Coats Stain Glazed Door (O/S) | Controlled Door Entry - Door Entry:Prepare 2 Coats Stain Glazed Door (O/S), unit of measure IT | Controlled Door Entry-PA021123 | Y
M3NHFScheduleOfRatesCode | Controlled Door Entry/Door Entry:Prepare 2 Coat Stain Glazed Door (B/S) | Controlled Door Entry - Door Entry:Prepare 2 Coat Stain Glazed Door (B/S), unit of measure IT | Controlled Door Entry-PA021125 | Y
M3NHFScheduleOfRatesCode | Cyclical Redecoration/Step:Repair Damaged Concrete | Cyclical Redecoration - Step:Repair Damaged Concrete, unit of measure IT | Cyclical Redecoration-CR013011 | Y | Y | Y | Y | Y
M3NHFScheduleOfRatesCode | Cyclical Redecoration/Step:Refix And Bed Loose Step | Cyclical Redecoration - Step:Refix And Bed Loose Step, unit of measure IT | Cyclical Redecoration-CR013013 | Y | Y | Y | Y | Y
M3NHFScheduleOfRatesCode | Cyclical Redecoration/Fencing:Renew 1.2M Board Pcc Post Gravel Board | Cyclical Redecoration - Fencing:Renew 1.2M Board Pcc Post Gravel Board, unit of measure LM | Cyclical Redecoration-CR017110 | Y | Y | Y | Y | Y
M3NHFScheduleOfRatesCode | Cyclical Redecoration/Fencing:Renew 1.8M Board Pcc Post Gravel Board | Cyclical Redecoration - Fencing:Renew 1.8M Board Pcc Post Gravel Board, unit of measure LM | Cyclical Redecoration-CR017114 | Y | Y | Y | Y | Y
M3NHFScheduleOfRatesCode | Cyclical Redecoration/Fencing:Renew Softwood Rail | Cyclical Redecoration - Fencing:Renew Softwood Rail, unit of measure NO | Cyclical Redecoration-CR017117 | Y | Y | Y | Y | Y
M3NHFScheduleOfRatesCode | Cyclical Redecoration/Fencing:Renew 2Nd And 3Rd Rail | Cyclical Redecoration - Fencing:Renew 2Nd And 3Rd Rail, unit of measure NO | Cyclical Redecoration-CR017119 | Y | Y | Y | Y | Y
M3NHFScheduleOfRatesCode | Cyclical Redecoration/Fencing:Renew Vertical Board 1.05M | Cyclical Redecoration - Fencing:Renew Vertical Board 1.05M, unit of measure NO | Cyclical Redecoration-CR017121 | Y | Y | Y | Y | Y
M3NHFScheduleOfRatesCode | Cyclical Redecoration/Fencing:Renew Vertical Board 1.675M | Cyclical Redecoration - Fencing:Renew Vertical Board 1.675M, unit of measure NO | Cyclical Redecoration-CR017123 | Y | Y | Y | Y | Y
M3NHFScheduleOfRatesCode | Cyclical Redecoration/Fencing:Renew Timber Gravel Board | Cyclical Redecoration - Fencing:Renew Timber Gravel Board, unit of measure NO | Cyclical Redecoration-CR017127 | Y | Y | Y | Y | Y
M3NHFScheduleOfRatesCode | Cyclical Redecoration/Fencing:Renew Pcc Gravel Board | Cyclical Redecoration - Fencing:Renew Pcc Gravel Board, unit of measure NO | Cyclical Redecoration-CR017128 | Y | Y | Y | Y | Y
M3NHFScheduleOfRatesCode | Cyclical Redecoration/Fencing:Renew Individual Chestnut Pale | Cyclical Redecoration - Fencing:Renew Individual Chestnut Pale, unit of measure NO | Cyclical Redecoration-CR017211 | Y | Y | Y | Y | Y
M3NHFScheduleOfRatesCode | Cyclical Redecoration/Fencing:Line Wire Support | Cyclical Redecoration - Fencing:Line Wire Support, unit of measure LM | Cyclical Redecoration-CR017213 | Y | Y | Y | Y | Y
M3NHFScheduleOfRatesCode | Cyclical Redecoration/Fencing:Renew 75Mm Strain Post | Cyclical Redecoration - Fencing:Renew 75Mm Strain Post, unit of measure NO | Cyclical Redecoration-CR017215 | Y | Y | Y | Y | Y
M3NHFScheduleOfRatesCode | Cyclical Redecoration/Fencing:Renew 1.8M High Panel | Cyclical Redecoration - Fencing:Renew 1.8M High Panel, unit of measure NO | Cyclical Redecoration-CR017301 | Y | Y | Y | Y | Y
M3NHFScheduleOfRatesCode | Cyclical Redecoration/Fencing:Erect 1.8M High Panel With Timber Posts | Cyclical Redecoration - Fencing:Erect 1.8M High Panel With Timber Posts, unit of measure LM | Cyclical Redecoration-CR017303 | Y | Y | Y | Y | Y
M3NHFScheduleOfRatesCode | Cyclical Redecoration/Fencing:Erect 1.8M High Panel With Pcc Posts | Cyclical Redecoration - Fencing:Erect 1.8M High Panel With Pcc Posts, unit of measure LM | Cyclical Redecoration-CR017305 | Y | Y | Y | Y | Y
M3NHFScheduleOfRatesCode | Cyclical Redecoration/Fencing:Renew 1.2M Wide Panel | Cyclical Redecoration - Fencing:Renew 1.2M Wide Panel, unit of measure NO | Cyclical Redecoration-CR017308 | Y | Y | Y | Y | Y
M3NHFScheduleOfRatesCode | Cyclical Redecoration/Fencing:Erect 1.2M High Panel With Timber Posts | Cyclical Redecoration - Fencing:Erect 1.2M High Panel With Timber Posts, unit of measure LM | Cyclical Redecoration-CR017310 | Y | Y | Y | Y | Y
M3NHFScheduleOfRatesCode | Cyclical Redecoration/Fencing:Erect 1.2M High Panel With Pcc Posts | Cyclical Redecoration - Fencing:Erect 1.2M High Panel With Pcc Posts, unit of measure LM | Cyclical Redecoration-CR017312 | Y | Y | Y | Y | Y
M3NHFScheduleOfRatesCode | Cyclical Redecoration/Fencing:Renew 0.9M High Panel | Cyclical Redecoration - Fencing:Renew 0.9M High Panel, unit of measure NO | Cyclical Redecoration-CR017314 | Y | Y | Y | Y | Y
M3NHFScheduleOfRatesCode | Cyclical Redecoration/Fencing:Make Safe Fencing | Cyclical Redecoration - Fencing:Make Safe Fencing, unit of measure LM | Cyclical Redecoration-CR017801 | Y | Y | Y | Y | Y
M3NHFScheduleOfRatesCode | Cyclical Redecoration/Fencing:Renew Timber Pale And Lag | Cyclical Redecoration - Fencing:Renew Timber Pale And Lag, unit of measure NO | Cyclical Redecoration-CR017803 | Y | Y | Y | Y | Y
M3NHFScheduleOfRatesCode | Cyclical Redecoration/Fencing:Refix Timber Pale And Lag | Cyclical Redecoration - Fencing:Refix Timber Pale And Lag, unit of measure NO | Cyclical Redecoration-CR017805 | Y | Y | Y | Y | Y
M3NHFScheduleOfRatesCode | Cyclical Redecoration/Fencing:Fix Galvanised Repair Bracket | Cyclical Redecoration - Fencing:Fix Galvanised Repair Bracket, unit of measure NO | Cyclical Redecoration-CR017807 | Y | Y | Y | Y | Y
M3NHFScheduleOfRatesCode | Cyclical Redecoration/Fencing:Renew Rail To Post And Rail | Cyclical Redecoration - Fencing:Renew Rail To Post And Rail, unit of measure LM | Cyclical Redecoration-CR017809 | Y
M3NHFScheduleOfRatesCode | Cyclical Redecoration/Fence Post:Refix Loose Post | Cyclical Redecoration - Fence Post:Refix Loose Post, unit of measure NO | Cyclical Redecoration-CR019003 | Y | Y | Y | Y | Y
M3NHFScheduleOfRatesCode | Cyclical Redecoration/Fence Post:Renew Timber To Hardcore Or Concrete | Cyclical Redecoration - Fence Post:Renew Timber To Hardcore Or Concrete, unit of measure NO | Cyclical Redecoration-CR019005 | Y | Y | Y | Y | Y
M3NHFScheduleOfRatesCode | Cyclical Redecoration/Fence Post:Renew Timber To Brickwork | Cyclical Redecoration - Fence Post:Renew Timber To Brickwork, unit of measure NO | Cyclical Redecoration-CR019007 | Y | Y | Y | Y | Y
M3NHFScheduleOfRatesCode | Cyclical Redecoration/Fence Post:Renew Timber In Metpost | Cyclical Redecoration - Fence Post:Renew Timber In Metpost, unit of measure NO | Cyclical Redecoration-CR019009 | Y | Y | Y | Y | Y
M3NHFScheduleOfRatesCode | Cyclical Redecoration/Gate Post And Gate:Renew And Repair Any Fitting | Cyclical Redecoration - Gate Post And Gate:Renew And Repair Any Fitting, unit of measure NO | Cyclical Redecoration-CR019018 | Y | Y | Y | Y | Y
M3NHFScheduleOfRatesCode | Cyclical Redecoration/Fence Post:Repair With Metspur | Cyclical Redecoration - Fence Post:Repair With Metspur, unit of measure NO | Cyclical Redecoration-CR019021 | Y | Y | Y | Y | Y
M3NHFScheduleOfRatesCode | Cyclical Redecoration/Gate:Repair And Ease And Adjust Timber Gate | Cyclical Redecoration - Gate:Repair And Ease And Adjust Timber Gate, unit of measure NO | Cyclical Redecoration-CR021008 | Y | Y | Y | Y | Y
M3NHFScheduleOfRatesCode | Cyclical Redecoration/Gate:Renew 50X25Mm Stop Ne 2.0M | Cyclical Redecoration - Gate:Renew 50X25Mm Stop Ne 2.0M, unit of measure NO | Cyclical Redecoration-CR021012 | Y | Y | Y | Y | Y
M3NHFScheduleOfRatesCode | Cyclical Redecoration/Gate:Renew Gate And Fence Capping | Cyclical Redecoration - Gate:Renew Gate And Fence Capping, unit of measure LM | Cyclical Redecoration-CR021014 | Y | Y | Y | Y | Y
M3NHFScheduleOfRatesCode | Cyclical Redecoration/Gate:Renew Timber Ne 1.0Sm | Cyclical Redecoration - Gate:Renew Timber Ne 1.0Sm, unit of measure NO | Cyclical Redecoration-CR021025 | Y | Y | Y | Y | Y
M3NHFScheduleOfRatesCode | Cyclical Redecoration/Gate:Renew Timber Ne 1.5Sm | Cyclical Redecoration - Gate:Renew Timber Ne 1.5Sm, unit of measure NO | Cyclical Redecoration-CR021027 | Y | Y | Y | Y | Y
M3NHFScheduleOfRatesCode | Cyclical Redecoration/Gate:Renew Pair Timber Ne 2.5Sm Overall | Cyclical Redecoration - Gate:Renew Pair Timber Ne 2.5Sm Overall, unit of measure NO | Cyclical Redecoration-CR021029 | Y | Y | Y | Y | Y
M3NHFScheduleOfRatesCode | Cyclical Redecoration/Gate:Renew Metal Ne 1.0Sm | Cyclical Redecoration - Gate:Renew Metal Ne 1.0Sm, unit of measure NO | Cyclical Redecoration-CR023002 | Y | Y | Y | Y | Y
M3NHFScheduleOfRatesCode | Cyclical Redecoration/Gate:Renew Metal Ne 2.0Sm | Cyclical Redecoration - Gate:Renew Metal Ne 2.0Sm, unit of measure NO | Cyclical Redecoration-CR023004 | Y | Y | Y | Y | Y
M3NHFScheduleOfRatesCode | Cyclical Redecoration/Gate:Repair And Ease And Adjust Metal Gate | Cyclical Redecoration - Gate:Repair And Ease And Adjust Metal Gate, unit of measure NO | Cyclical Redecoration-CR023010 | Y | Y | Y | Y | Y
M3NHFScheduleOfRatesCode | Cyclical Redecoration/Gate Post:Renew Timber | Cyclical Redecoration - Gate Post:Renew Timber, unit of measure NO | Cyclical Redecoration-CR025002 | Y | Y | Y | Y | Y
M3NHFScheduleOfRatesCode | Cyclical Redecoration/Gate Post:Renew Pcc | Cyclical Redecoration - Gate Post:Renew Pcc, unit of measure NO | Cyclical Redecoration-CR025003 | Y | Y | Y | Y | Y
M3NHFScheduleOfRatesCode | Cyclical Redecoration/Gate Frame:Renew Timber | Cyclical Redecoration - Gate Frame:Renew Timber, unit of measure LM | Cyclical Redecoration-CR025006 | Y | Y | Y | Y | Y
M3NHFScheduleOfRatesCode | Cyclical Redecoration/Gate Post:Renew Or Supply Anchor Post | Cyclical Redecoration - Gate Post:Renew Or Supply Anchor Post, unit of measure NO | Cyclical Redecoration-CR025012 | Y | Y | Y | Y | Y
M3NHFScheduleOfRatesCode | Cyclical Redecoration/Balustrade:Refix Any Loose Type | Cyclical Redecoration - Balustrade:Refix Any Loose Type, unit of measure LM | Cyclical Redecoration-CR027502 | Y | Y | Y | Y | Y
M3NHFScheduleOfRatesCode | Cyclical Redecoration/Handrail:Refix Any Loose Type | Cyclical Redecoration - Handrail:Refix Any Loose Type, unit of measure LM | Cyclical Redecoration-CR027504 | Y | Y | Y | Y | Y
M3NHFScheduleOfRatesCode | Cyclical Redecoration/Balustrade:Renew Handrail | Cyclical Redecoration - Balustrade:Renew Handrail, unit of measure LM | Cyclical Redecoration-CR027505 | Y
M3NHFScheduleOfRatesCode | Cyclical Redecoration/Balustrade:Renew Baluster | Cyclical Redecoration - Balustrade:Renew Baluster, unit of measure LM | Cyclical Redecoration-CR027507 | Y
M3NHFScheduleOfRatesCode | Cyclical Redecoration/Balustrade:Renew Tubular Handrail | Cyclical Redecoration - Balustrade:Renew Tubular Handrail, unit of measure LM | Cyclical Redecoration-CR027509 | Y
M3NHFScheduleOfRatesCode | Cyclical Redecoration/Balustrade:Renew Tubular Standard | Cyclical Redecoration - Balustrade:Renew Tubular Standard, unit of measure LM | Cyclical Redecoration-CR027511 | Y
M3NHFScheduleOfRatesCode | Cyclical Redecoration/Balustrade:Renew Wire Mesh Panel | Cyclical Redecoration - Balustrade:Renew Wire Mesh Panel, unit of measure NO | Cyclical Redecoration-CR027513 | Y
M3NHFScheduleOfRatesCode | Cyclical Redecoration/Line:Relocate Pcc Or Steel Clothes Post | Cyclical Redecoration - Line:Relocate Pcc Or Steel Clothes Post, unit of measure NO | Cyclical Redecoration-CR029119 | Y | Y | Y | Y | Y
M3NHFScheduleOfRatesCode | Cyclical Redecoration/Gully:Renew Grating | Cyclical Redecoration - Gully:Renew Grating, unit of measure NO | Cyclical Redecoration-CR035009 | Y | Y | Y | Y | Y
M3NHFScheduleOfRatesCode | Cyclical Redecoration/Gully:Renew Inspection Plate | Cyclical Redecoration - Gully:Renew Inspection Plate, unit of measure NO | Cyclical Redecoration-CR035013 | Y | Y | Y | Y | Y
M3NHFScheduleOfRatesCode | Cyclical Redecoration/Manhole:Rebed Cover And Or Frame | Cyclical Redecoration - Manhole:Rebed Cover And Or Frame, unit of measure NO | Cyclical Redecoration-CR037017 | Y | Y | Y | Y | Y
M3NHFScheduleOfRatesCode | Cyclical Redecoration/Gully:Clean Flush Out Clear Blockage | Cyclical Redecoration - Gully:Clean Flush Out Clear Blockage, unit of measure NO | Cyclical Redecoration-CR039003 | Y | Y | Y | Y | Y
M3NHFScheduleOfRatesCode | Cyclical Redecoration/Drain:Jet Blockage | Cyclical Redecoration - Drain:Jet Blockage, unit of measure HR | Cyclical Redecoration-CR039004 | Y | Y | Y | Y | Y
M3NHFScheduleOfRatesCode | Cyclical Redecoration/Drain:Rod Blockage | Cyclical Redecoration - Drain:Rod Blockage, unit of measure IT | Cyclical Redecoration-CR039006 | Y | Y | Y | Y | Y
M3NHFScheduleOfRatesCode | Cyclical Redecoration/Manhole:Clear Blockage Ne 3.0M Deep | Cyclical Redecoration - Manhole:Clear Blockage Ne 3.0M Deep, unit of measure IT | Cyclical Redecoration-CR039009 | Y | Y | Y | Y | Y
M3NHFScheduleOfRatesCode | Cyclical Redecoration/Test:Smoke Or Pressure Test | Cyclical Redecoration - Test:Smoke Or Pressure Test, unit of measure IT | Cyclical Redecoration-CR039018 | Y | Y | Y | Y | Y
M3NHFScheduleOfRatesCode | Cyclical Redecoration/Soakaway:Clear Existing | Cyclical Redecoration - Soakaway:Clear Existing, unit of measure CM | Cyclical Redecoration-CR041007 | Y | Y | Y | Y | Y
M3NHFScheduleOfRatesCode | Cyclical Redecoration/Wall:Repair Fracture | Cyclical Redecoration - Wall:Repair Fracture, unit of measure LM | Cyclical Redecoration-CR101901 | Y | Y | Y | Y | Y
M3NHFScheduleOfRatesCode | Cyclical Redecoration/Wall:Repair Small Patch In Commons | Cyclical Redecoration - Wall:Repair Small Patch In Commons, unit of measure IT | Cyclical Redecoration-CR101903 | Y | Y | Y | Y | Y
M3NHFScheduleOfRatesCode | Cyclical Redecoration/Wall:Repair Large Patch In Commons | Cyclical Redecoration - Wall:Repair Large Patch In Commons, unit of measure IT | Cyclical Redecoration-CR101905 | Y | Y | Y | Y | Y
M3NHFScheduleOfRatesCode | Cyclical Redecoration/Wall:Repair Small Patch In Facings | Cyclical Redecoration - Wall:Repair Small Patch In Facings, unit of measure IT | Cyclical Redecoration-CR101907 | Y | Y | Y | Y | Y
M3NHFScheduleOfRatesCode | Cyclical Redecoration/Wall:Repair Large Patch In Facings | Cyclical Redecoration - Wall:Repair Large Patch In Facings, unit of measure IT | Cyclical Redecoration-CR101909 | Y | Y | Y | Y | Y
M3NHFScheduleOfRatesCode | Cyclical Redecoration/Wall:Rake Out And Repoint Brickwork | Cyclical Redecoration - Wall:Rake Out And Repoint Brickwork, unit of measure SM | Cyclical Redecoration-CR102103 | Y | Y | Y | Y | Y
M3NHFScheduleOfRatesCode | Cyclical Redecoration/Wall:Rake Out And Repoint Joint Of Brickwork | Cyclical Redecoration - Wall:Rake Out And Repoint Joint Of Brickwork, unit of measure LM | Cyclical Redecoration-CR102105 | Y | Y | Y | Y | Y
M3NHFScheduleOfRatesCode | Cyclical Redecoration/Wall:Rake Out And Repoint Stonework | Cyclical Redecoration - Wall:Rake Out And Repoint Stonework, unit of measure SM | Cyclical Redecoration-CR102223 | Y | Y | Y | Y | Y
M3NHFScheduleOfRatesCode | Cyclical Redecoration/Wall:Rake Out Repoint And Reset Stonework | Cyclical Redecoration - Wall:Rake Out Repoint And Reset Stonework, unit of measure SM | Cyclical Redecoration-CR102225 | Y | Y | Y | Y | Y
M3NHFScheduleOfRatesCode | Cyclical Redecoration/Cill:Renew Single Quarry Tile | Cyclical Redecoration - Cill:Renew Single Quarry Tile, unit of measure NO | Cyclical Redecoration-CR103101 | Y | Y | Y | Y | Y
M3NHFScheduleOfRatesCode | Cyclical Redecoration/Cill:Make Good Damaged Concrete Cill | Cyclical Redecoration - Cill:Make Good Damaged Concrete Cill, unit of measure NO | Cyclical Redecoration-CR103105 | Y | Y | Y | Y | Y
M3NHFScheduleOfRatesCode | Cyclical Redecoration/Cill:Rebed Individual Brick To Cill | Cyclical Redecoration - Cill:Rebed Individual Brick To Cill, unit of measure NO | Cyclical Redecoration-CR103109 | Y | Y | Y | Y | Y
M3NHFScheduleOfRatesCode | Cyclical Redecoration/Threshold:Renew With Pcc | Cyclical Redecoration - Threshold:Renew With Pcc, unit of measure NO | Cyclical Redecoration-CR103119 | Y | Y | Y | Y | Y
M3NHFScheduleOfRatesCode | Cyclical Redecoration/Threshold:Renew With Insitu Concrete | Cyclical Redecoration - Threshold:Renew With Insitu Concrete, unit of measure NO | Cyclical Redecoration-CR103121 | Y | Y | Y | Y | Y
M3NHFScheduleOfRatesCode | Cyclical Redecoration/Coping:Renew Isolated Brick On Edge | Cyclical Redecoration - Coping:Renew Isolated Brick On Edge, unit of measure NO | Cyclical Redecoration-CR103301 | Y | Y | Y | Y | Y
M3NHFScheduleOfRatesCode | Cyclical Redecoration/Flooring:Renew Asphalt Ne 1Sm In Patch | Cyclical Redecoration - Flooring:Renew Asphalt Ne 1Sm In Patch, unit of measure IT | Cyclical Redecoration-CR114101 | Y | Y | Y | Y | Y
M3NHFScheduleOfRatesCode | Cyclical Redecoration/Flooring:Renew Asphalt Over 1Sm | Cyclical Redecoration - Flooring:Renew Asphalt Over 1Sm, unit of measure SM | Cyclical Redecoration-CR114103 | Y | Y | Y | Y | Y
M3NHFScheduleOfRatesCode | Cyclical Redecoration/Airbrick:Rebed Loose Vent | Cyclical Redecoration - Airbrick:Rebed Loose Vent, unit of measure NO | Cyclical Redecoration-CR115009 | Y | Y | Y | Y | Y
M3NHFScheduleOfRatesCode | Cyclical Redecoration/Chimney:Renew Facing Bricks Ne 6No | Cyclical Redecoration - Chimney:Renew Facing Bricks Ne 6No, unit of measure NO | Cyclical Redecoration-CR120025 | Y | Y | Y | Y | Y
M3NHFScheduleOfRatesCode | Cyclical Redecoration/Chimney:Renew Bricks Ne 0.50Sm | Cyclical Redecoration - Chimney:Renew Bricks Ne 0.50Sm, unit of measure NO | Cyclical Redecoration-CR120027 | Y | Y | Y | Y | Y
M3NHFScheduleOfRatesCode | Cyclical Redecoration/Chimney:Rake Out And Repoint Stack | Cyclical Redecoration - Chimney:Rake Out And Repoint Stack, unit of measure SM | Cyclical Redecoration-CR120029 | Y | Y | Y | Y | Y
M3NHFScheduleOfRatesCode | Cyclical Redecoration/Chimney:Renew Two Coat Render To Stack | Cyclical Redecoration - Chimney:Renew Two Coat Render To Stack, unit of measure SM | Cyclical Redecoration-CR120031 | Y | Y | Y | Y | Y
M3NHFScheduleOfRatesCode | Cyclical Redecoration/Chimney:Sweep Flue - Registered | Cyclical Redecoration - Chimney:Sweep Flue - Registered, unit of measure IT | Cyclical Redecoration-CR125010 | Y | Y | Y | Y | Y
M3NHFScheduleOfRatesCode | Cyclical Redecoration/Chimney:Rebed Pot | Cyclical Redecoration - Chimney:Rebed Pot, unit of measure NO | Cyclical Redecoration-CR130009 | Y | Y | Y | Y | Y
M3NHFScheduleOfRatesCode | Cyclical Redecoration/Chimney:Renew Galvanised Wire Birdcage | Cyclical Redecoration - Chimney:Renew Galvanised Wire Birdcage, unit of measure NO | Cyclical Redecoration-CR130019 | Y | Y | Y | Y | Y
M3NHFScheduleOfRatesCode | Cyclical Redecoration/Chimney:Remove And Refix Tv Aerial Or Dish | Cyclical Redecoration - Chimney:Remove And Refix Tv Aerial Or Dish, unit of measure NO | Cyclical Redecoration-CR130021 |  | Y | Y | Y | Y
M3NHFScheduleOfRatesCode | Cyclical Redecoration/Meter Cupboard:Proprietary Renew Or Supply New | Cyclical Redecoration - Meter Cupboard:Proprietary Renew Or Supply New, unit of measure NO | Cyclical Redecoration-CR135001 | Y | Y | Y | Y | Y
M3NHFScheduleOfRatesCode | Cyclical Redecoration/Meter Cupboard:Renew Proprietary Door | Cyclical Redecoration - Meter Cupboard:Renew Proprietary Door, unit of measure NO | Cyclical Redecoration-CR135003 | Y | Y | Y | Y | Y
M3NHFScheduleOfRatesCode | Cyclical Redecoration/Meter Cupboard:Renew Pm Timber Door | Cyclical Redecoration - Meter Cupboard:Renew Pm Timber Door, unit of measure NO | Cyclical Redecoration-CR135004 | Y
M3NHFScheduleOfRatesCode | Cyclical Redecoration/Meter Cupboard:Renew Metal Door And Frame | Cyclical Redecoration - Meter Cupboard:Renew Metal Door And Frame, unit of measure NO | Cyclical Redecoration-CR135005 | Y
M3NHFScheduleOfRatesCode | Cyclical Redecoration/Concrete Surfaces:Repair Cracks, Spalls Ne 10Mm | Cyclical Redecoration - Concrete Surfaces:Repair Cracks, Spalls Ne 10Mm, unit of measure SM | Cyclical Redecoration-CR146013 | Y | Y | Y | Y | Y
M3NHFScheduleOfRatesCode | Cyclical Redecoration/Concrete Lintels:Repair Cracks, Spalls Ne 10Mm | Cyclical Redecoration - Concrete Lintels:Repair Cracks, Spalls Ne 10Mm, unit of measure LM | Cyclical Redecoration-CR146015 | Y | Y | Y | Y | Y
M3NHFScheduleOfRatesCode | Cyclical Redecoration/Concrete Cills:Repair Cracks, Spalls Ne 10Mm | Cyclical Redecoration - Concrete Cills:Repair Cracks, Spalls Ne 10Mm, unit of measure LM | Cyclical Redecoration-CR146017 | Y | Y | Y | Y | Y
M3NHFScheduleOfRatesCode | Cyclical Redecoration/Gutter:Repair Finlock | Cyclical Redecoration - Gutter:Repair Finlock, unit of measure LM | Cyclical Redecoration-CR146025 | Y | Y | Y | Y | Y
M3NHFScheduleOfRatesCode | Cyclical Redecoration/Stone Surfaces:Repair Cracks, Spalls Ne 10Mm | Cyclical Redecoration - Stone Surfaces:Repair Cracks, Spalls Ne 10Mm, unit of measure SM | Cyclical Redecoration-CR146107 | Y | Y | Y | Y | Y
M3NHFScheduleOfRatesCode | Cyclical Redecoration/Stone Lintels:Repair Cracks, Spalls Ne 10Mm | Cyclical Redecoration - Stone Lintels:Repair Cracks, Spalls Ne 10Mm, unit of measure LM | Cyclical Redecoration-CR146109 | Y | Y | Y | Y | Y
M3NHFScheduleOfRatesCode | Cyclical Redecoration/Stone Cills:Repair Cracks, Spalls Ne 10Mm | Cyclical Redecoration - Stone Cills:Repair Cracks, Spalls Ne 10Mm, unit of measure LM | Cyclical Redecoration-CR146111 | Y | Y | Y | Y | Y
M3NHFScheduleOfRatesCode | Cyclical Redecoration/Concrete Test:Hammer | Cyclical Redecoration - Concrete Test:Hammer, unit of measure SM | Cyclical Redecoration-CR146201 | Y | Y | Y | Y | Y
M3NHFScheduleOfRatesCode | Cyclical Redecoration/Concrete Test:Cover Meter Survey | Cyclical Redecoration - Concrete Test:Cover Meter Survey, unit of measure SM | Cyclical Redecoration-CR146203 | Y | Y | Y | Y | Y
M3NHFScheduleOfRatesCode | Cyclical Redecoration/Concrete Test:Carbonation Depth Test | Cyclical Redecoration - Concrete Test:Carbonation Depth Test, unit of measure SM | Cyclical Redecoration-CR146205 | Y | Y | Y | Y | Y
M3NHFScheduleOfRatesCode | Cyclical Redecoration/Fairing Coat:Apply 5Mm Coat | Cyclical Redecoration - Fairing Coat:Apply 5Mm Coat, unit of measure SM | Cyclical Redecoration-CR146301 | Y | Y | Y | Y | Y
M3NHFScheduleOfRatesCode | Cyclical Redecoration/Roof Tile:Renew Concrete Interlocking Ne 5 No | Cyclical Redecoration - Roof Tile:Renew Concrete Interlocking Ne 5 No, unit of measure IT | Cyclical Redecoration-CR201101 | Y | Y | Y | Y | Y
M3NHFScheduleOfRatesCode | Cyclical Redecoration/Roof Tile:Remove And Refix Interlocking Ne 5 No | Cyclical Redecoration - Roof Tile:Remove And Refix Interlocking Ne 5 No, unit of measure IT | Cyclical Redecoration-CR201107 | Y | Y | Y | Y | Y
M3NHFScheduleOfRatesCode | Cyclical Redecoration/Roof Tile:Overhaul Interlocking Roof Complete | Cyclical Redecoration - Roof Tile:Overhaul Interlocking Roof Complete, unit of measure SM | Cyclical Redecoration-CR201113 | Y | Y | Y | Y | Y
M3NHFScheduleOfRatesCode | Cyclical Redecoration/Roof Tile:Renew Plain Concrete Or Clay Ne 10 No | Cyclical Redecoration - Roof Tile:Renew Plain Concrete Or Clay Ne 10 No, unit of measure IT | Cyclical Redecoration-CR201301 | Y | Y | Y | Y | Y
M3NHFScheduleOfRatesCode | Cyclical Redecoration/Roof Tile:Remove And Refix Plain Ne 10 No | Cyclical Redecoration - Roof Tile:Remove And Refix Plain Ne 10 No, unit of measure IT | Cyclical Redecoration-CR201307 | Y | Y | Y | Y | Y
M3NHFScheduleOfRatesCode | Cyclical Redecoration/Roof Tile:Overhaul Plain Tile Roof Complete | Cyclical Redecoration - Roof Tile:Overhaul Plain Tile Roof Complete, unit of measure SM | Cyclical Redecoration-CR201313 | Y | Y | Y | Y | Y
M3NHFScheduleOfRatesCode | Cyclical Redecoration/Verge:Rake Out And Repoint In Mortar | Cyclical Redecoration - Verge:Rake Out And Repoint In Mortar, unit of measure LM | Cyclical Redecoration-CR201501 | Y | Y | Y | Y | Y
M3NHFScheduleOfRatesCode | Cyclical Redecoration/Verge:Remove And Refix Tile | Cyclical Redecoration - Verge:Remove And Refix Tile, unit of measure LM | Cyclical Redecoration-CR201505 | Y | Y | Y | Y | Y
M3NHFScheduleOfRatesCode | Cyclical Redecoration/Ridge:Renew Bedded Tile | Cyclical Redecoration - Ridge:Renew Bedded Tile, unit of measure LM | Cyclical Redecoration-CR201701 | Y | Y | Y | Y | Y
M3NHFScheduleOfRatesCode | Cyclical Redecoration/Ridge:Renew Mono-Pitch Tiles | Cyclical Redecoration - Ridge:Renew Mono-Pitch Tiles, unit of measure LM | Cyclical Redecoration-CR201709 | Y | Y | Y | Y | Y
M3NHFScheduleOfRatesCode | Cyclical Redecoration/Ridge:Remove And Refix Tiles | Cyclical Redecoration - Ridge:Remove And Refix Tiles, unit of measure LM | Cyclical Redecoration-CR201715 | Y | Y | Y | Y | Y
M3NHFScheduleOfRatesCode | Cyclical Redecoration/Ridge:Rake Out And Repoint Tiles | Cyclical Redecoration - Ridge:Rake Out And Repoint Tiles, unit of measure LM | Cyclical Redecoration-CR201717 | Y | Y | Y | Y | Y
M3NHFScheduleOfRatesCode | Cyclical Redecoration/Hip:Renew Bonnet Hip Tiles | Cyclical Redecoration - Hip:Renew Bonnet Hip Tiles, unit of measure LM | Cyclical Redecoration-CR201723 | Y | Y | Y | Y | Y
M3NHFScheduleOfRatesCode | Cyclical Redecoration/Hip:Renew Galvanised Hip Iron | Cyclical Redecoration - Hip:Renew Galvanised Hip Iron, unit of measure NO | Cyclical Redecoration-CR201727 | Y | Y | Y | Y | Y
M3NHFScheduleOfRatesCode | Cyclical Redecoration/Valley:Renew Valley Tiles | Cyclical Redecoration - Valley:Renew Valley Tiles, unit of measure LM | Cyclical Redecoration-CR201729 | Y | Y | Y | Y | Y
M3NHFScheduleOfRatesCode | Cyclical Redecoration/Valley:Renew Trough Valley Tiles | Cyclical Redecoration - Valley:Renew Trough Valley Tiles, unit of measure LM | Cyclical Redecoration-CR201733 | Y | Y | Y | Y | Y
M3NHFScheduleOfRatesCode | Cyclical Redecoration/Slate:Renew Fibre Cement Ne 5 No | Cyclical Redecoration - Slate:Renew Fibre Cement Ne 5 No, unit of measure IT | Cyclical Redecoration-CR203101 | Y | Y | Y | Y | Y
M3NHFScheduleOfRatesCode | Cyclical Redecoration/Slate:Refix Fibre Cement Ne 5 No | Cyclical Redecoration - Slate:Refix Fibre Cement Ne 5 No, unit of measure IT | Cyclical Redecoration-CR203107 | Y | Y | Y | Y | Y
M3NHFScheduleOfRatesCode | Cyclical Redecoration/Slate:Renew Natural Slate Ne 5 No | Cyclical Redecoration - Slate:Renew Natural Slate Ne 5 No, unit of measure IT | Cyclical Redecoration-CR203301 | Y | Y | Y | Y | Y
M3NHFScheduleOfRatesCode | Cyclical Redecoration/Slate:Refix Natural Slates Over 5 No | Cyclical Redecoration - Slate:Refix Natural Slates Over 5 No, unit of measure SM | Cyclical Redecoration-CR203307 | Y | Y | Y | Y | Y
M3NHFScheduleOfRatesCode | Cyclical Redecoration/Ridge:Renew Half Round Or Roll Top Tile To Slating | Cyclical Redecoration - Ridge:Renew Half Round Or Roll Top Tile To Slating, unit of measure LM | Cyclical Redecoration-CR203501 | Y | Y | Y | Y | Y
M3NHFScheduleOfRatesCode | Cyclical Redecoration/Ridge:Renew Mono Or Duo-Pitch Tile To Slating | Cyclical Redecoration - Ridge:Renew Mono Or Duo-Pitch Tile To Slating, unit of measure LM | Cyclical Redecoration-CR203509 | Y | Y | Y | Y | Y
M3NHFScheduleOfRatesCode | Cyclical Redecoration/Verge:Rake Out And Repoint In Mortar To Slating | Cyclical Redecoration - Verge:Rake Out And Repoint In Mortar To Slating, unit of measure LM | Cyclical Redecoration-CR203519 | Y | Y | Y | Y | Y
M3NHFScheduleOfRatesCode | Cyclical Redecoration/Tile:Renew Hanging Tile Ne 10 No | Cyclical Redecoration - Tile:Renew Hanging Tile Ne 10 No, unit of measure IT | Cyclical Redecoration-CR205001 | Y | Y | Y | Y | Y
M3NHFScheduleOfRatesCode | Cyclical Redecoration/Vertical Covering:Extra To Renew Felt And Battens | Cyclical Redecoration - Vertical Covering:Extra To Renew Felt And Battens, unit of measure SM | Cyclical Redecoration-CR205006 | Y | Y | Y | Y | Y
M3NHFScheduleOfRatesCode | Cyclical Redecoration/Tile:Refix Hanging Ne 10 No | Cyclical Redecoration - Tile:Refix Hanging Ne 10 No, unit of measure IT | Cyclical Redecoration-CR205007 | Y | Y | Y | Y | Y
M3NHFScheduleOfRatesCode | Cyclical Redecoration/Tile:Renew Feature Tile Hanging | Cyclical Redecoration - Tile:Renew Feature Tile Hanging, unit of measure NO | Cyclical Redecoration-CR205013 | Y | Y | Y | Y | Y
M3NHFScheduleOfRatesCode | Cyclical Redecoration/Tile:Renew Angle Hanging Tile | Cyclical Redecoration - Tile:Renew Angle Hanging Tile, unit of measure LM | Cyclical Redecoration-CR205015 | Y | Y | Y | Y | Y
M3NHFScheduleOfRatesCode | Cyclical Redecoration/Slate:Renew Hanging Slate Ne 5 No | Cyclical Redecoration - Slate:Renew Hanging Slate Ne 5 No, unit of measure IT | Cyclical Redecoration-CR207001 | Y | Y | Y | Y | Y
M3NHFScheduleOfRatesCode | Cyclical Redecoration/Slate:Refix Hanging Slate Ne 5 No | Cyclical Redecoration - Slate:Refix Hanging Slate Ne 5 No, unit of measure IT | Cyclical Redecoration-CR207007 | Y | Y | Y | Y | Y
M3NHFScheduleOfRatesCode | Cyclical Redecoration/Slate:Refix Hanging Slate Over 5 No | Cyclical Redecoration - Slate:Refix Hanging Slate Over 5 No, unit of measure SM | Cyclical Redecoration-CR207009 | Y | Y | Y | Y | Y
M3NHFScheduleOfRatesCode | Cyclical Redecoration/Roof:Sweep And Apply 2 Coats Wp Compound | Cyclical Redecoration - Roof:Sweep And Apply 2 Coats Wp Compound, unit of measure SM | Cyclical Redecoration-CR215001 | Y | Y | Y | Y | Y
M3NHFScheduleOfRatesCode | Cyclical Redecoration/Roof:Sealing Compound To Cracks | Cyclical Redecoration - Roof:Sealing Compound To Cracks, unit of measure LM | Cyclical Redecoration-CR215003 | Y | Y | Y | Y | Y
M3NHFScheduleOfRatesCode | Cyclical Redecoration/Roof:Sweep And Apply Bitumen | Cyclical Redecoration - Roof:Sweep And Apply Bitumen, unit of measure SM | Cyclical Redecoration-CR215005 | Y | Y | Y | Y | Y
M3NHFScheduleOfRatesCode | Cyclical Redecoration/Roof:Sweep And Apply Stone Chippings | Cyclical Redecoration - Roof:Sweep And Apply Stone Chippings, unit of measure SM | Cyclical Redecoration-CR215007 | Y | Y | Y | Y | Y
M3NHFScheduleOfRatesCode | Cyclical Redecoration/Roof:Prepare And Patch Ne 2.0Sm | Cyclical Redecoration - Roof:Prepare And Patch Ne 2.0Sm, unit of measure IT | Cyclical Redecoration-CR215009 | Y | Y | Y | Y | Y
M3NHFScheduleOfRatesCode | Cyclical Redecoration/Roof:Prepare And Patch Over 2.0Sm | Cyclical Redecoration - Roof:Prepare And Patch Over 2.0Sm, unit of measure SM | Cyclical Redecoration-CR215011 | Y | Y | Y | Y | Y
M3NHFScheduleOfRatesCode | Cyclical Redecoration/Gutter:Apply 2 Coats Waterproof To Finlock | Cyclical Redecoration - Gutter:Apply 2 Coats Waterproof To Finlock, unit of measure LM | Cyclical Redecoration-CR215013 | Y | Y | Y | Y | Y
M3NHFScheduleOfRatesCode | Cyclical Redecoration/Felt:Repair Patch Ne 2.0Sm 2L | Cyclical Redecoration - Felt:Repair Patch Ne 2.0Sm 2L, unit of measure IT | Cyclical Redecoration-CR217009 | Y | Y | Y | Y | Y
M3NHFScheduleOfRatesCode | Cyclical Redecoration/Felt:Repair Ne 2.0Sm (Torch On) 2L | Cyclical Redecoration - Felt:Repair Ne 2.0Sm (Torch On) 2L, unit of measure IT | Cyclical Redecoration-CR217013 | Y | Y | Y | Y | Y
M3NHFScheduleOfRatesCode | Cyclical Redecoration/Felt:Repair Upstand Ne 300Mm Girth 2L | Cyclical Redecoration - Felt:Repair Upstand Ne 300Mm Girth 2L, unit of measure LM | Cyclical Redecoration-CR217019 | Y | Y | Y | Y | Y
M3NHFScheduleOfRatesCode | Cyclical Redecoration/Felt:Renew Any Girth Gutter 2L | Cyclical Redecoration - Felt:Renew Any Girth Gutter 2L, unit of measure LM | Cyclical Redecoration-CR217021 | Y | Y | Y | Y | Y
M3NHFScheduleOfRatesCode | Cyclical Redecoration/Felt:Seal Roofing Around Outlet | Cyclical Redecoration - Felt:Seal Roofing Around Outlet, unit of measure NO | Cyclical Redecoration-CR217023 | Y | Y | Y | Y | Y
M3NHFScheduleOfRatesCode | Cyclical Redecoration/Roof:Renew Aluminium Edging | Cyclical Redecoration - Roof:Renew Aluminium Edging, unit of measure LM | Cyclical Redecoration-CR217025 | Y | Y | Y | Y | Y
M3NHFScheduleOfRatesCode | Cyclical Redecoration/Felt:Fix Flashband Ne 300Mm Girth | Cyclical Redecoration - Felt:Fix Flashband Ne 300Mm Girth, unit of measure LM | Cyclical Redecoration-CR217027 | Y | Y | Y | Y | Y
M3NHFScheduleOfRatesCode | Cyclical Redecoration/Felt:Apply Solar Reflect Paint (Per Coat) | Cyclical Redecoration - Felt:Apply Solar Reflect Paint (Per Coat), unit of measure SM | Cyclical Redecoration-CR217029 | Y | Y | Y | Y | Y
M3NHFScheduleOfRatesCode | Cyclical Redecoration/Felt:Renew Chippings | Cyclical Redecoration - Felt:Renew Chippings, unit of measure SM | Cyclical Redecoration-CR217031 | Y | Y | Y | Y | Y
M3NHFScheduleOfRatesCode | Cyclical Redecoration/Client Inspection:Supply And Erect Ladder | Cyclical Redecoration - Client Inspection:Supply And Erect Ladder, unit of measure IT | Cyclical Redecoration-CR221001 | Y | Y | Y | Y | Y
M3NHFScheduleOfRatesCode | Cyclical Redecoration/Client Inspection:Remove All Debris Etc | Cyclical Redecoration - Client Inspection:Remove All Debris Etc, unit of measure SM | Cyclical Redecoration-CR221003 | Y | Y | Y | Y | Y
M3NHFScheduleOfRatesCode | Cyclical Redecoration/Roof:Temporary Repair Slate Or Tile Roof | Cyclical Redecoration - Roof:Temporary Repair Slate Or Tile Roof, unit of measure IT | Cyclical Redecoration-CR223001 | Y | Y | Y | Y | Y
M3NHFScheduleOfRatesCode | Cyclical Redecoration/Roof:Temporary Repair Flat Roof | Cyclical Redecoration - Roof:Temporary Repair Flat Roof, unit of measure IT | Cyclical Redecoration-CR223003 | Y | Y | Y | Y | Y
M3NHFScheduleOfRatesCode | Cyclical Redecoration/Roof:Temporary Repair Corrugated Sheet | Cyclical Redecoration - Roof:Temporary Repair Corrugated Sheet, unit of measure IT | Cyclical Redecoration-CR223009 | Y | Y | Y | Y | Y
M3NHFScheduleOfRatesCode | Cyclical Redecoration/Fillet:Renew Cement Mortar Fillet | Cyclical Redecoration - Fillet:Renew Cement Mortar Fillet, unit of measure LM | Cyclical Redecoration-CR225001 | Y | Y | Y | Y | Y
M3NHFScheduleOfRatesCode | Cyclical Redecoration/Flashing:Renew Lead Cover Ne 150Mm | Cyclical Redecoration - Flashing:Renew Lead Cover Ne 150Mm, unit of measure LM | Cyclical Redecoration-CR231005 | Y | Y | Y | Y | Y
M3NHFScheduleOfRatesCode | Cyclical Redecoration/Flashing:Renew Lead Cover Ne 300Mm | Cyclical Redecoration - Flashing:Renew Lead Cover Ne 300Mm, unit of measure LM | Cyclical Redecoration-CR231006 | Y
M3NHFScheduleOfRatesCode | Cyclical Redecoration/Flashing:Renew Lead Cover Ne 450Mm | Cyclical Redecoration - Flashing:Renew Lead Cover Ne 450Mm, unit of measure LM | Cyclical Redecoration-CR231008 | Y
M3NHFScheduleOfRatesCode | Cyclical Redecoration/Flashing:Renew Lead Stepped Ne 300Mm | Cyclical Redecoration - Flashing:Renew Lead Stepped Ne 300Mm, unit of measure LM | Cyclical Redecoration-CR231009 | Y | Y | Y | Y | Y
M3NHFScheduleOfRatesCode | Cyclical Redecoration/Flashing:Renew Lead Stepped Ne 450Mm | Cyclical Redecoration - Flashing:Renew Lead Stepped Ne 450Mm, unit of measure LM | Cyclical Redecoration-CR231010 | Y
M3NHFScheduleOfRatesCode | Cyclical Redecoration/Flashing:Renew Lead Apron Ne 300Mm | Cyclical Redecoration - Flashing:Renew Lead Apron Ne 300Mm, unit of measure LM | Cyclical Redecoration-CR231011 | Y | Y | Y | Y | Y
M3NHFScheduleOfRatesCode | Cyclical Redecoration/Flashing:Renew Lead Apron Ne 450Mm | Cyclical Redecoration - Flashing:Renew Lead Apron Ne 450Mm, unit of measure LM | Cyclical Redecoration-CR231012 | Y
M3NHFScheduleOfRatesCode | Cyclical Redecoration/Flashing:Rake Out And Repoint Lead | Cyclical Redecoration - Flashing:Rake Out And Repoint Lead, unit of measure LM | Cyclical Redecoration-CR231015 | Y | Y | Y | Y | Y
M3NHFScheduleOfRatesCode | Cyclical Redecoration/Partition:Extend Opening In Timber Studding | Cyclical Redecoration - Partition:Extend Opening In Timber Studding, unit of measure IT | Cyclical Redecoration-CR301319 | Y
M3NHFScheduleOfRatesCode | Cyclical Redecoration/Partition:Demolish | Cyclical Redecoration - Partition:Demolish, unit of measure SM | Cyclical Redecoration-CR301321 | Y
M3NHFScheduleOfRatesCode | Cyclical Redecoration/Fascia:Renew In Softwood Ne 300Mm | Cyclical Redecoration - Fascia:Renew In Softwood Ne 300Mm, unit of measure LM | Cyclical Redecoration-CR303002 | Y | Y | Y | Y | Y
M3NHFScheduleOfRatesCode | Cyclical Redecoration/Fascia:Renew In Wbp Plywood Ne 300Mm | Cyclical Redecoration - Fascia:Renew In Wbp Plywood Ne 300Mm, unit of measure LM | Cyclical Redecoration-CR303004 | Y | Y | Y | Y | Y
M3NHFScheduleOfRatesCode | Cyclical Redecoration/Fascia:Renew In Pvcu Ne 300Mm | Cyclical Redecoration - Fascia:Renew In Pvcu Ne 300Mm, unit of measure LM | Cyclical Redecoration-CR303005 | Y | Y | Y | Y | Y
M3NHFScheduleOfRatesCode | Cyclical Redecoration/Soffit:Renew In Softwood Ne 300Mm | Cyclical Redecoration - Soffit:Renew In Softwood Ne 300Mm, unit of measure LM | Cyclical Redecoration-CR303006 | Y
M3NHFScheduleOfRatesCode | Cyclical Redecoration/Soffit:Renew In Plywood Ne 300Mm | Cyclical Redecoration - Soffit:Renew In Plywood Ne 300Mm, unit of measure LM | Cyclical Redecoration-CR303008 | Y | Y | Y | Y | Y
M3NHFScheduleOfRatesCode | Cyclical Redecoration/Soffit:Renew In Masterboard Ne 300Mm | Cyclical Redecoration - Soffit:Renew In Masterboard Ne 300Mm, unit of measure LM | Cyclical Redecoration-CR303010 | Y | Y | Y | Y | Y
M3NHFScheduleOfRatesCode | Cyclical Redecoration/Soffit:Renew In Pvcu Ne 150Mm | Cyclical Redecoration - Soffit:Renew In Pvcu Ne 150Mm, unit of measure LM | Cyclical Redecoration-CR303012 | Y | Y | Y | Y | Y
M3NHFScheduleOfRatesCode | Cyclical Redecoration/Soffit:Renew In Pvcu Ne 450Mm | Cyclical Redecoration - Soffit:Renew In Pvcu Ne 450Mm, unit of measure LM | Cyclical Redecoration-CR303013 | Y | Y | Y | Y | Y
M3NHFScheduleOfRatesCode | Cyclical Redecoration/Soffit:Renew In Pvcu Ne 300Mm | Cyclical Redecoration - Soffit:Renew In Pvcu Ne 300Mm, unit of measure LM | Cyclical Redecoration-CR303014 | Y
M3NHFScheduleOfRatesCode | Cyclical Redecoration/Soffit:Provide Pvcu Vent Strip | Cyclical Redecoration - Soffit:Provide Pvcu Vent Strip, unit of measure LM | Cyclical Redecoration-CR303016 | Y | Y | Y | Y | Y
M3NHFScheduleOfRatesCode | Cyclical Redecoration/Boxed End:Renew To Fascia And Soffit | Cyclical Redecoration - Boxed End:Renew To Fascia And Soffit, unit of measure NO | Cyclical Redecoration-CR303018 | Y | Y | Y | Y | Y
M3NHFScheduleOfRatesCode | Cyclical Redecoration/Cladding:Renew 19Mm Shiplap Ne 2.0Sm | Cyclical Redecoration - Cladding:Renew 19Mm Shiplap Ne 2.0Sm, unit of measure IT | Cyclical Redecoration-CR307102 | Y | Y | Y | Y | Y
M3NHFScheduleOfRatesCode | Cyclical Redecoration/Cladding:Renew 19Mm Shiplap Over 2.0Sm | Cyclical Redecoration - Cladding:Renew 19Mm Shiplap Over 2.0Sm, unit of measure SM | Cyclical Redecoration-CR307104 | Y | Y | Y | Y | Y
M3NHFScheduleOfRatesCode | Cyclical Redecoration/Cladding:Refix Loose Shiplap Feather Edge Or Tgv | Cyclical Redecoration - Cladding:Refix Loose Shiplap Feather Edge Or Tgv, unit of measure SM | Cyclical Redecoration-CR307106 | Y | Y | Y | Y | Y
M3NHFScheduleOfRatesCode | Cyclical Redecoration/Cladding:Renew Feather Edge Ne 2.0Sm | Cyclical Redecoration - Cladding:Renew Feather Edge Ne 2.0Sm, unit of measure IT | Cyclical Redecoration-CR307302 | Y | Y | Y | Y | Y
M3NHFScheduleOfRatesCode | Cyclical Redecoration/Cladding:Renew Feather Edge Over 2.0Sm | Cyclical Redecoration - Cladding:Renew Feather Edge Over 2.0Sm, unit of measure SM | Cyclical Redecoration-CR307304 | Y | Y | Y | Y | Y
M3NHFScheduleOfRatesCode | Cyclical Redecoration/Cladding:Renew Tgv Joint Ne 2.0Sm | Cyclical Redecoration - Cladding:Renew Tgv Joint Ne 2.0Sm, unit of measure IT | Cyclical Redecoration-CR307502 | Y | Y | Y | Y | Y
M3NHFScheduleOfRatesCode | Cyclical Redecoration/Cladding:Renew Tgv Joint Over 2.0Sm | Cyclical Redecoration - Cladding:Renew Tgv Joint Over 2.0Sm, unit of measure SM | Cyclical Redecoration-CR307504 | Y | Y | Y | Y | Y
M3NHFScheduleOfRatesCode | Cyclical Redecoration/Cladding:Renew Pvc Shiplap Ne 2.0Sm | Cyclical Redecoration - Cladding:Renew Pvc Shiplap Ne 2.0Sm, unit of measure IT | Cyclical Redecoration-CR307701 | Y | Y | Y | Y | Y
M3NHFScheduleOfRatesCode | Cyclical Redecoration/Cladding:Renew Pvc Shiplap Over 2.0Sm | Cyclical Redecoration - Cladding:Renew Pvc Shiplap Over 2.0Sm, unit of measure SM | Cyclical Redecoration-CR307703 | Y | Y | Y | Y | Y
M3NHFScheduleOfRatesCode | Cyclical Redecoration/Cladding:Refix Loose Pvc Shiplap Or Tgv | Cyclical Redecoration - Cladding:Refix Loose Pvc Shiplap Or Tgv, unit of measure SM | Cyclical Redecoration-CR307705 | Y | Y | Y | Y | Y
M3NHFScheduleOfRatesCode | Cyclical Redecoration/Canopy:Renew Any Exposed Structural Timber Members | Cyclical Redecoration - Canopy:Renew Any Exposed Structural Timber Members, unit of measure IT | Cyclical Redecoration-CR308003 | Y
M3NHFScheduleOfRatesCode | Cyclical Redecoration/Canopy:Renew Any Hidden Structural Timber Member | Cyclical Redecoration - Canopy:Renew Any Hidden Structural Timber Member, unit of measure IT | Cyclical Redecoration-CR308005 | Y
M3NHFScheduleOfRatesCode | Cyclical Redecoration/Window:Renew Standard Softwood Casement 1 Light | Cyclical Redecoration - Window:Renew Standard Softwood Casement 1 Light, unit of measure SM | Cyclical Redecoration-CR310102 | Y | Y | Y | Y | Y
M3NHFScheduleOfRatesCode | Cyclical Redecoration/Window:Renew Standard Softwood Casement 2 Light | Cyclical Redecoration - Window:Renew Standard Softwood Casement 2 Light, unit of measure SM | Cyclical Redecoration-CR310106 | Y | Y | Y | Y | Y
M3NHFScheduleOfRatesCode | Cyclical Redecoration/Window:Renew Standard Softwood Casement 3 Light | Cyclical Redecoration - Window:Renew Standard Softwood Casement 3 Light, unit of measure SM | Cyclical Redecoration-CR310110 | Y | Y | Y | Y | Y
M3NHFScheduleOfRatesCode | Cyclical Redecoration/Window:Renew Standard Softwood Casement 4 Light | Cyclical Redecoration - Window:Renew Standard Softwood Casement 4 Light, unit of measure SM | Cyclical Redecoration-CR310114 | Y | Y | Y | Y | Y
M3NHFScheduleOfRatesCode | Cyclical Redecoration/Window:Renew Prefinished Softwood Casement 1 Light | Cyclical Redecoration - Window:Renew Prefinished Softwood Casement 1 Light, unit of measure SM | Cyclical Redecoration-CR310201 | Y
M3NHFScheduleOfRatesCode | Cyclical Redecoration/Window:Renew Prefinished Softwood Casement 2 Light | Cyclical Redecoration - Window:Renew Prefinished Softwood Casement 2 Light, unit of measure SM | Cyclical Redecoration-CR310203 | Y
M3NHFScheduleOfRatesCode | Cyclical Redecoration/Window:Renew Prefinished Softwood Casement 3 Light | Cyclical Redecoration - Window:Renew Prefinished Softwood Casement 3 Light, unit of measure SM | Cyclical Redecoration-CR310205 | Y
M3NHFScheduleOfRatesCode | Cyclical Redecoration/Window:Renew Prefinished Softwood Casement 4 Light | Cyclical Redecoration - Window:Renew Prefinished Softwood Casement 4 Light, unit of measure SM | Cyclical Redecoration-CR310207 | Y
M3NHFScheduleOfRatesCode | Cyclical Redecoration/Window:Renew Purpose Softwood Casement 1 Light | Cyclical Redecoration - Window:Renew Purpose Softwood Casement 1 Light, unit of measure SM | Cyclical Redecoration-CR310302 | Y | Y | Y | Y | Y
M3NHFScheduleOfRatesCode | Cyclical Redecoration/Window:Renew Purpose Softwood Casement 2 Light | Cyclical Redecoration - Window:Renew Purpose Softwood Casement 2 Light, unit of measure SM | Cyclical Redecoration-CR310306 | Y | Y | Y | Y | Y
M3NHFScheduleOfRatesCode | Cyclical Redecoration/Window:Renew Purpose Softwood Casement 3 Light | Cyclical Redecoration - Window:Renew Purpose Softwood Casement 3 Light, unit of measure SM | Cyclical Redecoration-CR310310 | Y | Y | Y | Y | Y
M3NHFScheduleOfRatesCode | Cyclical Redecoration/Window:Renew Purpose Softwood Casement 4 Light | Cyclical Redecoration - Window:Renew Purpose Softwood Casement 4 Light, unit of measure SM | Cyclical Redecoration-CR310314 | Y | Y | Y | Y | Y
M3NHFScheduleOfRatesCode | Cyclical Redecoration/Window:Renew Softwood Box Sash | Cyclical Redecoration - Window:Renew Softwood Box Sash, unit of measure SM | Cyclical Redecoration-CR310502 | Y | Y | Y | Y | Y
M3NHFScheduleOfRatesCode | Cyclical Redecoration/Window:Renew Softwood Horizontal Pivot | Cyclical Redecoration - Window:Renew Softwood Horizontal Pivot, unit of measure SM | Cyclical Redecoration-CR310702 | Y | Y | Y | Y | Y
M3NHFScheduleOfRatesCode | Cyclical Redecoration/Window:Renew Standard Hardwood Casement 1 Light | Cyclical Redecoration - Window:Renew Standard Hardwood Casement 1 Light, unit of measure SM | Cyclical Redecoration-CR311102 | Y | Y | Y | Y | Y
M3NHFScheduleOfRatesCode | Cyclical Redecoration/Window:Renew Standard Hardwood Casement 2 Light | Cyclical Redecoration - Window:Renew Standard Hardwood Casement 2 Light, unit of measure SM | Cyclical Redecoration-CR311106 | Y | Y | Y | Y | Y
M3NHFScheduleOfRatesCode | Cyclical Redecoration/Window:Renew Standard Hardwood Casement 3 Light | Cyclical Redecoration - Window:Renew Standard Hardwood Casement 3 Light, unit of measure SM | Cyclical Redecoration-CR311110 | Y | Y | Y | Y | Y
M3NHFScheduleOfRatesCode | Cyclical Redecoration/Window:Renew Standard Hardwood Casement 4 Light | Cyclical Redecoration - Window:Renew Standard Hardwood Casement 4 Light, unit of measure SM | Cyclical Redecoration-CR311114 | Y | Y | Y | Y | Y
M3NHFScheduleOfRatesCode | Cyclical Redecoration/Window:Renew Purpose Hardwood Casement 1 Light | Cyclical Redecoration - Window:Renew Purpose Hardwood Casement 1 Light, unit of measure SM | Cyclical Redecoration-CR311302 | Y | Y | Y | Y | Y
M3NHFScheduleOfRatesCode | Cyclical Redecoration/Window:Renew Purpose Hardwood Casement 2 Light | Cyclical Redecoration - Window:Renew Purpose Hardwood Casement 2 Light, unit of measure SM | Cyclical Redecoration-CR311306 | Y | Y | Y | Y | Y
M3NHFScheduleOfRatesCode | Cyclical Redecoration/Window:Renew Purpose Hardwood Casement 3 Light | Cyclical Redecoration - Window:Renew Purpose Hardwood Casement 3 Light, unit of measure SM | Cyclical Redecoration-CR311310 | Y | Y | Y | Y | Y
M3NHFScheduleOfRatesCode | Cyclical Redecoration/Window:Renew Purpose Hardwood Casement 4 Light | Cyclical Redecoration - Window:Renew Purpose Hardwood Casement 4 Light, unit of measure SM | Cyclical Redecoration-CR311314 | Y | Y | Y | Y | Y
M3NHFScheduleOfRatesCode | Cyclical Redecoration/Window:Renew Hardwood Box Sash | Cyclical Redecoration - Window:Renew Hardwood Box Sash, unit of measure SM | Cyclical Redecoration-CR311502 | Y | Y | Y | Y | Y
M3NHFScheduleOfRatesCode | Cyclical Redecoration/Window:Renew Hardwood Horizontal Pivot | Cyclical Redecoration - Window:Renew Hardwood Horizontal Pivot, unit of measure SM | Cyclical Redecoration-CR311702 | Y | Y | Y | Y | Y
M3NHFScheduleOfRatesCode | Cyclical Redecoration/Window:Renew Softwood Feature | Cyclical Redecoration - Window:Renew Softwood Feature, unit of measure SM | Cyclical Redecoration-CR312002 | Y | Y | Y | Y | Y
M3NHFScheduleOfRatesCode | Cyclical Redecoration/Window:Renew Prefinished Softwood Feature | Cyclical Redecoration - Window:Renew Prefinished Softwood Feature, unit of measure SM | Cyclical Redecoration-CR312101 | Y
M3NHFScheduleOfRatesCode | Cyclical Redecoration/Window:Renew Hardwood Feature | Cyclical Redecoration - Window:Renew Hardwood Feature, unit of measure SM | Cyclical Redecoration-CR313002 | Y | Y | Y | Y | Y
M3NHFScheduleOfRatesCode | Cyclical Redecoration/Window:Renew With Pvcu Pivot | Cyclical Redecoration - Window:Renew With Pvcu Pivot, unit of measure SM | Cyclical Redecoration-CR313501 | Y | Y | Y | Y | Y
M3NHFScheduleOfRatesCode | Cyclical Redecoration/Window:Renew With Pvcu Casement 1 Light | Cyclical Redecoration - Window:Renew With Pvcu Casement 1 Light, unit of measure SM | Cyclical Redecoration-CR313601 | Y | Y | Y | Y | Y
M3NHFScheduleOfRatesCode | Cyclical Redecoration/Window:Renew With Pvcu Casement 2 Light | Cyclical Redecoration - Window:Renew With Pvcu Casement 2 Light, unit of measure SM | Cyclical Redecoration-CR313605 | Y | Y | Y | Y | Y
M3NHFScheduleOfRatesCode | Cyclical Redecoration/Window:Renew With Pvcu Casement 3 Light | Cyclical Redecoration - Window:Renew With Pvcu Casement 3 Light, unit of measure SM | Cyclical Redecoration-CR313609 | Y | Y | Y | Y | Y
M3NHFScheduleOfRatesCode | Cyclical Redecoration/Window:Renew With Pvcu Casement 4 Light | Cyclical Redecoration - Window:Renew With Pvcu Casement 4 Light, unit of measure SM | Cyclical Redecoration-CR313613 | Y | Y | Y | Y | Y
M3NHFScheduleOfRatesCode | Cyclical Redecoration/Window:Renew With Pvcu Tilt Turn 1 Light | Cyclical Redecoration - Window:Renew With Pvcu Tilt Turn 1 Light, unit of measure SM | Cyclical Redecoration-CR313701 | Y | Y | Y | Y | Y
M3NHFScheduleOfRatesCode | Cyclical Redecoration/Window:Renew With Pvcu Tilt Turn 2 Light | Cyclical Redecoration - Window:Renew With Pvcu Tilt Turn 2 Light, unit of measure SM | Cyclical Redecoration-CR313705 | Y | Y | Y | Y | Y
M3NHFScheduleOfRatesCode | Cyclical Redecoration/Window:Renew With Pvcu Tilt Turn 3 Light | Cyclical Redecoration - Window:Renew With Pvcu Tilt Turn 3 Light, unit of measure SM | Cyclical Redecoration-CR313709 | Y | Y | Y | Y | Y
M3NHFScheduleOfRatesCode | Cyclical Redecoration/Window:Renew With Pvcu Tilt Turn 4 Light | Cyclical Redecoration - Window:Renew With Pvcu Tilt Turn 4 Light, unit of measure SM | Cyclical Redecoration-CR313713 | Y | Y | Y | Y | Y
M3NHFScheduleOfRatesCode | Cyclical Redecoration/Glazing:Discount For Single Glazing | Cyclical Redecoration - Glazing:Discount For Single Glazing, unit of measure SM | Cyclical Redecoration-CR314003 | Y | Y | Y | Y | Y
M3NHFScheduleOfRatesCode | Cyclical Redecoration/Glazing:Extra For Laminated Safety | Cyclical Redecoration - Glazing:Extra For Laminated Safety, unit of measure SM | Cyclical Redecoration-CR314007 | Y
M3NHFScheduleOfRatesCode | Cyclical Redecoration/Window:Ease And Adjust Including Remove | Cyclical Redecoration - Window:Ease And Adjust Including Remove, unit of measure NO | Cyclical Redecoration-CR315002 | Y | Y | Y | Y | Y
M3NHFScheduleOfRatesCode | Cyclical Redecoration/Window:Renew Prefinished Sw Casement Double Glazed | Cyclical Redecoration - Window:Renew Prefinished Sw Casement Double Glazed, unit of measure SM | Cyclical Redecoration-CR315006 | Y
M3NHFScheduleOfRatesCode | Cyclical Redecoration/Window:Renew Ne 0.9X0.6M Hw Casement Double Glazed | Cyclical Redecoration - Window:Renew Ne 0.9X0.6M Hw Casement Double Glazed, unit of measure NO | Cyclical Redecoration-CR315008 | Y | Y | Y | Y | Y
M3NHFScheduleOfRatesCode | Cyclical Redecoration/Window:Renew Fixed Prefinished Sash Double Glazed | Cyclical Redecoration - Window:Renew Fixed Prefinished Sash Double Glazed, unit of measure NO | Cyclical Redecoration-CR315010 | Y | Y | Y | Y | Y
M3NHFScheduleOfRatesCode | Cyclical Redecoration/Window:Renew Prefinished Pivot Sash Double Glazed | Cyclical Redecoration - Window:Renew Prefinished Pivot Sash Double Glazed, unit of measure SM | Cyclical Redecoration-CR315012 | Y | Y | Y | Y | Y
M3NHFScheduleOfRatesCode | Cyclical Redecoration/Glazing Repairs:Extra For Laminated Safety | Cyclical Redecoration - Glazing Repairs:Extra For Laminated Safety, unit of measure SM | Cyclical Redecoration-CR315014 | Y | Y | Y | Y | Y
M3NHFScheduleOfRatesCode | Cyclical Redecoration/Window:Renew Softwood Parting Or Staff Bead | Cyclical Redecoration - Window:Renew Softwood Parting Or Staff Bead, unit of measure LM | Cyclical Redecoration-CR315016 | Y | Y | Y | Y | Y
M3NHFScheduleOfRatesCode | Cyclical Redecoration/Window:Renew Set Of Sash Cords | Cyclical Redecoration - Window:Renew Set Of Sash Cords, unit of measure IT | Cyclical Redecoration-CR315019 | Y | Y | Y | Y | Y
M3NHFScheduleOfRatesCode | Cyclical Redecoration/Window:Renew Pulley Wheel To Box Sash | Cyclical Redecoration - Window:Renew Pulley Wheel To Box Sash, unit of measure NO | Cyclical Redecoration-CR315021 | Y | Y | Y | Y | Y
M3NHFScheduleOfRatesCode | Cyclical Redecoration/Window:Renew Sash Weight(S) To Box Sash | Cyclical Redecoration - Window:Renew Sash Weight(S) To Box Sash, unit of measure NO | Cyclical Redecoration-CR315023 | Y | Y | Y | Y | Y
M3NHFScheduleOfRatesCode | Cyclical Redecoration/Window:Renew Spiral Balances To Box Sash | Cyclical Redecoration - Window:Renew Spiral Balances To Box Sash, unit of measure IT | Cyclical Redecoration-CR315025 | Y | Y | Y | Y | Y
M3NHFScheduleOfRatesCode | Cyclical Redecoration/Window Frame:Cut Out And Splice New Section | Cyclical Redecoration - Window Frame:Cut Out And Splice New Section, unit of measure LM | Cyclical Redecoration-CR315028 | Y | Y | Y | Y | Y
M3NHFScheduleOfRatesCode | Cyclical Redecoration/Window Cill:Cut Out And Splice New Ne 300Mm | Cyclical Redecoration - Window Cill:Cut Out And Splice New Ne 300Mm, unit of measure IT | Cyclical Redecoration-CR315030 | Y | Y | Y | Y | Y
M3NHFScheduleOfRatesCode | Cyclical Redecoration/Window Cill:Cut Out And Splice New Over 300Mm | Cyclical Redecoration - Window Cill:Cut Out And Splice New Over 300Mm, unit of measure LM | Cyclical Redecoration-CR315032 | Y | Y | Y | Y | Y
M3NHFScheduleOfRatesCode | Cyclical Redecoration/Window:Renew Glazing Bead | Cyclical Redecoration - Window:Renew Glazing Bead, unit of measure LM | Cyclical Redecoration-CR315036 | Y | Y | Y | Y | Y
M3NHFScheduleOfRatesCode | Cyclical Redecoration/Window:Refix Loose Glazing Bead | Cyclical Redecoration - Window:Refix Loose Glazing Bead, unit of measure LM | Cyclical Redecoration-CR315039 | Y | Y | Y | Y | Y
M3NHFScheduleOfRatesCode | Cyclical Redecoration/Window:Renew Cill Nosing | Cyclical Redecoration - Window:Renew Cill Nosing, unit of measure LM | Cyclical Redecoration-CR315042 | Y | Y | Y | Y | Y
M3NHFScheduleOfRatesCode | Cyclical Redecoration/Window:Renew Glazing Bar | Cyclical Redecoration - Window:Renew Glazing Bar, unit of measure LM | Cyclical Redecoration-CR315044 | Y | Y | Y | Y | Y
M3NHFScheduleOfRatesCode | Cyclical Redecoration/Window:Renew Weather Mould | Cyclical Redecoration - Window:Renew Weather Mould, unit of measure LM | Cyclical Redecoration-CR315046 | Y | Y | Y | Y | Y
M3NHFScheduleOfRatesCode | Cyclical Redecoration/Window:Repair Sash Rail Or Stile | Cyclical Redecoration - Window:Repair Sash Rail Or Stile, unit of measure LM | Cyclical Redecoration-CR315048 | Y | Y | Y | Y | Y
M3NHFScheduleOfRatesCode | Cyclical Redecoration/Window:Overhaul Casement | Cyclical Redecoration - Window:Overhaul Casement, unit of measure NO | Cyclical Redecoration-CR315050 | Y | Y | Y | Y | Y
M3NHFScheduleOfRatesCode | Cyclical Redecoration/Window:Overhaul Sash | Cyclical Redecoration - Window:Overhaul Sash, unit of measure NO | Cyclical Redecoration-CR315052 | Y | Y | Y | Y | Y
M3NHFScheduleOfRatesCode | Cyclical Redecoration/Window:Renew Multipoint Keeper | Cyclical Redecoration - Window:Renew Multipoint Keeper, unit of measure NO | Cyclical Redecoration-CR315053 | Y
M3NHFScheduleOfRatesCode | Cyclical Redecoration/Window:Renew Trickle Window Ventilator | Cyclical Redecoration - Window:Renew Trickle Window Ventilator, unit of measure NO | Cyclical Redecoration-CR315055 | Y
M3NHFScheduleOfRatesCode | Cyclical Redecoration/Window:Renew Acoustic Window Ventilator | Cyclical Redecoration - Window:Renew Acoustic Window Ventilator, unit of measure NO | Cyclical Redecoration-CR315057 | Y
M3NHFScheduleOfRatesCode | Cyclical Redecoration/Timber:Epoxy Repair Ne 10Mm X Over 300Mm | Cyclical Redecoration - Timber:Epoxy Repair Ne 10Mm X Over 300Mm, unit of measure LM | Cyclical Redecoration-CR315105 | Y | Y | Y | Y | Y
M3NHFScheduleOfRatesCode | Cyclical Redecoration/Timber:Epoxy Repair Ne 10Mm X Ne 300Mm | Cyclical Redecoration - Timber:Epoxy Repair Ne 10Mm X Ne 300Mm, unit of measure NO | Cyclical Redecoration-CR315107 | Y | Y | Y | Y | Y
M3NHFScheduleOfRatesCode | Cyclical Redecoration/Timber:Epoxy Repair Ne 25Mm X Ne 300Mm Plain | Cyclical Redecoration - Timber:Epoxy Repair Ne 25Mm X Ne 300Mm Plain, unit of measure NO | Cyclical Redecoration-CR315109 | Y | Y | Y | Y | Y
M3NHFScheduleOfRatesCode | Cyclical Redecoration/Timber:Epoxy Repair Ne 50Mm X Ne 300Mm Plain | Cyclical Redecoration - Timber:Epoxy Repair Ne 50Mm X Ne 300Mm Plain, unit of measure NO | Cyclical Redecoration-CR315111 | Y | Y | Y | Y | Y
M3NHFScheduleOfRatesCode | Cyclical Redecoration/Timber:Epoxy Repair Ne 75Mm X Ne 300Mm Plain | Cyclical Redecoration - Timber:Epoxy Repair Ne 75Mm X Ne 300Mm Plain, unit of measure NO | Cyclical Redecoration-CR315113 | Y | Y | Y | Y | Y
M3NHFScheduleOfRatesCode | Cyclical Redecoration/Timber:Epoxy Repair Ne 25Mm X Ne 300Mm Irregular | Cyclical Redecoration - Timber:Epoxy Repair Ne 25Mm X Ne 300Mm Irregular, unit of measure NO | Cyclical Redecoration-CR315115 | Y | Y | Y | Y | Y
M3NHFScheduleOfRatesCode | Cyclical Redecoration/Timber:Epoxy Repair Ne 50Mm X Ne 300Mm Irregular | Cyclical Redecoration - Timber:Epoxy Repair Ne 50Mm X Ne 300Mm Irregular, unit of measure NO | Cyclical Redecoration-CR315117 | Y | Y | Y | Y | Y
M3NHFScheduleOfRatesCode | Cyclical Redecoration/Timber:Epoxy Repair Ne 75Mm X Ne 300Mm Irregular | Cyclical Redecoration - Timber:Epoxy Repair Ne 75Mm X Ne 300Mm Irregular, unit of measure NO | Cyclical Redecoration-CR315119 | Y | Y | Y | Y | Y
M3NHFScheduleOfRatesCode | Cyclical Redecoration/Window:Renew Timber Sub-Frame To Metal | Cyclical Redecoration - Window:Renew Timber Sub-Frame To Metal, unit of measure LM | Cyclical Redecoration-CR316202 | Y | Y | Y | Y | Y
M3NHFScheduleOfRatesCode | Cyclical Redecoration/Window:Ease Oil Butts Adjust Any Metal | Cyclical Redecoration - Window:Ease Oil Butts Adjust Any Metal, unit of measure NO | Cyclical Redecoration-CR316401 | Y | Y | Y | Y | Y
M3NHFScheduleOfRatesCode | Cyclical Redecoration/Window:Renew Weather/Draught Proofing Metal | Cyclical Redecoration - Window:Renew Weather/Draught Proofing Metal, unit of measure IT | Cyclical Redecoration-CR316405 | Y | Y | Y | Y | Y
M3NHFScheduleOfRatesCode | Cyclical Redecoration/Window:Overhaul Metal | Cyclical Redecoration - Window:Overhaul Metal, unit of measure NO | Cyclical Redecoration-CR316407 | Y | Y | Y | Y | Y
M3NHFScheduleOfRatesCode | Cyclical Redecoration/Window:Ease Oil Butts Adjust Any Aluminium | Cyclical Redecoration - Window:Ease Oil Butts Adjust Any Aluminium, unit of measure NO | Cyclical Redecoration-CR317201 | Y | Y | Y | Y | Y
M3NHFScheduleOfRatesCode | Cyclical Redecoration/Window:Overhaul Aluminium | Cyclical Redecoration - Window:Overhaul Aluminium, unit of measure NO | Cyclical Redecoration-CR317205 | Y | Y | Y | Y | Y
M3NHFScheduleOfRatesCode | Cyclical Redecoration/Window:Renew Fanlight Pvcu Sash | Cyclical Redecoration - Window:Renew Fanlight Pvcu Sash, unit of measure NO | Cyclical Redecoration-CR318101 | Y | Y | Y | Y | Y
M3NHFScheduleOfRatesCode | Cyclical Redecoration/Window:Renew Side Hung Pvcu Sash | Cyclical Redecoration - Window:Renew Side Hung Pvcu Sash, unit of measure NO | Cyclical Redecoration-CR318103 | Y | Y | Y | Y | Y
M3NHFScheduleOfRatesCode | Cyclical Redecoration/Window:Renew Trickle Vent To Pvcu | Cyclical Redecoration - Window:Renew Trickle Vent To Pvcu, unit of measure IT | Cyclical Redecoration-CR318105 | Y | Y | Y | Y | Y
M3NHFScheduleOfRatesCode | Cyclical Redecoration/Window:Renew Handle To Pvcu | Cyclical Redecoration - Window:Renew Handle To Pvcu, unit of measure NO | Cyclical Redecoration-CR318107 | Y | Y | Y | Y | Y
M3NHFScheduleOfRatesCode | Cyclical Redecoration/Window:Renew Locking Handle To Pvcu | Cyclical Redecoration - Window:Renew Locking Handle To Pvcu, unit of measure NO | Cyclical Redecoration-CR318108 | Y | Y | Y | Y | Y
M3NHFScheduleOfRatesCode | Cyclical Redecoration/Window:Renew Hinge To Pvcu | Cyclical Redecoration - Window:Renew Hinge To Pvcu, unit of measure NO | Cyclical Redecoration-CR318109 | Y | Y | Y | Y | Y
M3NHFScheduleOfRatesCode | Cyclical Redecoration/Window:Renew Espagnolette Lock To Pvcu | Cyclical Redecoration - Window:Renew Espagnolette Lock To Pvcu, unit of measure IT | Cyclical Redecoration-CR318111 | Y | Y | Y | Y | Y
M3NHFScheduleOfRatesCode | Cyclical Redecoration/Window:Renew Sealing Gasket To Pvcu | Cyclical Redecoration - Window:Renew Sealing Gasket To Pvcu, unit of measure IT | Cyclical Redecoration-CR318113 | Y | Y | Y | Y | Y
M3NHFScheduleOfRatesCode | Cyclical Redecoration/Window:Check Lubricate Fittings To Pvcu | Cyclical Redecoration - Window:Check Lubricate Fittings To Pvcu, unit of measure IT | Cyclical Redecoration-CR318115 | Y | Y | Y | Y | Y
M3NHFScheduleOfRatesCode | Cyclical Redecoration/Window:Ease And Adjust Pvcu Sash | Cyclical Redecoration - Window:Ease And Adjust Pvcu Sash, unit of measure IT | Cyclical Redecoration-CR318117 | Y | Y | Y | Y | Y
M3NHFScheduleOfRatesCode | Cyclical Redecoration/Window:Overhaul Tilt Turn Mechanism To Pvcu | Cyclical Redecoration - Window:Overhaul Tilt Turn Mechanism To Pvcu, unit of measure NO | Cyclical Redecoration-CR318119 | Y | Y | Y | Y | Y
M3NHFScheduleOfRatesCode | Cyclical Redecoration/Window:Renew Tilt Turn Mechanism To Pvcu | Cyclical Redecoration - Window:Renew Tilt Turn Mechanism To Pvcu, unit of measure NO | Cyclical Redecoration-CR318121 | Y | Y | Y | Y | Y
M3NHFScheduleOfRatesCode | Cyclical Redecoration/Window:Child Restrictor To Pvcu | Cyclical Redecoration - Window:Child Restrictor To Pvcu, unit of measure NO | Cyclical Redecoration-CR318123 | Y | Y | Y | Y | Y
M3NHFScheduleOfRatesCode | Cyclical Redecoration/Window:Overhaul Pvcu | Cyclical Redecoration - Window:Overhaul Pvcu, unit of measure NO | Cyclical Redecoration-CR318125 | Y | Y | Y | Y | Y
M3NHFScheduleOfRatesCode | Cyclical Redecoration/Door Frame:Rake Out And Repoint Sealant | Cyclical Redecoration - Door Frame:Rake Out And Repoint Sealant, unit of measure IT | Cyclical Redecoration-CR318201 | Y | Y | Y | Y | Y
M3NHFScheduleOfRatesCode | Cyclical Redecoration/Window Frame:Rake Out And Repoint | Cyclical Redecoration - Window Frame:Rake Out And Repoint, unit of measure IT | Cyclical Redecoration-CR318203 | Y | Y | Y | Y | Y
M3NHFScheduleOfRatesCode | Cyclical Redecoration/Windows/Doors:Pvcu 1 Bed House Check Clean | Cyclical Redecoration - Windows/Doors:Pvcu 1 Bed House Check Clean, unit of measure IT | Cyclical Redecoration-CR318301 | Y | Y | Y | Y | Y
M3NHFScheduleOfRatesCode | Cyclical Redecoration/Windows/Doors:Pvcu 2 Bed House Check Clean | Cyclical Redecoration - Windows/Doors:Pvcu 2 Bed House Check Clean, unit of measure IT | Cyclical Redecoration-CR318303 | Y | Y | Y | Y | Y
M3NHFScheduleOfRatesCode | Cyclical Redecoration/Windows/Doors:Pvcu 3 Bed House Check Clean | Cyclical Redecoration - Windows/Doors:Pvcu 3 Bed House Check Clean, unit of measure IT | Cyclical Redecoration-CR318305 | Y | Y | Y | Y | Y
M3NHFScheduleOfRatesCode | Cyclical Redecoration/Windows/Doors:Pvcu 4 Bed House Check Clean | Cyclical Redecoration - Windows/Doors:Pvcu 4 Bed House Check Clean, unit of measure IT | Cyclical Redecoration-CR318307 | Y | Y | Y | Y | Y
M3NHFScheduleOfRatesCode | Cyclical Redecoration/Windows/Doors:Pvcu 5 Bed House Check Clean | Cyclical Redecoration - Windows/Doors:Pvcu 5 Bed House Check Clean, unit of measure IT | Cyclical Redecoration-CR318309 | Y | Y | Y | Y | Y
M3NHFScheduleOfRatesCode | Cyclical Redecoration/Windows/Doors:Pvcu 1 Bed Flat Check Clean | Cyclical Redecoration - Windows/Doors:Pvcu 1 Bed Flat Check Clean, unit of measure IT | Cyclical Redecoration-CR318311 | Y | Y | Y | Y | Y
M3NHFScheduleOfRatesCode | Cyclical Redecoration/Windows/Doors:Pvcu 2 Bed Flat Check Clean | Cyclical Redecoration - Windows/Doors:Pvcu 2 Bed Flat Check Clean, unit of measure IT | Cyclical Redecoration-CR318313 | Y | Y | Y | Y | Y
M3NHFScheduleOfRatesCode | Cyclical Redecoration/Windows/Doors:Pvcu 3 Bed Flat Check Clean | Cyclical Redecoration - Windows/Doors:Pvcu 3 Bed Flat Check Clean, unit of measure IT | Cyclical Redecoration-CR318315 | Y | Y | Y | Y | Y
M3NHFScheduleOfRatesCode | Cyclical Redecoration/Windows/Doors:Pvcu 4 Bed Flat Check Clean | Cyclical Redecoration - Windows/Doors:Pvcu 4 Bed Flat Check Clean, unit of measure IT | Cyclical Redecoration-CR318317 | Y | Y | Y | Y | Y
M3NHFScheduleOfRatesCode | Cyclical Redecoration/Windows/Doors:Pvcu 5 Bed Flat Check Clean | Cyclical Redecoration - Windows/Doors:Pvcu 5 Bed Flat Check Clean, unit of measure IT | Cyclical Redecoration-CR318319 | Y | Y | Y | Y | Y
M3NHFScheduleOfRatesCode | Cyclical Redecoration/Roof Window:Renew Ne 0.78X0.98M | Cyclical Redecoration - Roof Window:Renew Ne 0.78X0.98M, unit of measure NO | Cyclical Redecoration-CR319001 | Y | Y | Y | Y | Y
M3NHFScheduleOfRatesCode | Cyclical Redecoration/Roof Window:Renew Ne 1.14X1.18M | Cyclical Redecoration - Roof Window:Renew Ne 1.14X1.18M, unit of measure NO | Cyclical Redecoration-CR319003 | Y | Y | Y | Y | Y
M3NHFScheduleOfRatesCode | Cyclical Redecoration/Roof Window:Renew Ne 1.34X1.40M | Cyclical Redecoration - Roof Window:Renew Ne 1.34X1.40M, unit of measure NO | Cyclical Redecoration-CR319005 | Y | Y | Y | Y | Y
M3NHFScheduleOfRatesCode | Cyclical Redecoration/Roof Window:Redress Flashings | Cyclical Redecoration - Roof Window:Redress Flashings, unit of measure NO | Cyclical Redecoration-CR319101 | Y | Y | Y | Y | Y
M3NHFScheduleOfRatesCode | Cyclical Redecoration/Roof Window:Overhaul Opening Gear | Cyclical Redecoration - Roof Window:Overhaul Opening Gear, unit of measure NO | Cyclical Redecoration-CR319103 | Y | Y | Y | Y | Y
M3NHFScheduleOfRatesCode | Cyclical Redecoration/Roof Window:Renew Control Cords | Cyclical Redecoration - Roof Window:Renew Control Cords, unit of measure NO | Cyclical Redecoration-CR319105 | Y | Y | Y | Y | Y
M3NHFScheduleOfRatesCode | Cyclical Redecoration/Roof Window:Overhaul | Cyclical Redecoration - Roof Window:Overhaul, unit of measure NO | Cyclical Redecoration-CR319107 | Y
M3NHFScheduleOfRatesCode | Cyclical Redecoration/Doorset:Renew Hw Panelled Or Glazed Back Door | Cyclical Redecoration - Doorset:Renew Hw Panelled Or Glazed Back Door, unit of measure NO | Cyclical Redecoration-CR321106 | Y | Y | Y | Y | Y
M3NHFScheduleOfRatesCode | Cyclical Redecoration/Doorset:Renew Hw Panelled Or Glazed Front Door | Cyclical Redecoration - Doorset:Renew Hw Panelled Or Glazed Front Door, unit of measure NO | Cyclical Redecoration-CR321108 | Y | Y | Y | Y | Y
M3NHFScheduleOfRatesCode | Cyclical Redecoration/Door:Renew Pm Hw Panelled Or Glazed Back Door | Cyclical Redecoration - Door:Renew Pm Hw Panelled Or Glazed Back Door, unit of measure NO | Cyclical Redecoration-CR321306 | Y | Y | Y | Y | Y
M3NHFScheduleOfRatesCode | Cyclical Redecoration/Door:Renew Pm Hw Panelled Or Glazed Front Door | Cyclical Redecoration - Door:Renew Pm Hw Panelled Or Glazed Front Door, unit of measure NO | Cyclical Redecoration-CR321308 | Y | Y | Y | Y | Y
M3NHFScheduleOfRatesCode | Cyclical Redecoration/Door:Renew Sw Panelled Or Glazed Back Door | Cyclical Redecoration - Door:Renew Sw Panelled Or Glazed Back Door, unit of measure NO | Cyclical Redecoration-CR321506 | Y | Y | Y | Y | Y
M3NHFScheduleOfRatesCode | Cyclical Redecoration/Door:Renew Sw Panelled Or Glazed Front Door | Cyclical Redecoration - Door:Renew Sw Panelled Or Glazed Front Door, unit of measure NO | Cyclical Redecoration-CR321508 | Y | Y | Y | Y | Y
M3NHFScheduleOfRatesCode | Cyclical Redecoration/Door:Renew Pm Sw Panelled Or Glazed Back Door | Cyclical Redecoration - Door:Renew Pm Sw Panelled Or Glazed Back Door, unit of measure NO | Cyclical Redecoration-CR321706 | Y | Y | Y | Y | Y
M3NHFScheduleOfRatesCode | Cyclical Redecoration/Door:Renew Pm Sw Panelled Or Glazed Front Door | Cyclical Redecoration - Door:Renew Pm Sw Panelled Or Glazed Front Door, unit of measure NO | Cyclical Redecoration-CR321708 | Y | Y | Y | Y | Y
M3NHFScheduleOfRatesCode | Cyclical Redecoration/Door:High Performance Composite Back Door | Cyclical Redecoration - Door:High Performance Composite Back Door, unit of measure NO | Cyclical Redecoration-CR322102 | Y | Y | Y | Y | Y
M3NHFScheduleOfRatesCode | Cyclical Redecoration/Door:High Performance Composite Front Door | Cyclical Redecoration - Door:High Performance Composite Front Door, unit of measure NO | Cyclical Redecoration-CR322104 | Y | Y | Y | Y | Y
M3NHFScheduleOfRatesCode | Cyclical Redecoration/Doorset:High Performance Composite Lbs | Cyclical Redecoration - Doorset:High Performance Composite Lbs, unit of measure NO | Cyclical Redecoration-CR322119 | Y
M3NHFScheduleOfRatesCode | Cyclical Redecoration/Doorset:Fd30S Doorset | Cyclical Redecoration - Doorset:Fd30S Doorset, unit of measure NO | Cyclical Redecoration-CR322201 | Y
M3NHFScheduleOfRatesCode | Cyclical Redecoration/Doorset:Fd30S Doorset Fanlight Ne 0.50Sm | Cyclical Redecoration - Doorset:Fd30S Doorset Fanlight Ne 0.50Sm, unit of measure NO | Cyclical Redecoration-CR322203 | Y
M3NHFScheduleOfRatesCode | Cyclical Redecoration/Doorset:Fd30S Doorset Fanlight Ne1.00Sm | Cyclical Redecoration - Doorset:Fd30S Doorset Fanlight Ne1.00Sm, unit of measure NO | Cyclical Redecoration-CR322205 | Y
M3NHFScheduleOfRatesCode | Cyclical Redecoration/Doorset:Fd30S Doorset Sidelight Ne 1.00Sm | Cyclical Redecoration - Doorset:Fd30S Doorset Sidelight Ne 1.00Sm, unit of measure NO | Cyclical Redecoration-CR322207 | Y
M3NHFScheduleOfRatesCode | Cyclical Redecoration/Doorset:Fd30S Doorset Sidelight Over 1.00Sm | Cyclical Redecoration - Doorset:Fd30S Doorset Sidelight Over 1.00Sm, unit of measure NO | Cyclical Redecoration-CR322209 | Y
M3NHFScheduleOfRatesCode | Cyclical Redecoration/Doorset:Fd30S Doorset Fanlight Sidelight Ne 1Sm | Cyclical Redecoration - Doorset:Fd30S Doorset Fanlight Sidelight Ne 1Sm, unit of measure NO | Cyclical Redecoration-CR322211 | Y
M3NHFScheduleOfRatesCode | Cyclical Redecoration/Doorset:Fd30S Doorset Fanlight Sidelight Over 1Sm | Cyclical Redecoration - Doorset:Fd30S Doorset Fanlight Sidelight Over 1Sm, unit of measure NO | Cyclical Redecoration-CR322213 | Y
M3NHFScheduleOfRatesCode | Cyclical Redecoration/Door:Renew Flush External | Cyclical Redecoration - Door:Renew Flush External, unit of measure NO | Cyclical Redecoration-CR323001 | Y
M3NHFScheduleOfRatesCode | Cyclical Redecoration/Door:Renew Flush Glazed External | Cyclical Redecoration - Door:Renew Flush Glazed External, unit of measure NO | Cyclical Redecoration-CR323003 | Y
M3NHFScheduleOfRatesCode | Cyclical Redecoration/Door:Renew 1/2Hr Flush Front Door | Cyclical Redecoration - Door:Renew 1/2Hr Flush Front Door, unit of measure NO | Cyclical Redecoration-CR323102 | Y | Y | Y | Y | Y
M3NHFScheduleOfRatesCode | Cyclical Redecoration/Door:Renew 1Hr Flush Front Door | Cyclical Redecoration - Door:Renew 1Hr Flush Front Door, unit of measure NO | Cyclical Redecoration-CR323104 | Y | Y | Y | Y | Y
M3NHFScheduleOfRatesCode | Cyclical Redecoration/Door:Renew 1/2Hr Flush Communal Door | Cyclical Redecoration - Door:Renew 1/2Hr Flush Communal Door, unit of measure NO | Cyclical Redecoration-CR323106 | Y | Y | Y | Y | Y
M3NHFScheduleOfRatesCode | Cyclical Redecoration/Door:Renew 1Hr Flush Communal Door | Cyclical Redecoration - Door:Renew 1Hr Flush Communal Door, unit of measure NO | Cyclical Redecoration-CR323108 | Y | Y | Y | Y | Y
M3NHFScheduleOfRatesCode | Cyclical Redecoration/Doorset:Renew Pvcu Panelled Glazed Door And Frame | Cyclical Redecoration - Doorset:Renew Pvcu Panelled Glazed Door And Frame, unit of measure NO | Cyclical Redecoration-CR323501 | Y | Y | Y | Y | Y
M3NHFScheduleOfRatesCode | Cyclical Redecoration/Doorset:Renew Pvcu 2 Panel Door And Frame | Cyclical Redecoration - Doorset:Renew Pvcu 2 Panel Door And Frame, unit of measure NO | Cyclical Redecoration-CR323503 | Y | Y | Y | Y | Y
M3NHFScheduleOfRatesCode | Cyclical Redecoration/Door:Renew Pvcu Panelled Glazed Door | Cyclical Redecoration - Door:Renew Pvcu Panelled Glazed Door, unit of measure NO | Cyclical Redecoration-CR323505 | Y | Y | Y | Y | Y
M3NHFScheduleOfRatesCode | Cyclical Redecoration/Door:Renew Pvcu 2 Panel Door | Cyclical Redecoration - Door:Renew Pvcu 2 Panel Door, unit of measure NO | Cyclical Redecoration-CR323507 | Y | Y | Y | Y | Y
M3NHFScheduleOfRatesCode | Cyclical Redecoration/Door:Renew Pvcu Tilt And Turn French Door | Cyclical Redecoration - Door:Renew Pvcu Tilt And Turn French Door, unit of measure IT | Cyclical Redecoration-CR323509 | Y | Y | Y | Y | Y
M3NHFScheduleOfRatesCode | Cyclical Redecoration/Door:High Performance Pvcu Back Door | Cyclical Redecoration - Door:High Performance Pvcu Back Door, unit of measure NO | Cyclical Redecoration-CR323601 | Y | Y | Y | Y | Y
M3NHFScheduleOfRatesCode | Cyclical Redecoration/Door:High Performance Pvcu Front Door | Cyclical Redecoration - Door:High Performance Pvcu Front Door, unit of measure NO | Cyclical Redecoration-CR323603 | Y | Y | Y | Y | Y
M3NHFScheduleOfRatesCode | Cyclical Redecoration/Door:Ease And Adjust Including Remove | Cyclical Redecoration - Door:Ease And Adjust Including Remove, unit of measure NO | Cyclical Redecoration-CR324102 | Y | Y | Y | Y | Y
M3NHFScheduleOfRatesCode | Cyclical Redecoration/Door:Refix Loose Glazing Beads | Cyclical Redecoration - Door:Refix Loose Glazing Beads, unit of measure NO | Cyclical Redecoration-CR324107 | Y | Y | Y | Y | Y
M3NHFScheduleOfRatesCode | Cyclical Redecoration/Door:Refix Plywood Panel | Cyclical Redecoration - Door:Refix Plywood Panel, unit of measure SM | Cyclical Redecoration-CR324110 | Y | Y | Y | Y | Y
M3NHFScheduleOfRatesCode | Cyclical Redecoration/Door:Patch Or Repair Door Stile | Cyclical Redecoration - Door:Patch Or Repair Door Stile, unit of measure NO | Cyclical Redecoration-CR324112 | Y | Y | Y | Y | Y
M3NHFScheduleOfRatesCode | Cyclical Redecoration/Door:Renew Softwood Door Stile | Cyclical Redecoration - Door:Renew Softwood Door Stile, unit of measure IT | Cyclical Redecoration-CR324114 | Y | Y | Y | Y | Y
M3NHFScheduleOfRatesCode | Cyclical Redecoration/Door:Supply And Fix Weatherboard | Cyclical Redecoration - Door:Supply And Fix Weatherboard, unit of measure NO | Cyclical Redecoration-CR324116 | Y | Y | Y | Y | Y
M3NHFScheduleOfRatesCode | Cyclical Redecoration/Door:Provide Hardwood Rain Deflector | Cyclical Redecoration - Door:Provide Hardwood Rain Deflector, unit of measure NO | Cyclical Redecoration-CR324117 | Y | Y | Y | Y | Y
M3NHFScheduleOfRatesCode | Cyclical Redecoration/Door:Renew Hardwood Glazing Beads | Cyclical Redecoration - Door:Renew Hardwood Glazing Beads, unit of measure LM | Cyclical Redecoration-CR324120 | Y | Y | Y | Y | Y
M3NHFScheduleOfRatesCode | Cyclical Redecoration/Door:Renew Hardwood Door Stile | Cyclical Redecoration - Door:Renew Hardwood Door Stile, unit of measure IT | Cyclical Redecoration-CR324122 | Y | Y | Y | Y | Y
M3NHFScheduleOfRatesCode | Cyclical Redecoration/Door:Overhaul External Complete | Cyclical Redecoration - Door:Overhaul External Complete, unit of measure NO | Cyclical Redecoration-CR324123 | Y | Y | Y | Y | Y
M3NHFScheduleOfRatesCode | Cyclical Redecoration/Door:Overhaul External Complete Fanlight | Cyclical Redecoration - Door:Overhaul External Complete Fanlight, unit of measure NO | Cyclical Redecoration-CR324125 | Y | Y | Y | Y | Y
M3NHFScheduleOfRatesCode | Cyclical Redecoration/Door:Renew Any Butt Hinge To Pvcu/Composite | Cyclical Redecoration - Door:Renew Any Butt Hinge To Pvcu/Composite, unit of measure NO | Cyclical Redecoration-CR325101 | Y | Y | Y | Y | Y
M3NHFScheduleOfRatesCode | Cyclical Redecoration/Door:Overhaul Multipoint Lock To Pvcu/Composite | Cyclical Redecoration - Door:Overhaul Multipoint Lock To Pvcu/Composite, unit of measure IT | Cyclical Redecoration-CR325103 | Y | Y | Y | Y | Y
M3NHFScheduleOfRatesCode | Cyclical Redecoration/Door:Renew Multipoint Lock To Pvcu/Composite | Cyclical Redecoration - Door:Renew Multipoint Lock To Pvcu/Composite, unit of measure NO | Cyclical Redecoration-CR325105 | Y | Y | Y | Y | Y
M3NHFScheduleOfRatesCode | Cyclical Redecoration/Door:Adjust Lock To Pvcu/Composite | Cyclical Redecoration - Door:Adjust Lock To Pvcu/Composite, unit of measure NO | Cyclical Redecoration-CR325107 | Y | Y | Y | Y | Y
M3NHFScheduleOfRatesCode | Cyclical Redecoration/Door:Renew Lock Cylinder To Pvcu/Composite | Cyclical Redecoration - Door:Renew Lock Cylinder To Pvcu/Composite, unit of measure NO | Cyclical Redecoration-CR325109 | Y | Y | Y | Y | Y
M3NHFScheduleOfRatesCode | Cyclical Redecoration/Door:Renew Lock Catch Or Keep To Pvcu/Composite | Cyclical Redecoration - Door:Renew Lock Catch Or Keep To Pvcu/Composite, unit of measure NO | Cyclical Redecoration-CR325111 | Y | Y | Y | Y | Y
M3NHFScheduleOfRatesCode | Cyclical Redecoration/Door:Repair Handles To Pvcu/Composite | Cyclical Redecoration - Door:Repair Handles To Pvcu/Composite, unit of measure NO | Cyclical Redecoration-CR325113 | Y | Y | Y | Y | Y
M3NHFScheduleOfRatesCode | Cyclical Redecoration/Door:Renew Handles To Pvcu/Composite | Cyclical Redecoration - Door:Renew Handles To Pvcu/Composite, unit of measure NO | Cyclical Redecoration-CR325115 | Y | Y | Y | Y | Y
M3NHFScheduleOfRatesCode | Cyclical Redecoration/Door:Overhaul Pvcu/Composite | Cyclical Redecoration - Door:Overhaul Pvcu/Composite, unit of measure NO | Cyclical Redecoration-CR325117 | Y | Y | Y | Y | Y
M3NHFScheduleOfRatesCode | Cyclical Redecoration/Door:Renew Panel Ne 0.5Sm To Pvcu/Composite | Cyclical Redecoration - Door:Renew Panel Ne 0.5Sm To Pvcu/Composite, unit of measure NO | Cyclical Redecoration-CR325123 | Y | Y | Y | Y | Y
M3NHFScheduleOfRatesCode | Cyclical Redecoration/Door:Renew Panel 0.5-1.0Sm To Pvcu/Composite | Cyclical Redecoration - Door:Renew Panel 0.5-1.0Sm To Pvcu/Composite, unit of measure NO | Cyclical Redecoration-CR325125 | Y | Y | Y | Y | Y
M3NHFScheduleOfRatesCode | Cyclical Redecoration/Door:Renew Letterplate To Pvcu/Composite | Cyclical Redecoration - Door:Renew Letterplate To Pvcu/Composite, unit of measure NO | Cyclical Redecoration-CR325127 | Y
M3NHFScheduleOfRatesCode | Cyclical Redecoration/Door:Renew Draught-Proofing To Pvcu/Composite | Cyclical Redecoration - Door:Renew Draught-Proofing To Pvcu/Composite, unit of measure NO | Cyclical Redecoration-CR325129 | Y
M3NHFScheduleOfRatesCode | Cyclical Redecoration/Door:Renew Door Closer To Pvcu/Composite | Cyclical Redecoration - Door:Renew Door Closer To Pvcu/Composite, unit of measure NO | Cyclical Redecoration-CR325131 | Y
M3NHFScheduleOfRatesCode | Cyclical Redecoration/Door:Renew Threshold To Pvcu/Composite | Cyclical Redecoration - Door:Renew Threshold To Pvcu/Composite, unit of measure NO | Cyclical Redecoration-CR325133 | Y
M3NHFScheduleOfRatesCode | Cyclical Redecoration/Door:Ease Oil And Adjust Steel | Cyclical Redecoration - Door:Ease Oil And Adjust Steel, unit of measure NO | Cyclical Redecoration-CR326105 | Y | Y | Y | Y | Y
M3NHFScheduleOfRatesCode | Cyclical Redecoration/Door:Renew Lock To Steel | Cyclical Redecoration - Door:Renew Lock To Steel, unit of measure NO | Cyclical Redecoration-CR326108 | Y | Y | Y | Y | Y
M3NHFScheduleOfRatesCode | Cyclical Redecoration/Door:Ease Oil And Adjust Aluminium | Cyclical Redecoration - Door:Ease Oil And Adjust Aluminium, unit of measure NO | Cyclical Redecoration-CR327101 | Y | Y | Y | Y | Y
M3NHFScheduleOfRatesCode | Cyclical Redecoration/Door:Renew Lock To Aluminium | Cyclical Redecoration - Door:Renew Lock To Aluminium, unit of measure NO | Cyclical Redecoration-CR327104 | Y | Y | Y | Y | Y
M3NHFScheduleOfRatesCode | Cyclical Redecoration/Patio Door:Renew Double Glazed Aluminium Door | Cyclical Redecoration - Patio Door:Renew Double Glazed Aluminium Door, unit of measure NO | Cyclical Redecoration-CR327105 | Y | Y | Y | Y | Y
M3NHFScheduleOfRatesCode | Cyclical Redecoration/Door:Renew L And B Door | Cyclical Redecoration - Door:Renew L And B Door, unit of measure NO | Cyclical Redecoration-CR328102 | Y | Y | Y | Y | Y
M3NHFScheduleOfRatesCode | Cyclical Redecoration/Door:Renew Fl And B Door | Cyclical Redecoration - Door:Renew Fl And B Door, unit of measure NO | Cyclical Redecoration-CR328104 | Y | Y | Y | Y | Y
M3NHFScheduleOfRatesCode | Cyclical Redecoration/Door:Renew Board To Ledged And Braced Door | Cyclical Redecoration - Door:Renew Board To Ledged And Braced Door, unit of measure IT | Cyclical Redecoration-CR328106 | Y | Y | Y | Y | Y
M3NHFScheduleOfRatesCode | Cyclical Redecoration/Door:Renew Ledge Or Brace To Door | Cyclical Redecoration - Door:Renew Ledge Or Brace To Door, unit of measure IT | Cyclical Redecoration-CR328108 | Y | Y | Y | Y | Y
M3NHFScheduleOfRatesCode | Cyclical Redecoration/Garage Frame:Renew To Side Door | Cyclical Redecoration - Garage Frame:Renew To Side Door, unit of measure NO | Cyclical Redecoration-CR328110 | Y | Y | Y | Y | Y
M3NHFScheduleOfRatesCode | Cyclical Redecoration/Garage Frame:Renew 25X75Mm Fillet | Cyclical Redecoration - Garage Frame:Renew 25X75Mm Fillet, unit of measure LM | Cyclical Redecoration-CR328112 | Y | Y | Y | Y | Y
M3NHFScheduleOfRatesCode | Cyclical Redecoration/Frame:Renew Softwood Ext Door Complete | Cyclical Redecoration - Frame:Renew Softwood Ext Door Complete, unit of measure NO | Cyclical Redecoration-CR341102 | Y | Y | Y | Y | Y
M3NHFScheduleOfRatesCode | Cyclical Redecoration/Frame:Renew Softwood Ext Door With Cill Complete | Cyclical Redecoration - Frame:Renew Softwood Ext Door With Cill Complete, unit of measure NO | Cyclical Redecoration-CR341104 | Y | Y | Y | Y | Y
M3NHFScheduleOfRatesCode | Cyclical Redecoration/Frame:Renew Softwood Ext Door Fanlight Complete | Cyclical Redecoration - Frame:Renew Softwood Ext Door Fanlight Complete, unit of measure NO | Cyclical Redecoration-CR341106 | Y | Y | Y | Y | Y
M3NHFScheduleOfRatesCode | Cyclical Redecoration/Frame:Renew Hardwood Ext Door Complete | Cyclical Redecoration - Frame:Renew Hardwood Ext Door Complete, unit of measure NO | Cyclical Redecoration-CR341151 | Y
M3NHFScheduleOfRatesCode | Cyclical Redecoration/Frame:Renew Hardwood Ext Door With Cill Complete | Cyclical Redecoration - Frame:Renew Hardwood Ext Door With Cill Complete, unit of measure NO | Cyclical Redecoration-CR341153 | Y
M3NHFScheduleOfRatesCode | Cyclical Redecoration/Frame:Renew Hardwood Ext Door Fanlight Complete | Cyclical Redecoration - Frame:Renew Hardwood Ext Door Fanlight Complete, unit of measure NO | Cyclical Redecoration-CR341155 | Y
M3NHFScheduleOfRatesCode | Cyclical Redecoration/Frame:Renew External Proprietary | Cyclical Redecoration - Frame:Renew External Proprietary, unit of measure NO | Cyclical Redecoration-CR341201 | Y | Y | Y | Y | Y
M3NHFScheduleOfRatesCode | Cyclical Redecoration/Frame:Renew Proprietary Frame With Cill Complete | Cyclical Redecoration - Frame:Renew Proprietary Frame With Cill Complete, unit of measure NO | Cyclical Redecoration-CR341203 | Y | Y | Y | Y | Y
M3NHFScheduleOfRatesCode | Cyclical Redecoration/Frame:Renew Proprietary Fanlight Complete | Cyclical Redecoration - Frame:Renew Proprietary Fanlight Complete, unit of measure NO | Cyclical Redecoration-CR341205 | Y | Y | Y | Y | Y
M3NHFScheduleOfRatesCode | Cyclical Redecoration/Frame:Renew Proprietary Fanlight Cill | Cyclical Redecoration - Frame:Renew Proprietary Fanlight Cill, unit of measure NO | Cyclical Redecoration-CR341207 | Y | Y | Y | Y | Y
M3NHFScheduleOfRatesCode | Cyclical Redecoration/Frame:Renew Pvcu Combination Unit | Cyclical Redecoration - Frame:Renew Pvcu Combination Unit, unit of measure SM | Cyclical Redecoration-CR341607 | Y | Y | Y | Y | Y
M3NHFScheduleOfRatesCode | Cyclical Redecoration/Waterbar:Renew | Cyclical Redecoration - Waterbar:Renew, unit of measure NO | Cyclical Redecoration-CR341701 | Y | Y | Y | Y | Y
M3NHFScheduleOfRatesCode | Cyclical Redecoration/Waterbar:Refix Waterbar | Cyclical Redecoration - Waterbar:Refix Waterbar, unit of measure NO | Cyclical Redecoration-CR341705 | Y | Y | Y | Y | Y
M3NHFScheduleOfRatesCode | Cyclical Redecoration/Weatherstrip:Fix Aa To Door And Frame | Cyclical Redecoration - Weatherstrip:Fix Aa To Door And Frame, unit of measure NO | Cyclical Redecoration-CR341901 | Y | Y | Y | Y | Y
M3NHFScheduleOfRatesCode | Cyclical Redecoration/Weatherstrip:Renew Rebated To Door | Cyclical Redecoration - Weatherstrip:Renew Rebated To Door, unit of measure NO | Cyclical Redecoration-CR341903 | Y | Y | Y | Y | Y
M3NHFScheduleOfRatesCode | Cyclical Redecoration/Cill:Renew Or Supply And Fix Proprietary Cill | Cyclical Redecoration - Cill:Renew Or Supply And Fix Proprietary Cill, unit of measure NO | Cyclical Redecoration-CR341905 | Y | Y | Y | Y | Y
M3NHFScheduleOfRatesCode | Cyclical Redecoration/Draughtproof:Renew Foam Strip | Cyclical Redecoration - Draughtproof:Renew Foam Strip, unit of measure LM | Cyclical Redecoration-CR341921 | Y | Y | Y | Y | Y
M3NHFScheduleOfRatesCode | Cyclical Redecoration/Draughtproof:Renew Plastic Brush Type | Cyclical Redecoration - Draughtproof:Renew Plastic Brush Type, unit of measure LM | Cyclical Redecoration-CR341923 | Y | Y | Y | Y | Y
M3NHFScheduleOfRatesCode | Cyclical Redecoration/Frame:Renew Closing External Softwood Jamb | Cyclical Redecoration - Frame:Renew Closing External Softwood Jamb, unit of measure NO | Cyclical Redecoration-CR342302 | Y | Y | Y | Y | Y
M3NHFScheduleOfRatesCode | Cyclical Redecoration/Frame:Renew Hanging External Softwood Jamb | Cyclical Redecoration - Frame:Renew Hanging External Softwood Jamb, unit of measure NO | Cyclical Redecoration-CR342304 | Y | Y | Y | Y | Y
M3NHFScheduleOfRatesCode | Cyclical Redecoration/Frame:Splice External Repair Ne 1.0M | Cyclical Redecoration - Frame:Splice External Repair Ne 1.0M, unit of measure NO | Cyclical Redecoration-CR342306 | Y | Y | Y | Y | Y
M3NHFScheduleOfRatesCode | Cyclical Redecoration/Frame:Refix Loose External Frame | Cyclical Redecoration - Frame:Refix Loose External Frame, unit of measure NO | Cyclical Redecoration-CR342309 | Y | Y | Y | Y | Y
M3NHFScheduleOfRatesCode | Cyclical Redecoration/Frame:Renew Hardwood Cill | Cyclical Redecoration - Frame:Renew Hardwood Cill, unit of measure NO | Cyclical Redecoration-CR342316 | Y | Y | Y | Y | Y
M3NHFScheduleOfRatesCode | Cyclical Redecoration/Stop:Renew Softwood Door Stop Set | Cyclical Redecoration - Stop:Renew Softwood Door Stop Set, unit of measure IT | Cyclical Redecoration-CR342503 | Y | Y | Y | Y | Y
M3NHFScheduleOfRatesCode | Cyclical Redecoration/Stop:Refix Loose Door Set | Cyclical Redecoration - Stop:Refix Loose Door Set, unit of measure IT | Cyclical Redecoration-CR342505 | Y | Y | Y | Y | Y
M3NHFScheduleOfRatesCode | Cyclical Redecoration/Stop:Renew Or Supply 25X50Mm Softwood Fire Door | Cyclical Redecoration - Stop:Renew Or Supply 25X50Mm Softwood Fire Door, unit of measure IT | Cyclical Redecoration-CR342507 | Y | Y | Y | Y | Y
M3NHFScheduleOfRatesCode | Cyclical Redecoration/Doors:Renew Pair L And B To Garage | Cyclical Redecoration - Doors:Renew Pair L And B To Garage, unit of measure IT | Cyclical Redecoration-CR345202 | Y | Y | Y | Y | Y
M3NHFScheduleOfRatesCode | Cyclical Redecoration/Garage Door:Ease Adjust Including Remove | Cyclical Redecoration - Garage Door:Ease Adjust Including Remove, unit of measure NO | Cyclical Redecoration-CR345204 | Y | Y | Y | Y | Y
M3NHFScheduleOfRatesCode | Cyclical Redecoration/Door:Renew Single Leaf L And B To Garage | Cyclical Redecoration - Door:Renew Single Leaf L And B To Garage, unit of measure IT | Cyclical Redecoration-CR345205 | Y
M3NHFScheduleOfRatesCode | Cyclical Redecoration/Garage Door:Renew Metal Up And Over | Cyclical Redecoration - Garage Door:Renew Metal Up And Over, unit of measure IT | Cyclical Redecoration-CR345402 | Y | Y | Y | Y | Y
M3NHFScheduleOfRatesCode | Cyclical Redecoration/Garage Door:Renew Metal Up And Over And Frame | Cyclical Redecoration - Garage Door:Renew Metal Up And Over And Frame, unit of measure IT | Cyclical Redecoration-CR345403 | Y
M3NHFScheduleOfRatesCode | Cyclical Redecoration/Garage Door:Ease And Adjust Up And Over | Cyclical Redecoration - Garage Door:Ease And Adjust Up And Over, unit of measure IT | Cyclical Redecoration-CR345602 | Y | Y | Y | Y | Y
M3NHFScheduleOfRatesCode | Cyclical Redecoration/Garage Door:Repair Up And Over Metal | Cyclical Redecoration - Garage Door:Repair Up And Over Metal, unit of measure IT | Cyclical Redecoration-CR345604 | Y | Y | Y | Y | Y
M3NHFScheduleOfRatesCode | Cyclical Redecoration/Garage Door:Renew Spindle/Roller/Cable | Cyclical Redecoration - Garage Door:Renew Spindle/Roller/Cable, unit of measure NO | Cyclical Redecoration-CR345605 | Y | Y | Y | Y | Y
M3NHFScheduleOfRatesCode | Cyclical Redecoration/Garage Door:Renew Locking Bar To Up And Over | Cyclical Redecoration - Garage Door:Renew Locking Bar To Up And Over, unit of measure NO | Cyclical Redecoration-CR345607 | Y | Y | Y | Y | Y
M3NHFScheduleOfRatesCode | Cyclical Redecoration/Garage Door:Renew Lock Handle To Up And Over | Cyclical Redecoration - Garage Door:Renew Lock Handle To Up And Over, unit of measure NO | Cyclical Redecoration-CR345609 | Y | Y | Y | Y | Y
M3NHFScheduleOfRatesCode | Cyclical Redecoration/Garage Door:Renew Lock To Up And Over | Cyclical Redecoration - Garage Door:Renew Lock To Up And Over, unit of measure NO | Cyclical Redecoration-CR345611 | Y | Y | Y | Y | Y
M3NHFScheduleOfRatesCode | Cyclical Redecoration/Garage Door:Renew Rollers And Channels | Cyclical Redecoration - Garage Door:Renew Rollers And Channels, unit of measure IT | Cyclical Redecoration-CR345613 | Y | Y | Y | Y | Y
M3NHFScheduleOfRatesCode | Cyclical Redecoration/Garage Door:Supply Counterbalance Door Spring | Cyclical Redecoration - Garage Door:Supply Counterbalance Door Spring, unit of measure NO | Cyclical Redecoration-CR345615 | Y | Y | Y | Y | Y
M3NHFScheduleOfRatesCode | Cyclical Redecoration/Garage Door:Renew Keep | Cyclical Redecoration - Garage Door:Renew Keep, unit of measure NO | Cyclical Redecoration-CR345617 | Y | Y | Y | Y | Y
M3NHFScheduleOfRatesCode | Cyclical Redecoration/Garage Door:Renew Support Arm | Cyclical Redecoration - Garage Door:Renew Support Arm, unit of measure IT | Cyclical Redecoration-CR345619 | Y | Y | Y | Y | Y
M3NHFScheduleOfRatesCode | Cyclical Redecoration/Garage Frame:Renew Complete | Cyclical Redecoration - Garage Frame:Renew Complete, unit of measure IT | Cyclical Redecoration-CR345701 | Y | Y | Y | Y | Y
M3NHFScheduleOfRatesCode | Cyclical Redecoration/Garage Frame:Renew Head Or Jamb | Cyclical Redecoration - Garage Frame:Renew Head Or Jamb, unit of measure NO | Cyclical Redecoration-CR345703 | Y | Y | Y | Y | Y
M3NHFScheduleOfRatesCode | Cyclical Redecoration/Architrave:Renew Sw Set To One Side Of Door | Cyclical Redecoration - Architrave:Renew Sw Set To One Side Of Door, unit of measure IT | Cyclical Redecoration-CR383001 | Y | Y | Y | Y | Y
M3NHFScheduleOfRatesCode | Cyclical Redecoration/Architrave:Renew Sw Leg Or Head One Side | Cyclical Redecoration - Architrave:Renew Sw Leg Or Head One Side, unit of measure IT | Cyclical Redecoration-CR383003 | Y | Y | Y | Y | Y
M3NHFScheduleOfRatesCode | Cyclical Redecoration/Threshold:Renew To Door Opening | Cyclical Redecoration - Threshold:Renew To Door Opening, unit of measure IT | Cyclical Redecoration-CR384002 | Y | Y | Y | Y | Y
M3NHFScheduleOfRatesCode | Cyclical Redecoration/Threshold:Resecure Loose | Cyclical Redecoration - Threshold:Resecure Loose, unit of measure IT | Cyclical Redecoration-CR384003 | Y | Y | Y | Y | Y
M3NHFScheduleOfRatesCode | Cyclical Redecoration/Windowboard:Renew Softwood | Cyclical Redecoration - Windowboard:Renew Softwood, unit of measure LM | Cyclical Redecoration-CR386001 | Y | Y | Y | Y | Y
M3NHFScheduleOfRatesCode | Cyclical Redecoration/Windowboard:Renew Mdf | Cyclical Redecoration - Windowboard:Renew Mdf, unit of measure LM | Cyclical Redecoration-CR386003 | Y | Y | Y | Y | Y
M3NHFScheduleOfRatesCode | Cyclical Redecoration/Windowboard:Renew Hardwood | Cyclical Redecoration - Windowboard:Renew Hardwood, unit of measure LM | Cyclical Redecoration-CR386005 | Y | Y | Y | Y | Y
M3NHFScheduleOfRatesCode | Cyclical Redecoration/Windowboard:Refix Loose | Cyclical Redecoration - Windowboard:Refix Loose, unit of measure NO | Cyclical Redecoration-CR386007 | Y | Y | Y | Y | Y
M3NHFScheduleOfRatesCode | Cyclical Redecoration/Windowboard:Renew Pvcu | Cyclical Redecoration - Windowboard:Renew Pvcu, unit of measure LM | Cyclical Redecoration-CR386009 | Y | Y | Y | Y | Y
M3NHFScheduleOfRatesCode | Cyclical Redecoration/Fillet:Provide Pvcu Cover | Cyclical Redecoration - Fillet:Provide Pvcu Cover, unit of measure LM | Cyclical Redecoration-CR386111 | Y | Y | Y | Y | Y
M3NHFScheduleOfRatesCode | Cyclical Redecoration/Hinges:Renew 63Mm Stormproof | Cyclical Redecoration - Hinges:Renew 63Mm Stormproof, unit of measure PR | Cyclical Redecoration-CR390101 | Y | Y | Y | Y | Y
M3NHFScheduleOfRatesCode | Cyclical Redecoration/Hinges:Renew Pair Of Friction Pivots | Cyclical Redecoration - Hinges:Renew Pair Of Friction Pivots, unit of measure PR | Cyclical Redecoration-CR390105 | Y | Y | Y | Y | Y
M3NHFScheduleOfRatesCode | Cyclical Redecoration/Hinges:Renew Steel Butt Hinges | Cyclical Redecoration - Hinges:Renew Steel Butt Hinges, unit of measure IT | Cyclical Redecoration-CR390107 | Y | Y | Y | Y | Y
M3NHFScheduleOfRatesCode | Cyclical Redecoration/Hinges:Renew Brass Butt Hinges | Cyclical Redecoration - Hinges:Renew Brass Butt Hinges, unit of measure IT | Cyclical Redecoration-CR390109 | Y | Y | Y | Y | Y
M3NHFScheduleOfRatesCode | Cyclical Redecoration/Hinges:Renew Pair Tee Hinges | Cyclical Redecoration - Hinges:Renew Pair Tee Hinges, unit of measure PR | Cyclical Redecoration-CR390111 | Y | Y | Y | Y | Y
M3NHFScheduleOfRatesCode | Cyclical Redecoration/Hinges:Renew Pair Of 50Mm Butt Hinges | Cyclical Redecoration - Hinges:Renew Pair Of 50Mm Butt Hinges, unit of measure PR | Cyclical Redecoration-CR390113 | Y | Y | Y | Y | Y
M3NHFScheduleOfRatesCode | Cyclical Redecoration/Fastener:Renew Any Type Of Sash Fastener | Cyclical Redecoration - Fastener:Renew Any Type Of Sash Fastener, unit of measure NO | Cyclical Redecoration-CR390301 | Y | Y | Y | Y | Y
M3NHFScheduleOfRatesCode | Cyclical Redecoration/Lift:Renew Sash Lift | Cyclical Redecoration - Lift:Renew Sash Lift, unit of measure NO | Cyclical Redecoration-CR390307 | Y | Y | Y | Y | Y
M3NHFScheduleOfRatesCode | Cyclical Redecoration/Bolt:Renew Sash Bolt | Cyclical Redecoration - Bolt:Renew Sash Bolt, unit of measure NO | Cyclical Redecoration-CR390309 | Y | Y | Y | Y | Y
M3NHFScheduleOfRatesCode | Cyclical Redecoration/Lock:Renew Pair Of Sash Locks | Cyclical Redecoration - Lock:Renew Pair Of Sash Locks, unit of measure PR | Cyclical Redecoration-CR390311 | Y | Y | Y | Y | Y
M3NHFScheduleOfRatesCode | Cyclical Redecoration/Sash Pins:Renew Pair Sash Pins | Cyclical Redecoration - Sash Pins:Renew Pair Sash Pins, unit of measure PR | Cyclical Redecoration-CR390313 | Y | Y | Y | Y | Y
M3NHFScheduleOfRatesCode | Cyclical Redecoration/Closer:Renew Light Duty Overhead/Door Restrictor | Cyclical Redecoration - Closer:Renew Light Duty Overhead/Door Restrictor, unit of measure NO | Cyclical Redecoration-CR390501 | Y | Y | Y | Y | Y
M3NHFScheduleOfRatesCode | Cyclical Redecoration/Closer:Renew Heavy Duty Overhead | Cyclical Redecoration - Closer:Renew Heavy Duty Overhead, unit of measure NO | Cyclical Redecoration-CR390503 | Y | Y | Y | Y | Y
M3NHFScheduleOfRatesCode | Cyclical Redecoration/Closer:Renew Or Supply Perko Type | Cyclical Redecoration - Closer:Renew Or Supply Perko Type, unit of measure NO | Cyclical Redecoration-CR390505 | Y | Y | Y | Y | Y
M3NHFScheduleOfRatesCode | Cyclical Redecoration/Closer:Ease And Adjust Any Type | Cyclical Redecoration - Closer:Ease And Adjust Any Type, unit of measure NO | Cyclical Redecoration-CR390507 | Y | Y | Y | Y | Y
M3NHFScheduleOfRatesCode | Cyclical Redecoration/Rimlock:Renew Complete | Cyclical Redecoration - Rimlock:Renew Complete, unit of measure NO | Cyclical Redecoration-CR390901 | Y | Y | Y | Y | Y
M3NHFScheduleOfRatesCode | Cyclical Redecoration/Lock:Renew Mortice Complete | Cyclical Redecoration - Lock:Renew Mortice Complete, unit of measure NO | Cyclical Redecoration-CR390903 | Y | Y | Y | Y | Y
M3NHFScheduleOfRatesCode | Cyclical Redecoration/Lock:Renew Mortice Deadlock | Cyclical Redecoration - Lock:Renew Mortice Deadlock, unit of measure NO | Cyclical Redecoration-CR390909 | Y | Y | Y | Y | Y
M3NHFScheduleOfRatesCode | Cyclical Redecoration/Lock:Renew 5L Mortice Complete | Cyclical Redecoration - Lock:Renew 5L Mortice Complete, unit of measure NO | Cyclical Redecoration-CR390911 | Y | Y | Y | Y | Y
M3NHFScheduleOfRatesCode | Cyclical Redecoration/Lock:Renew 5L Mortice Deadlock | Cyclical Redecoration - Lock:Renew 5L Mortice Deadlock, unit of measure NO | Cyclical Redecoration-CR390915 | Y | Y | Y | Y | Y
M3NHFScheduleOfRatesCode | Cyclical Redecoration/Lock:Overhaul Any Lock Complete | Cyclical Redecoration - Lock:Overhaul Any Lock Complete, unit of measure NO | Cyclical Redecoration-CR390917 | Y | Y | Y | Y | Y
M3NHFScheduleOfRatesCode | Cyclical Redecoration/Latch:Renew Mortice Latch Complete | Cyclical Redecoration - Latch:Renew Mortice Latch Complete, unit of measure NO | Cyclical Redecoration-CR391101 | Y | Y | Y | Y | Y
M3NHFScheduleOfRatesCode | Cyclical Redecoration/Latch:Overhaul Latch And Furniture | Cyclical Redecoration - Latch:Overhaul Latch And Furniture, unit of measure NO | Cyclical Redecoration-CR391107 | Y | Y | Y | Y | Y
M3NHFScheduleOfRatesCode | Cyclical Redecoration/Nightlatch:Renew Complete | Cyclical Redecoration - Nightlatch:Renew Complete, unit of measure NO | Cyclical Redecoration-CR391301 | Y | Y | Y | Y | Y
M3NHFScheduleOfRatesCode | Cyclical Redecoration/Nightlatch:Renew Cylinder Barrel | Cyclical Redecoration - Nightlatch:Renew Cylinder Barrel, unit of measure NO | Cyclical Redecoration-CR391305 | Y | Y | Y | Y | Y
M3NHFScheduleOfRatesCode | Cyclical Redecoration/Nightlatch:Renew Suited Cylinder Barrel | Cyclical Redecoration - Nightlatch:Renew Suited Cylinder Barrel, unit of measure NO | Cyclical Redecoration-CR391307 | Y | Y | Y | Y | Y
M3NHFScheduleOfRatesCode | Cyclical Redecoration/Nightlatch:Overhaul Complete | Cyclical Redecoration - Nightlatch:Overhaul Complete, unit of measure NO | Cyclical Redecoration-CR391309 | Y | Y | Y | Y | Y
M3NHFScheduleOfRatesCode | Cyclical Redecoration/Bolt:Renew Ne 250Mm Padbolt | Cyclical Redecoration - Bolt:Renew Ne 250Mm Padbolt, unit of measure NO | Cyclical Redecoration-CR391701 | Y | Y | Y | Y | Y
M3NHFScheduleOfRatesCode | Cyclical Redecoration/Bolt:Renew 200Mm Tower Bolt | Cyclical Redecoration - Bolt:Renew 200Mm Tower Bolt, unit of measure NO | Cyclical Redecoration-CR391703 | Y | Y | Y | Y | Y
M3NHFScheduleOfRatesCode | Cyclical Redecoration/Bolt:Renew Ne 150Mm Barrel Bolt | Cyclical Redecoration - Bolt:Renew Ne 150Mm Barrel Bolt, unit of measure NO | Cyclical Redecoration-CR391705 | Y | Y | Y | Y | Y
M3NHFScheduleOfRatesCode | Cyclical Redecoration/Bolt:Renew Indicator Bolt | Cyclical Redecoration - Bolt:Renew Indicator Bolt, unit of measure NO | Cyclical Redecoration-CR391707 | Y | Y | Y | Y | Y
M3NHFScheduleOfRatesCode | Cyclical Redecoration/Bolt:Renew Mortice Security Bolt | Cyclical Redecoration - Bolt:Renew Mortice Security Bolt, unit of measure NO | Cyclical Redecoration-CR391709 | Y | Y | Y | Y | Y
M3NHFScheduleOfRatesCode | Cyclical Redecoration/Bolt:Renew Single Panic Bolt | Cyclical Redecoration - Bolt:Renew Single Panic Bolt, unit of measure NO | Cyclical Redecoration-CR391711 | Y | Y | Y | Y | Y
M3NHFScheduleOfRatesCode | Cyclical Redecoration/Bolt:Renew Fire Security Bolt | Cyclical Redecoration - Bolt:Renew Fire Security Bolt, unit of measure NO | Cyclical Redecoration-CR391713 | Y | Y | Y | Y | Y
M3NHFScheduleOfRatesCode | Cyclical Redecoration/Bolt:Renew Glass To Fire Security Bolt | Cyclical Redecoration - Bolt:Renew Glass To Fire Security Bolt, unit of measure NO | Cyclical Redecoration-CR391715 | Y | Y | Y | Y | Y
M3NHFScheduleOfRatesCode | Cyclical Redecoration/Bolt And Keep:Remove Ease And Refix | Cyclical Redecoration - Bolt And Keep:Remove Ease And Refix, unit of measure NO | Cyclical Redecoration-CR391719 | Y | Y | Y | Y | Y
M3NHFScheduleOfRatesCode | Cyclical Redecoration/Padlock:Renew Or Supply Padlock | Cyclical Redecoration - Padlock:Renew Or Supply Padlock, unit of measure NO | Cyclical Redecoration-CR391723 | Y | Y | Y | Y | Y
M3NHFScheduleOfRatesCode | Cyclical Redecoration/Window Fitting:Renew Brass Casement Catch | Cyclical Redecoration - Window Fitting:Renew Brass Casement Catch, unit of measure NO | Cyclical Redecoration-CR391901 | Y | Y | Y | Y | Y
M3NHFScheduleOfRatesCode | Cyclical Redecoration/Window Fitting:Renew Brass Stay And Fastener | Cyclical Redecoration - Window Fitting:Renew Brass Stay And Fastener, unit of measure NO | Cyclical Redecoration-CR391905 | Y | Y | Y | Y | Y
M3NHFScheduleOfRatesCode | Cyclical Redecoration/Window Fitting:Renew Aa Casement Catch | Cyclical Redecoration - Window Fitting:Renew Aa Casement Catch, unit of measure NO | Cyclical Redecoration-CR391909 | Y | Y | Y | Y | Y
M3NHFScheduleOfRatesCode | Cyclical Redecoration/Window Fitting:Renew Aa Stay And Fastener | Cyclical Redecoration - Window Fitting:Renew Aa Stay And Fastener, unit of measure NO | Cyclical Redecoration-CR391913 | Y | Y | Y | Y | Y
M3NHFScheduleOfRatesCode | Cyclical Redecoration/Window Fitting:Renew Zinc Alloy Casement Catch | Cyclical Redecoration - Window Fitting:Renew Zinc Alloy Casement Catch, unit of measure NO | Cyclical Redecoration-CR391917 | Y | Y | Y | Y | Y
M3NHFScheduleOfRatesCode | Cyclical Redecoration/Window Fitting:Renew Zinc Alloy Stay And Fastener | Cyclical Redecoration - Window Fitting:Renew Zinc Alloy Stay And Fastener, unit of measure NO | Cyclical Redecoration-CR391921 | Y | Y | Y | Y | Y
M3NHFScheduleOfRatesCode | Cyclical Redecoration/Window Fitting:Renew Galvanised Safety Fastener | Cyclical Redecoration - Window Fitting:Renew Galvanised Safety Fastener, unit of measure NO | Cyclical Redecoration-CR391925 | Y | Y | Y | Y | Y
M3NHFScheduleOfRatesCode | Cyclical Redecoration/Window Fitting:Renew Pivot Window Fastener | Cyclical Redecoration - Window Fitting:Renew Pivot Window Fastener, unit of measure NO | Cyclical Redecoration-CR391927 | Y | Y | Y | Y | Y
M3NHFScheduleOfRatesCode | Cyclical Redecoration/Window Fitting:Renew Restrictor Stay | Cyclical Redecoration - Window Fitting:Renew Restrictor Stay, unit of measure NO | Cyclical Redecoration-CR391929 | Y | Y | Y | Y | Y
M3NHFScheduleOfRatesCode | Cyclical Redecoration/Window Fitting:Renew Mortice Security Bolt | Cyclical Redecoration - Window Fitting:Renew Mortice Security Bolt, unit of measure NO | Cyclical Redecoration-CR391931 | Y | Y | Y | Y | Y
M3NHFScheduleOfRatesCode | Cyclical Redecoration/Window Fitting:Refix Ease Adjust Any Type | Cyclical Redecoration - Window Fitting:Refix Ease Adjust Any Type, unit of measure NO | Cyclical Redecoration-CR391933 | Y | Y | Y | Y | Y
M3NHFScheduleOfRatesCode | Cyclical Redecoration/Window Fitting:Renew With Lockable Type Stay | Cyclical Redecoration - Window Fitting:Renew With Lockable Type Stay, unit of measure NO | Cyclical Redecoration-CR391937 | Y | Y | Y | Y | Y
M3NHFScheduleOfRatesCode | Cyclical Redecoration/Window Fitting:Renew Lockable Restrictor Stay | Cyclical Redecoration - Window Fitting:Renew Lockable Restrictor Stay, unit of measure NO | Cyclical Redecoration-CR391939 | Y | Y | Y | Y | Y
M3NHFScheduleOfRatesCode | Cyclical Redecoration/Window Fitting:Renew Lockable Casement Catch | Cyclical Redecoration - Window Fitting:Renew Lockable Casement Catch, unit of measure NO | Cyclical Redecoration-CR391941 | Y | Y | Y | Y | Y
M3NHFScheduleOfRatesCode | Cyclical Redecoration/Window Fitting:Refix Any Loose | Cyclical Redecoration - Window Fitting:Refix Any Loose, unit of measure NO | Cyclical Redecoration-CR391945 | Y
M3NHFScheduleOfRatesCode | Cyclical Redecoration/Window Fitting:Renew Hinges Ease Adjust Steel | Cyclical Redecoration - Window Fitting:Renew Hinges Ease Adjust Steel, unit of measure NO | Cyclical Redecoration-CR392101 | Y | Y | Y | Y | Y
M3NHFScheduleOfRatesCode | Cyclical Redecoration/Window Fitting:Renew Fastener Stay To Steel Sash | Cyclical Redecoration - Window Fitting:Renew Fastener Stay To Steel Sash, unit of measure NO | Cyclical Redecoration-CR392103 | Y | Y | Y | Y | Y
M3NHFScheduleOfRatesCode | Cyclical Redecoration/Window Fitting:Repair, Ease, Adjust To Steel Sash | Cyclical Redecoration - Window Fitting:Repair, Ease, Adjust To Steel Sash, unit of measure NO | Cyclical Redecoration-CR392109 | Y | Y | Y | Y | Y
M3NHFScheduleOfRatesCode | Cyclical Redecoration/Window Fitting:Renew Lockable Stay To Steel Sash | Cyclical Redecoration - Window Fitting:Renew Lockable Stay To Steel Sash, unit of measure NO | Cyclical Redecoration-CR392111 | Y | Y | Y | Y | Y
M3NHFScheduleOfRatesCode | Cyclical Redecoration/Window Fitting:Renew Friction Stay To Alum Sash | Cyclical Redecoration - Window Fitting:Renew Friction Stay To Alum Sash, unit of measure NO | Cyclical Redecoration-CR392301 | Y | Y | Y | Y | Y
M3NHFScheduleOfRatesCode | Cyclical Redecoration/Window Fitting:Renew Fastener Stay To Alum Sash | Cyclical Redecoration - Window Fitting:Renew Fastener Stay To Alum Sash, unit of measure NO | Cyclical Redecoration-CR392303 | Y | Y | Y | Y | Y
M3NHFScheduleOfRatesCode | Cyclical Redecoration/Window Fitting:Repair, Ease, Adjust To Alum Sash | Cyclical Redecoration - Window Fitting:Repair, Ease, Adjust To Alum Sash, unit of measure NO | Cyclical Redecoration-CR392309 | Y | Y | Y | Y | Y
M3NHFScheduleOfRatesCode | Cyclical Redecoration/Door Furniture:Renew Set Of Lever Handles | Cyclical Redecoration - Door Furniture:Renew Set Of Lever Handles, unit of measure NO | Cyclical Redecoration-CR392501 | Y | Y | Y | Y | Y
M3NHFScheduleOfRatesCode | Cyclical Redecoration/Door Furniture:Renew Set Of Knobs To Rimlock | Cyclical Redecoration - Door Furniture:Renew Set Of Knobs To Rimlock, unit of measure NO | Cyclical Redecoration-CR392505 | Y | Y | Y | Y | Y
M3NHFScheduleOfRatesCode | Cyclical Redecoration/Door Furniture:Renew Or Install Viewer | Cyclical Redecoration - Door Furniture:Renew Or Install Viewer, unit of measure NO | Cyclical Redecoration-CR392509 | Y | Y | Y | Y | Y
M3NHFScheduleOfRatesCode | Cyclical Redecoration/Door Furniture:Renew Or Install Chain | Cyclical Redecoration - Door Furniture:Renew Or Install Chain, unit of measure NO | Cyclical Redecoration-CR392511 | Y | Y | Y | Y | Y
M3NHFScheduleOfRatesCode | Cyclical Redecoration/Letterplate:Renew Or Supply Any Type | Cyclical Redecoration - Letterplate:Renew Or Supply Any Type, unit of measure IT | Cyclical Redecoration-CR392701 | Y | Y | Y | Y | Y
M3NHFScheduleOfRatesCode | Cyclical Redecoration/Letterplate:Renew Or Supply High Security Cowl | Cyclical Redecoration - Letterplate:Renew Or Supply High Security Cowl, unit of measure NO | Cyclical Redecoration-CR392705 | Y | Y | Y | Y | Y
M3NHFScheduleOfRatesCode | Cyclical Redecoration/Door Numeral:Renew Ne 3 No | Cyclical Redecoration - Door Numeral:Renew Ne 3 No, unit of measure IT | Cyclical Redecoration-CR392901 | Y | Y | Y | Y | Y
M3NHFScheduleOfRatesCode | Cyclical Redecoration/Door Stop:Provide Rubber Stop | Cyclical Redecoration - Door Stop:Provide Rubber Stop, unit of measure NO | Cyclical Redecoration-CR393101 | Y | Y | Y | Y | Y
M3NHFScheduleOfRatesCode | Cyclical Redecoration/Meter Cupboard:Renew Door Hinge | Cyclical Redecoration - Meter Cupboard:Renew Door Hinge, unit of measure NO | Cyclical Redecoration-CR395201 | Y | Y | Y | Y | Y
M3NHFScheduleOfRatesCode | Cyclical Redecoration/Meter Cupboard:Renew 3 Port Lock | Cyclical Redecoration - Meter Cupboard:Renew 3 Port Lock, unit of measure NO | Cyclical Redecoration-CR395203 | Y | Y | Y | Y | Y
M3NHFScheduleOfRatesCode | Cyclical Redecoration/Opening:Remove Boarding To Openings | Cyclical Redecoration - Opening:Remove Boarding To Openings, unit of measure NO | Cyclical Redecoration-CR397003 | Y | Y | Y | Y | Y
M3NHFScheduleOfRatesCode | Cyclical Redecoration/Opening:Remove Nails From Opening | Cyclical Redecoration - Opening:Remove Nails From Opening, unit of measure NO | Cyclical Redecoration-CR397007 | Y | Y | Y | Y | Y
M3NHFScheduleOfRatesCode | Cyclical Redecoration/Wall:Hack Off Render In Patch | Cyclical Redecoration - Wall:Hack Off Render In Patch, unit of measure IT | Cyclical Redecoration-CR421001 | Y | Y | Y | Y | Y
M3NHFScheduleOfRatesCode | Cyclical Redecoration/Wall:Hack Off Render | Cyclical Redecoration - Wall:Hack Off Render, unit of measure SM | Cyclical Redecoration-CR421003 | Y | Y | Y | Y | Y
M3NHFScheduleOfRatesCode | Cyclical Redecoration/Wall:Apply Smooth Render Dub Out In Patch | Cyclical Redecoration - Wall:Apply Smooth Render Dub Out In Patch, unit of measure IT | Cyclical Redecoration-CR421021 | Y | Y | Y | Y | Y
M3NHFScheduleOfRatesCode | Cyclical Redecoration/Wall:Apply Roughcast Render Dub Out In Patch | Cyclical Redecoration - Wall:Apply Roughcast Render Dub Out In Patch, unit of measure IT | Cyclical Redecoration-CR421022 | Y
M3NHFScheduleOfRatesCode | Cyclical Redecoration/Wall:Apply Smooth Render Dub Out | Cyclical Redecoration - Wall:Apply Smooth Render Dub Out, unit of measure SM | Cyclical Redecoration-CR421023 | Y | Y | Y | Y | Y
M3NHFScheduleOfRatesCode | Cyclical Redecoration/Wall:Apply Roughcast Render Dub Out | Cyclical Redecoration - Wall:Apply Roughcast Render Dub Out, unit of measure SM | Cyclical Redecoration-CR421024 | Y
M3NHFScheduleOfRatesCode | Cyclical Redecoration/Wall:Apply Wet Dash Render Dub Out In Patch | Cyclical Redecoration - Wall:Apply Wet Dash Render Dub Out In Patch, unit of measure IT | Cyclical Redecoration-CR421025 | Y | Y | Y | Y | Y
M3NHFScheduleOfRatesCode | Cyclical Redecoration/Wall:Apply Wet Dash Render Dub Out | Cyclical Redecoration - Wall:Apply Wet Dash Render Dub Out, unit of measure SM | Cyclical Redecoration-CR421027 | Y | Y | Y | Y | Y
M3NHFScheduleOfRatesCode | Cyclical Redecoration/Wall:Apply Dry Dash Render Dub Out In Patch | Cyclical Redecoration - Wall:Apply Dry Dash Render Dub Out In Patch, unit of measure IT | Cyclical Redecoration-CR421029 | Y | Y | Y | Y | Y
M3NHFScheduleOfRatesCode | Cyclical Redecoration/Wall:Apply Dry Dash Render Dub Out | Cyclical Redecoration - Wall:Apply Dry Dash Render Dub Out, unit of measure SM | Cyclical Redecoration-CR421031 | Y | Y | Y | Y | Y
M3NHFScheduleOfRatesCode | Cyclical Redecoration/Wall:Apply Decorative Render Dub In Patch | Cyclical Redecoration - Wall:Apply Decorative Render Dub In Patch, unit of measure IT | Cyclical Redecoration-CR421033 | Y | Y | Y | Y | Y
M3NHFScheduleOfRatesCode | Cyclical Redecoration/Wall:Apply Decorative Render Dub | Cyclical Redecoration - Wall:Apply Decorative Render Dub, unit of measure SM | Cyclical Redecoration-CR421035 | Y | Y | Y | Y | Y
M3NHFScheduleOfRatesCode | Cyclical Redecoration/Render Repairs:Repair Crack | Cyclical Redecoration - Render Repairs:Repair Crack, unit of measure LM | Cyclical Redecoration-CR423001 | Y | Y | Y | Y | Y
M3NHFScheduleOfRatesCode | Cyclical Redecoration/Render Repairs:Repair Crack Around Frame | Cyclical Redecoration - Render Repairs:Repair Crack Around Frame, unit of measure LM | Cyclical Redecoration-CR423003 | Y | Y | Y | Y | Y
M3NHFScheduleOfRatesCode | Cyclical Redecoration/Render Repairs:Renew Reveal To Frame | Cyclical Redecoration - Render Repairs:Renew Reveal To Frame, unit of measure LM | Cyclical Redecoration-CR423005 | Y | Y | Y | Y | Y
M3NHFScheduleOfRatesCode | Cyclical Redecoration/Render Repairs:Renew Bellcast Feature | Cyclical Redecoration - Render Repairs:Renew Bellcast Feature, unit of measure LM | Cyclical Redecoration-CR423007 | Y | Y | Y | Y | Y
M3NHFScheduleOfRatesCode | Cyclical Redecoration/Ceiling:Apply Artex Type Finish | Cyclical Redecoration - Ceiling:Apply Artex Type Finish, unit of measure SM | Cyclical Redecoration-CR425001 | Y | Y | Y | Y | Y
M3NHFScheduleOfRatesCode | Cyclical Redecoration/Ceiling:Apply Artex Type Finish In Patch | Cyclical Redecoration - Ceiling:Apply Artex Type Finish In Patch, unit of measure IT | Cyclical Redecoration-CR425002 | Y | Y | Y | Y | Y
M3NHFScheduleOfRatesCode | Cyclical Redecoration/Ceiling:Remove Artex Finish | Cyclical Redecoration - Ceiling:Remove Artex Finish, unit of measure SM | Cyclical Redecoration-CR425003 | Y | Y | Y | Y | Y
M3NHFScheduleOfRatesCode | Cyclical Redecoration/Wall Tiles:Hack Off And Make Good | Cyclical Redecoration - Wall Tiles:Hack Off And Make Good, unit of measure SM | Cyclical Redecoration-CR431003 | Y | Y | Y | Y | Y
M3NHFScheduleOfRatesCode | Cyclical Redecoration/Wall Tiles:Renew Or Fix Individual New Glazed Tile | Cyclical Redecoration - Wall Tiles:Renew Or Fix Individual New Glazed Tile, unit of measure NO | Cyclical Redecoration-CR431006 | Y | Y | Y | Y | Y
M3NHFScheduleOfRatesCode | Cyclical Redecoration/Wall Tiles:Renew Or Fix New Glazed Tiles | Cyclical Redecoration - Wall Tiles:Renew Or Fix New Glazed Tiles, unit of measure SM | Cyclical Redecoration-CR431008 | Y | Y | Y | Y | Y
M3NHFScheduleOfRatesCode | Cyclical Redecoration/Wall Tiles:Renew To Cill | Cyclical Redecoration - Wall Tiles:Renew To Cill, unit of measure LM | Cyclical Redecoration-CR431011 |  | Y | Y | Y | Y
M3NHFScheduleOfRatesCode | Cyclical Redecoration/Wall Tiles:New Reveals Ne 150Mm Wide | Cyclical Redecoration - Wall Tiles:New Reveals Ne 150Mm Wide, unit of measure LM | Cyclical Redecoration-CR431019 |  | Y | Y | Y | Y
M3NHFScheduleOfRatesCode | Cyclical Redecoration/Wall Tiles:Remove And Refix Per Tile | Cyclical Redecoration - Wall Tiles:Remove And Refix Per Tile, unit of measure NO | Cyclical Redecoration-CR431021 | Y | Y | Y | Y | Y
M3NHFScheduleOfRatesCode | Cyclical Redecoration/Wall Tiles:Remove And Refix | Cyclical Redecoration - Wall Tiles:Remove And Refix, unit of measure SM | Cyclical Redecoration-CR431023 | Y | Y | Y | Y | Y
M3NHFScheduleOfRatesCode | Cyclical Redecoration/Wall Tiles:Rake Out And Regrout | Cyclical Redecoration - Wall Tiles:Rake Out And Regrout, unit of measure SM | Cyclical Redecoration-CR431025 | Y | Y | Y | Y | Y
M3NHFScheduleOfRatesCode | Cyclical Redecoration/Floor Tiles:Renew Quarry Tile In Patch | Cyclical Redecoration - Floor Tiles:Renew Quarry Tile In Patch, unit of measure IT | Cyclical Redecoration-CR431501 | Y | Y | Y | Y | Y
M3NHFScheduleOfRatesCode | Cyclical Redecoration/Floor Tiles:Renew Quarry Tiles | Cyclical Redecoration - Floor Tiles:Renew Quarry Tiles, unit of measure SM | Cyclical Redecoration-CR431503 | Y | Y | Y | Y | Y
M3NHFScheduleOfRatesCode | Cyclical Redecoration/Floor Tiles:New Quarry Tile In Patch | Cyclical Redecoration - Floor Tiles:New Quarry Tile In Patch, unit of measure IT | Cyclical Redecoration-CR431505 | Y | Y | Y | Y | Y
M3NHFScheduleOfRatesCode | Cyclical Redecoration/Floor Tiles:New Quarry Tiles | Cyclical Redecoration - Floor Tiles:New Quarry Tiles, unit of measure SM | Cyclical Redecoration-CR431507 | Y | Y | Y | Y | Y
M3NHFScheduleOfRatesCode | Cyclical Redecoration/Floor Tiles:Rebed Quarry Per Tile | Cyclical Redecoration - Floor Tiles:Rebed Quarry Per Tile, unit of measure NO | Cyclical Redecoration-CR431509 | Y | Y | Y | Y | Y
M3NHFScheduleOfRatesCode | Cyclical Redecoration/Floor Tiles:Rebed Quarry Tiles | Cyclical Redecoration - Floor Tiles:Rebed Quarry Tiles, unit of measure SM | Cyclical Redecoration-CR431511 | Y | Y | Y | Y | Y
M3NHFScheduleOfRatesCode | Cyclical Redecoration/Tile Skirting:Renew Individual Quarry Tile | Cyclical Redecoration - Tile Skirting:Renew Individual Quarry Tile, unit of measure NO | Cyclical Redecoration-CR431701 | Y | Y | Y | Y | Y
M3NHFScheduleOfRatesCode | Cyclical Redecoration/Tile Skirting:Renew Quarry Tiles | Cyclical Redecoration - Tile Skirting:Renew Quarry Tiles, unit of measure LM | Cyclical Redecoration-CR431703 | Y | Y | Y | Y | Y
M3NHFScheduleOfRatesCode | Cyclical Redecoration/Tile Skirting:Lay New Individual Quarry Tile | Cyclical Redecoration - Tile Skirting:Lay New Individual Quarry Tile, unit of measure NO | Cyclical Redecoration-CR431705 | Y | Y | Y | Y | Y
M3NHFScheduleOfRatesCode | Cyclical Redecoration/Tile Skirting:Lay New Quarry Tiles | Cyclical Redecoration - Tile Skirting:Lay New Quarry Tiles, unit of measure LM | Cyclical Redecoration-CR431707 | Y | Y | Y | Y | Y
M3NHFScheduleOfRatesCode | Cyclical Redecoration/Tile Skirting:Rebed Individual Quarry Tile | Cyclical Redecoration - Tile Skirting:Rebed Individual Quarry Tile, unit of measure NO | Cyclical Redecoration-CR431709 | Y | Y | Y | Y | Y
M3NHFScheduleOfRatesCode | Cyclical Redecoration/Tile Skirting:Rebed Quarry Tiles | Cyclical Redecoration - Tile Skirting:Rebed Quarry Tiles, unit of measure LM | Cyclical Redecoration-CR431711 | Y | Y | Y | Y | Y
M3NHFScheduleOfRatesCode | Cyclical Redecoration/Floor Tiles:Renew Ceramic Tiles In Patch | Cyclical Redecoration - Floor Tiles:Renew Ceramic Tiles In Patch, unit of measure IT | Cyclical Redecoration-CR431901 | Y | Y | Y | Y | Y
M3NHFScheduleOfRatesCode | Cyclical Redecoration/Floor Tiles:Renew Ceramic Tiles | Cyclical Redecoration - Floor Tiles:Renew Ceramic Tiles, unit of measure SM | Cyclical Redecoration-CR431903 | Y | Y | Y | Y | Y
M3NHFScheduleOfRatesCode | Cyclical Redecoration/Floor Tiles:New Ceramic Tiles In Patch | Cyclical Redecoration - Floor Tiles:New Ceramic Tiles In Patch, unit of measure IT | Cyclical Redecoration-CR431905 | Y | Y | Y | Y | Y
M3NHFScheduleOfRatesCode | Cyclical Redecoration/Floor Tiles:New Ceramic Tiles | Cyclical Redecoration - Floor Tiles:New Ceramic Tiles, unit of measure SM | Cyclical Redecoration-CR431907 | Y | Y | Y | Y | Y
M3NHFScheduleOfRatesCode | Cyclical Redecoration/Floor Tiles:Rebed Ceramic Tiles In Patch | Cyclical Redecoration - Floor Tiles:Rebed Ceramic Tiles In Patch, unit of measure NO | Cyclical Redecoration-CR431909 | Y | Y | Y | Y | Y
M3NHFScheduleOfRatesCode | Cyclical Redecoration/Floor Tiles:Rebed Ceramic Tiles | Cyclical Redecoration - Floor Tiles:Rebed Ceramic Tiles, unit of measure SM | Cyclical Redecoration-CR431911 | Y | Y | Y | Y | Y
M3NHFScheduleOfRatesCode | Cyclical Redecoration/Tile Skirting:Renew Individual Ceramic Tile | Cyclical Redecoration - Tile Skirting:Renew Individual Ceramic Tile, unit of measure NO | Cyclical Redecoration-CR432101 | Y | Y | Y | Y | Y
M3NHFScheduleOfRatesCode | Cyclical Redecoration/Tile Skirting:Renew Ceramic Tiles | Cyclical Redecoration - Tile Skirting:Renew Ceramic Tiles, unit of measure LM | Cyclical Redecoration-CR432103 | Y | Y | Y | Y | Y
M3NHFScheduleOfRatesCode | Cyclical Redecoration/Tile Skirting:Lay New Individual Ceramic Tile | Cyclical Redecoration - Tile Skirting:Lay New Individual Ceramic Tile, unit of measure NO | Cyclical Redecoration-CR432105 | Y | Y | Y | Y | Y
M3NHFScheduleOfRatesCode | Cyclical Redecoration/Tile Skirting:Lay New Ceramic Tiles | Cyclical Redecoration - Tile Skirting:Lay New Ceramic Tiles, unit of measure LM | Cyclical Redecoration-CR432107 | Y | Y | Y | Y | Y
M3NHFScheduleOfRatesCode | Cyclical Redecoration/Tile Skirting:Rebed Single Ceramic Tile - Per Tile | Cyclical Redecoration - Tile Skirting:Rebed Single Ceramic Tile - Per Tile, unit of measure NO | Cyclical Redecoration-CR432109 | Y | Y | Y | Y | Y
M3NHFScheduleOfRatesCode | Cyclical Redecoration/Tile Skirting:Rebed Ceramic Tiles | Cyclical Redecoration - Tile Skirting:Rebed Ceramic Tiles, unit of measure LM | Cyclical Redecoration-CR432111 | Y | Y | Y | Y | Y
M3NHFScheduleOfRatesCode | Cyclical Redecoration/Floor Tiles:Renew Vinyl Tiles | Cyclical Redecoration - Floor Tiles:Renew Vinyl Tiles, unit of measure SM | Cyclical Redecoration-CR432307 | Y | Y | Y | Y | Y
M3NHFScheduleOfRatesCode | Cyclical Redecoration/Floor Tiles:Lay New Vinyl Tiles | Cyclical Redecoration - Floor Tiles:Lay New Vinyl Tiles, unit of measure SM | Cyclical Redecoration-CR432313 | Y | Y | Y | Y | Y
M3NHFScheduleOfRatesCode | Cyclical Redecoration/Floor Tiles:Refix Individual Vinyl Tile | Cyclical Redecoration - Floor Tiles:Refix Individual Vinyl Tile, unit of measure NO | Cyclical Redecoration-CR432315 | Y | Y | Y | Y | Y
M3NHFScheduleOfRatesCode | Cyclical Redecoration/Floor Tiles:Refix Vinyl Tiles | Cyclical Redecoration - Floor Tiles:Refix Vinyl Tiles, unit of measure SM | Cyclical Redecoration-CR432317 | Y | Y | Y | Y | Y
M3NHFScheduleOfRatesCode | Cyclical Redecoration/Sheet Flooring:Renew Vinyl | Cyclical Redecoration - Sheet Flooring:Renew Vinyl, unit of measure SM | Cyclical Redecoration-CR432501 | Y | Y | Y | Y | Y
M3NHFScheduleOfRatesCode | Cyclical Redecoration/Sheet Flooring:Lay New Vinyl | Cyclical Redecoration - Sheet Flooring:Lay New Vinyl, unit of measure SM | Cyclical Redecoration-CR432505 | Y | Y | Y | Y | Y
M3NHFScheduleOfRatesCode | Cyclical Redecoration/Sheet Flooring:Refix Flooring | Cyclical Redecoration - Sheet Flooring:Refix Flooring, unit of measure SM | Cyclical Redecoration-CR432509 | Y | Y | Y | Y | Y
M3NHFScheduleOfRatesCode | Cyclical Redecoration/Carpet:Renew To Communal Areas | Cyclical Redecoration - Carpet:Renew To Communal Areas, unit of measure SM | Cyclical Redecoration-CR432801 | Y | Y | Y | Y | Y
M3NHFScheduleOfRatesCode | Cyclical Redecoration/Carpet:Renew To Communal Areas Underlay | Cyclical Redecoration - Carpet:Renew To Communal Areas Underlay, unit of measure SM | Cyclical Redecoration-CR432803 | Y | Y | Y | Y | Y
M3NHFScheduleOfRatesCode | Cyclical Redecoration/Nosing:Renew Alloy Nosing To Step | Cyclical Redecoration - Nosing:Renew Alloy Nosing To Step, unit of measure NO | Cyclical Redecoration-CR432901 | Y | Y | Y | Y | Y
M3NHFScheduleOfRatesCode | Cyclical Redecoration/Nosing:Supply And Fix Nosing To Step | Cyclical Redecoration - Nosing:Supply And Fix Nosing To Step, unit of measure NO | Cyclical Redecoration-CR432903 | Y | Y | Y | Y | Y
M3NHFScheduleOfRatesCode | Cyclical Redecoration/Nosing:Refix To Step | Cyclical Redecoration - Nosing:Refix To Step, unit of measure NO | Cyclical Redecoration-CR432905 | Y | Y | Y | Y | Y
M3NHFScheduleOfRatesCode | Cyclical Redecoration/Gutter:Clean Out Prior To Decoration | Cyclical Redecoration - Gutter:Clean Out Prior To Decoration, unit of measure LM | Cyclical Redecoration-CR435021 | Y | Y | Y | Y | Y
M3NHFScheduleOfRatesCode | Cyclical Redecoration/Surface:Strip Back Surfaces Over 300Mm | Cyclical Redecoration - Surface:Strip Back Surfaces Over 300Mm, unit of measure SM | Cyclical Redecoration-CR435101 | Y | Y | Y | Y | Y
M3NHFScheduleOfRatesCode | Cyclical Redecoration/Surface:Strip Back Surfaces Ne 300Mm | Cyclical Redecoration - Surface:Strip Back Surfaces Ne 300Mm, unit of measure LM | Cyclical Redecoration-CR435103 | Y | Y | Y | Y | Y
M3NHFScheduleOfRatesCode | Cyclical Redecoration/Surface:Strip Back Windows | Cyclical Redecoration - Surface:Strip Back Windows, unit of measure SM | Cyclical Redecoration-CR435113 | Y | Y | Y | Y | Y
M3NHFScheduleOfRatesCode | Cyclical Redecoration/Surface:Strip Glazed Door | Cyclical Redecoration - Surface:Strip Glazed Door, unit of measure NO | Cyclical Redecoration-CR435118 | Y | Y | Y | Y | Y
M3NHFScheduleOfRatesCode | Cyclical Redecoration/Sealer:Apply One Coat To Walls And Ceilings | Cyclical Redecoration - Sealer:Apply One Coat To Walls And Ceilings, unit of measure SM | Cyclical Redecoration-CR435119 | Y | Y | Y | Y | Y
M3NHFScheduleOfRatesCode | Cyclical Redecoration/Windows:Washdown And Clean Pvcu External | Cyclical Redecoration - Windows:Washdown And Clean Pvcu External, unit of measure SM | Cyclical Redecoration-CR435201 | Y | Y | Y | Y | Y
M3NHFScheduleOfRatesCode | Cyclical Redecoration/Doors:Washdown And Clean Pvcu External | Cyclical Redecoration - Doors:Washdown And Clean Pvcu External, unit of measure IT | Cyclical Redecoration-CR435203 | Y | Y | Y | Y | Y
M3NHFScheduleOfRatesCode | Cyclical Redecoration/Cladding:Washdown Clean Pvcu | Cyclical Redecoration - Cladding:Washdown Clean Pvcu, unit of measure SM | Cyclical Redecoration-CR435205 | Y | Y | Y | Y | Y
M3NHFScheduleOfRatesCode | Cyclical Redecoration/Fascias:Washdown And Clean Pvcu | Cyclical Redecoration - Fascias:Washdown And Clean Pvcu, unit of measure LM | Cyclical Redecoration-CR435207 | Y | Y | Y | Y | Y
M3NHFScheduleOfRatesCode | Cyclical Redecoration/Gutters:Washdown And Clean Pvcu | Cyclical Redecoration - Gutters:Washdown And Clean Pvcu, unit of measure LM | Cyclical Redecoration-CR435209 | Y | Y | Y | Y | Y
M3NHFScheduleOfRatesCode | Cyclical Redecoration/Downpipes:Washdown And Clean Pvcu | Cyclical Redecoration - Downpipes:Washdown And Clean Pvcu, unit of measure LM | Cyclical Redecoration-CR435211 | Y | Y | Y | Y | Y
M3NHFScheduleOfRatesCode | Cyclical Redecoration/Canopy:Washdown And Clean Glass | Cyclical Redecoration - Canopy:Washdown And Clean Glass, unit of measure SM | Cyclical Redecoration-CR435241 | Y | Y | Y
M3NHFScheduleOfRatesCode | Cyclical Redecoration/Balcony:Washdown And Clean Glass | Cyclical Redecoration - Balcony:Washdown And Clean Glass, unit of measure SM | Cyclical Redecoration-CR435243 | Y | Y | Y
M3NHFScheduleOfRatesCode | Cyclical Redecoration/Roofing:Washdown And Clean Perspex | Cyclical Redecoration - Roofing:Washdown And Clean Perspex, unit of measure SM | Cyclical Redecoration-CR435245 | Y | Y | Y
M3NHFScheduleOfRatesCode | Cyclical Redecoration/Windows:Washdown And Clean Powder Coated | Cyclical Redecoration - Windows:Washdown And Clean Powder Coated, unit of measure SM | Cyclical Redecoration-CR435251 | Y | Y | Y
M3NHFScheduleOfRatesCode | Cyclical Redecoration/Doors:Washdown And Clean Powder Coated | Cyclical Redecoration - Doors:Washdown And Clean Powder Coated, unit of measure IT | Cyclical Redecoration-CR435253 | Y | Y | Y
M3NHFScheduleOfRatesCode | Cyclical Redecoration/Cladding:Washdown Clean Powder Coated | Cyclical Redecoration - Cladding:Washdown Clean Powder Coated, unit of measure SM | Cyclical Redecoration-CR435255 | Y | Y | Y
M3NHFScheduleOfRatesCode | Cyclical Redecoration/Fascias:Washdown And Clean Powder Coated | Cyclical Redecoration - Fascias:Washdown And Clean Powder Coated, unit of measure LM | Cyclical Redecoration-CR435257 | Y | Y | Y
M3NHFScheduleOfRatesCode | Cyclical Redecoration/Gutters:Washdown And Clean Powder Coated | Cyclical Redecoration - Gutters:Washdown And Clean Powder Coated, unit of measure LM | Cyclical Redecoration-CR435259 | Y | Y | Y
M3NHFScheduleOfRatesCode | Cyclical Redecoration/Downpipes:Washdown And Clean Powder Coated | Cyclical Redecoration - Downpipes:Washdown And Clean Powder Coated, unit of measure LM | Cyclical Redecoration-CR435261 | Y | Y | Y
M3NHFScheduleOfRatesCode | Cyclical Redecoration/Balcony:Washdown And Clean Powder Coated | Cyclical Redecoration - Balcony:Washdown And Clean Powder Coated, unit of measure SM | Cyclical Redecoration-CR435263 | Y | Y | Y
M3NHFScheduleOfRatesCode | Cyclical Redecoration/Canopy:Washdown And Clean Powder Coated | Cyclical Redecoration - Canopy:Washdown And Clean Powder Coated, unit of measure SM | Cyclical Redecoration-CR435265 | Y | Y | Y
M3NHFScheduleOfRatesCode | Cyclical Redecoration/Surfaces:Washdown And Clean Powder Coated | Cyclical Redecoration - Surfaces:Washdown And Clean Powder Coated, unit of measure SM | Cyclical Redecoration-CR435267 | Y | Y | Y
M3NHFScheduleOfRatesCode | Cyclical Redecoration/Walls:Brush And Wash Down | Cyclical Redecoration - Walls:Brush And Wash Down, unit of measure SM | Cyclical Redecoration-CR435301 | Y | Y | Y | Y | Y
M3NHFScheduleOfRatesCode | Cyclical Redecoration/Walls:Brush, Wash, Fungicide | Cyclical Redecoration - Walls:Brush, Wash, Fungicide, unit of measure SM | Cyclical Redecoration-CR435311 | Y | Y | Y | Y | Y
M3NHFScheduleOfRatesCode | Cyclical Redecoration/Walls:Power Wash | Cyclical Redecoration - Walls:Power Wash, unit of measure SM | Cyclical Redecoration-CR435401 | Y | Y | Y | Y | Y
M3NHFScheduleOfRatesCode | Cyclical Redecoration/Cills:Power Wash | Cyclical Redecoration - Cills:Power Wash, unit of measure LM | Cyclical Redecoration-CR435403 | Y | Y | Y | Y | Y
M3NHFScheduleOfRatesCode | Cyclical Redecoration/Roofs:Power Wash Any Type | Cyclical Redecoration - Roofs:Power Wash Any Type, unit of measure SM | Cyclical Redecoration-CR435405 |  | Y | Y | Y | Y
M3NHFScheduleOfRatesCode | Cyclical Redecoration/Roofs:Power Wash Asphalt | Cyclical Redecoration - Roofs:Power Wash Asphalt, unit of measure SM | Cyclical Redecoration-CR435406 | Y
M3NHFScheduleOfRatesCode | Cyclical Redecoration/Roofs:Power Wash Tiling | Cyclical Redecoration - Roofs:Power Wash Tiling, unit of measure SM | Cyclical Redecoration-CR435408 | Y
M3NHFScheduleOfRatesCode | Cyclical Redecoration/Walls:Detergent Power Wash | Cyclical Redecoration - Walls:Detergent Power Wash, unit of measure SM | Cyclical Redecoration-CR435409 | Y | Y | Y | Y | Y
M3NHFScheduleOfRatesCode | Cyclical Redecoration/Walls:1:6 Hd Detergent Jet Wash | Cyclical Redecoration - Walls:1:6 Hd Detergent Jet Wash, unit of measure SM | Cyclical Redecoration-CR435411 | Y | Y | Y | Y | Y
M3NHFScheduleOfRatesCode | Cyclical Redecoration/Walls:1:2 Detergent Jet Wash | Cyclical Redecoration - Walls:1:2 Detergent Jet Wash, unit of measure SM | Cyclical Redecoration-CR435413 | Y | Y | Y | Y | Y
M3NHFScheduleOfRatesCode | Cyclical Redecoration/Cladding:1:2 Detergent Jet Wash | Cyclical Redecoration - Cladding:1:2 Detergent Jet Wash, unit of measure SM | Cyclical Redecoration-CR435415 | Y | Y | Y
M3NHFScheduleOfRatesCode | Cyclical Redecoration/Surfaces:Remove Graffiti Rinse Dry | Cyclical Redecoration - Surfaces:Remove Graffiti Rinse Dry, unit of measure SM | Cyclical Redecoration-CR435501 | Y | Y | Y | Y | Y
M3NHFScheduleOfRatesCode | Cyclical Redecoration/Surfaces:Apply Anti-Graffiti Paint | Cyclical Redecoration - Surfaces:Apply Anti-Graffiti Paint, unit of measure SM | Cyclical Redecoration-CR435511 | Y | Y | Y | Y | Y
M3NHFScheduleOfRatesCode | Cyclical Redecoration/Soffit:Wash Apply 2 Coats Smooth Masonry Paint | Cyclical Redecoration - Soffit:Wash Apply 2 Coats Smooth Masonry Paint, unit of measure SM | Cyclical Redecoration-CR436051 | Y | Y | Y | Y | Y
M3NHFScheduleOfRatesCode | Cyclical Redecoration/Soffit:Wash Apply Sealer 2 Coats Masonry Paint | Cyclical Redecoration - Soffit:Wash Apply Sealer 2 Coats Masonry Paint, unit of measure SM | Cyclical Redecoration-CR436053 | Y | Y | Y | Y | Y
M3NHFScheduleOfRatesCode | Cyclical Redecoration/Walls:Apply 2 Coats Masonry Paint | Cyclical Redecoration - Walls:Apply 2 Coats Masonry Paint, unit of measure SM | Cyclical Redecoration-CR436071 | Y | Y | Y | Y | Y
M3NHFScheduleOfRatesCode | Cyclical Redecoration/Walls:Apply 2 Coats Masonry Paint - Brick | Cyclical Redecoration - Walls:Apply 2 Coats Masonry Paint - Brick, unit of measure SM | Cyclical Redecoration-CR436072 | Y | Y | Y | Y | Y
M3NHFScheduleOfRatesCode | Cyclical Redecoration/Walls:Wash Apply 2 Coats Masonry Paint - Render | Cyclical Redecoration - Walls:Wash Apply 2 Coats Masonry Paint - Render, unit of measure SM | Cyclical Redecoration-CR436073 | Y | Y | Y | Y | Y
M3NHFScheduleOfRatesCode | Cyclical Redecoration/Walls:Wash Apply 2 Coats Masonry Paint - Brick | Cyclical Redecoration - Walls:Wash Apply 2 Coats Masonry Paint - Brick, unit of measure SM | Cyclical Redecoration-CR436074 | Y | Y | Y | Y | Y
M3NHFScheduleOfRatesCode | Cyclical Redecoration/Walls:Apply Sealer 2 Coats Masonry - Render | Cyclical Redecoration - Walls:Apply Sealer 2 Coats Masonry - Render, unit of measure SM | Cyclical Redecoration-CR436081 | Y | Y | Y | Y | Y
M3NHFScheduleOfRatesCode | Cyclical Redecoration/Walls:Apply Sealer 2 Coats Masonry - Brick | Cyclical Redecoration - Walls:Apply Sealer 2 Coats Masonry - Brick, unit of measure SM | Cyclical Redecoration-CR436082 | Y | Y | Y | Y | Y
M3NHFScheduleOfRatesCode | Cyclical Redecoration/Walls:Wash Apply Sealer 2 Coats Masonry - Render | Cyclical Redecoration - Walls:Wash Apply Sealer 2 Coats Masonry - Render, unit of measure SM | Cyclical Redecoration-CR436083 | Y | Y | Y | Y | Y
M3NHFScheduleOfRatesCode | Cyclical Redecoration/Walls:Wash Apply Sealer 2 Coats Masonry - Brick | Cyclical Redecoration - Walls:Wash Apply Sealer 2 Coats Masonry - Brick, unit of measure SM | Cyclical Redecoration-CR436084 | Y | Y | Y | Y | Y
M3NHFScheduleOfRatesCode | Cyclical Redecoration/Walls:Apply Gloss Paint | Cyclical Redecoration - Walls:Apply Gloss Paint, unit of measure SM | Cyclical Redecoration-CR436101 | Y | Y | Y | Y | Y
M3NHFScheduleOfRatesCode | Cyclical Redecoration/Walls:Wash Apply Gloss Paint | Cyclical Redecoration - Walls:Wash Apply Gloss Paint, unit of measure SM | Cyclical Redecoration-CR436103 | Y | Y | Y | Y | Y
M3NHFScheduleOfRatesCode | Cyclical Redecoration/Walls:Brush Apply Waterproofing Render | Cyclical Redecoration - Walls:Brush Apply Waterproofing Render, unit of measure SM | Cyclical Redecoration-CR436151 | Y | Y | Y | Y | Y
M3NHFScheduleOfRatesCode | Cyclical Redecoration/Walls:Brush Apply Waterproofing Brick | Cyclical Redecoration - Walls:Brush Apply Waterproofing Brick, unit of measure SM | Cyclical Redecoration-CR436153 | Y | Y | Y | Y | Y
M3NHFScheduleOfRatesCode | Cyclical Redecoration/Surfaces:Spray Paint Smooth Surface | Cyclical Redecoration - Surfaces:Spray Paint Smooth Surface, unit of measure SM | Cyclical Redecoration-CR436181 | Y | Y | Y | Y | Y
M3NHFScheduleOfRatesCode | Cyclical Redecoration/Surfaces:Spray Paint Textured Surface | Cyclical Redecoration - Surfaces:Spray Paint Textured Surface, unit of measure SM | Cyclical Redecoration-CR436183 | Y | Y | Y | Y | Y
M3NHFScheduleOfRatesCode | Cyclical Redecoration/Surfaces:Spray Paint Glaze Smooth Surface | Cyclical Redecoration - Surfaces:Spray Paint Glaze Smooth Surface, unit of measure SM | Cyclical Redecoration-CR436185 | Y | Y | Y | Y | Y
M3NHFScheduleOfRatesCode | Cyclical Redecoration/Surfaces:Spray Paint Glaze Textured Surface | Cyclical Redecoration - Surfaces:Spray Paint Glaze Textured Surface, unit of measure SM | Cyclical Redecoration-CR436187 | Y | Y | Y | Y | Y
M3NHFScheduleOfRatesCode | Cyclical Redecoration/Surfaces:Apply Anti Carbonation | Cyclical Redecoration - Surfaces:Apply Anti Carbonation, unit of measure SM | Cyclical Redecoration-CR436190 | Y | Y | Y
M3NHFScheduleOfRatesCode | Cyclical Redecoration/Surfaces:Anti Carb/Elastomeric Coating | Cyclical Redecoration - Surfaces:Anti Carb/Elastomeric Coating, unit of measure LM | Cyclical Redecoration-CR436191 | Y | Y | Y
M3NHFScheduleOfRatesCode | Cyclical Redecoration/Walls:Apply 2 Coats External Masonry W/Proofer | Cyclical Redecoration - Walls:Apply 2 Coats External Masonry W/Proofer, unit of measure SM | Cyclical Redecoration-CR436195 | Y | Y | Y
M3NHFScheduleOfRatesCode | Cyclical Redecoration/Walls:Sealer - 2 Coats External Masonry W/Proofer | Cyclical Redecoration - Walls:Sealer - 2 Coats External Masonry W/Proofer, unit of measure SM | Cyclical Redecoration-CR436197 | Y | Y | Y
M3NHFScheduleOfRatesCode | Cyclical Redecoration/Walls:Anti-Graffiti Flame Retardent Coatings | Cyclical Redecoration - Walls:Anti-Graffiti Flame Retardent Coatings, unit of measure SM | Cyclical Redecoration-CR436199 | Y | Y | Y
M3NHFScheduleOfRatesCode | Cyclical Redecoration/Garage Door:Prepare Prime Paint 2 Gloss | Cyclical Redecoration - Garage Door:Prepare Prime Paint 2 Gloss, unit of measure IT | Cyclical Redecoration-CR436201 | Y | Y | Y | Y | Y
M3NHFScheduleOfRatesCode | Cyclical Redecoration/Door Frame:Prepare Paint 2 Gloss Ne 300Mm | Cyclical Redecoration - Door Frame:Prepare Paint 2 Gloss Ne 300Mm, unit of measure LM | Cyclical Redecoration-CR436203 | Y | Y | Y | Y | Y
M3NHFScheduleOfRatesCode | Cyclical Redecoration/Door:Prepare Prime Paint 2 Gloss Metal Door | Cyclical Redecoration - Door:Prepare Prime Paint 2 Gloss Metal Door, unit of measure IT | Cyclical Redecoration-CR436205 | Y | Y | Y | Y | Y
M3NHFScheduleOfRatesCode | Cyclical Redecoration/Door:Prepare Prime Paint 2 Gloss Metal Glazed | Cyclical Redecoration - Door:Prepare Prime Paint 2 Gloss Metal Glazed, unit of measure IT | Cyclical Redecoration-CR436207 | Y | Y | Y | Y | Y
M3NHFScheduleOfRatesCode | Cyclical Redecoration/Window:Prepare Prime Paint 2 Gloss Metal | Cyclical Redecoration - Window:Prepare Prime Paint 2 Gloss Metal, unit of measure SM | Cyclical Redecoration-CR436209 | Y | Y | Y | Y | Y
M3NHFScheduleOfRatesCode | Cyclical Redecoration/Gates:Prepare Prime Paint Gate And Posts | Cyclical Redecoration - Gates:Prepare Prime Paint Gate And Posts, unit of measure IT | Cyclical Redecoration-CR436215 | Y | Y | Y | Y | Y
M3NHFScheduleOfRatesCode | Cyclical Redecoration/Balustrading:Prepare Prime Paint Surfaces | Cyclical Redecoration - Balustrading:Prepare Prime Paint Surfaces, unit of measure SM | Cyclical Redecoration-CR436217 | Y | Y | Y | Y | Y
M3NHFScheduleOfRatesCode | Cyclical Redecoration/Staircase:Prepare Prime Paint Metal Stairs | Cyclical Redecoration - Staircase:Prepare Prime Paint Metal Stairs, unit of measure SM | Cyclical Redecoration-CR436219 | Y | Y | Y | Y | Y
M3NHFScheduleOfRatesCode | Cyclical Redecoration/Gutter:Prepare Prime Paint Eaves Gutter | Cyclical Redecoration - Gutter:Prepare Prime Paint Eaves Gutter, unit of measure LM | Cyclical Redecoration-CR436221 | Y | Y | Y | Y | Y
M3NHFScheduleOfRatesCode | Cyclical Redecoration/Pipework:Prepare Prime Paint Ne 300Mm | Cyclical Redecoration - Pipework:Prepare Prime Paint Ne 300Mm, unit of measure LM | Cyclical Redecoration-CR436223 | Y | Y | Y | Y | Y
M3NHFScheduleOfRatesCode | Cyclical Redecoration/Garage Door:Rub Down Prepare Paint 2 Gloss | Cyclical Redecoration - Garage Door:Rub Down Prepare Paint 2 Gloss, unit of measure IT | Cyclical Redecoration-CR436301 | Y | Y | Y | Y | Y
M3NHFScheduleOfRatesCode | Cyclical Redecoration/Door Frame:Rub Down Prepare Paint 2 Gloss Ne 300Mm | Cyclical Redecoration - Door Frame:Rub Down Prepare Paint 2 Gloss Ne 300Mm, unit of measure LM | Cyclical Redecoration-CR436303 | Y | Y | Y | Y | Y
M3NHFScheduleOfRatesCode | Cyclical Redecoration/Door:Rub Down Prepare Paint 2 Gloss Metal Door | Cyclical Redecoration - Door:Rub Down Prepare Paint 2 Gloss Metal Door, unit of measure IT | Cyclical Redecoration-CR436305 | Y | Y | Y | Y | Y
M3NHFScheduleOfRatesCode | Cyclical Redecoration/Door:Rub Down Prepare Paint 2 Gloss Metal Glazed | Cyclical Redecoration - Door:Rub Down Prepare Paint 2 Gloss Metal Glazed, unit of measure IT | Cyclical Redecoration-CR436307 | Y | Y | Y | Y | Y
M3NHFScheduleOfRatesCode | Cyclical Redecoration/Window:Rub Down Prepare Paint 2 Gloss | Cyclical Redecoration - Window:Rub Down Prepare Paint 2 Gloss, unit of measure SM | Cyclical Redecoration-CR436309 | Y | Y | Y | Y | Y
M3NHFScheduleOfRatesCode | Cyclical Redecoration/Gates:Wire Prepare Paint 2 Gloss Gate And Posts | Cyclical Redecoration - Gates:Wire Prepare Paint 2 Gloss Gate And Posts, unit of measure IT | Cyclical Redecoration-CR436315 | Y | Y | Y | Y | Y
M3NHFScheduleOfRatesCode | Cyclical Redecoration/Balustrading:Wire Prepare Paint 2 Gloss Surfaces | Cyclical Redecoration - Balustrading:Wire Prepare Paint 2 Gloss Surfaces, unit of measure SM | Cyclical Redecoration-CR436317 | Y | Y | Y | Y | Y
M3NHFScheduleOfRatesCode | Cyclical Redecoration/Staircase:Wire Prepare Paint 2 Gloss Metal Stairs | Cyclical Redecoration - Staircase:Wire Prepare Paint 2 Gloss Metal Stairs, unit of measure SM | Cyclical Redecoration-CR436319 | Y | Y | Y | Y | Y
M3NHFScheduleOfRatesCode | Cyclical Redecoration/Gutter:Wire Prepare Paint 2 Gloss Eaves Gutter | Cyclical Redecoration - Gutter:Wire Prepare Paint 2 Gloss Eaves Gutter, unit of measure LM | Cyclical Redecoration-CR436321 | Y | Y | Y | Y | Y
M3NHFScheduleOfRatesCode | Cyclical Redecoration/Pipework:Wire Prepare Paint 2 Gloss Ne 300Mm | Cyclical Redecoration - Pipework:Wire Prepare Paint 2 Gloss Ne 300Mm, unit of measure LM | Cyclical Redecoration-CR436323 | Y | Y | Y | Y | Y
M3NHFScheduleOfRatesCode | Cyclical Redecoration/Garage Door:Rub Down Prepare Paint 1 Gloss | Cyclical Redecoration - Garage Door:Rub Down Prepare Paint 1 Gloss, unit of measure IT | Cyclical Redecoration-CR436401 | Y | Y | Y | Y | Y
M3NHFScheduleOfRatesCode | Cyclical Redecoration/Door Frame:Rub Down Prepare Paint 1 Gloss Ne 300Mm | Cyclical Redecoration - Door Frame:Rub Down Prepare Paint 1 Gloss Ne 300Mm, unit of measure LM | Cyclical Redecoration-CR436403 | Y | Y | Y | Y | Y
M3NHFScheduleOfRatesCode | Cyclical Redecoration/Door:Rub Down Prepare Paint 1 Gloss Metal Door | Cyclical Redecoration - Door:Rub Down Prepare Paint 1 Gloss Metal Door, unit of measure IT | Cyclical Redecoration-CR436405 | Y | Y | Y | Y | Y
M3NHFScheduleOfRatesCode | Cyclical Redecoration/Door:Rub Down Prepare Paint 1 Gloss Metal Glazed | Cyclical Redecoration - Door:Rub Down Prepare Paint 1 Gloss Metal Glazed, unit of measure IT | Cyclical Redecoration-CR436407 | Y | Y | Y | Y | Y
M3NHFScheduleOfRatesCode | Cyclical Redecoration/Window:Rub Down Prepare Paint 1 Gloss Metal | Cyclical Redecoration - Window:Rub Down Prepare Paint 1 Gloss Metal, unit of measure SM | Cyclical Redecoration-CR436409 | Y | Y | Y | Y | Y
M3NHFScheduleOfRatesCode | Cyclical Redecoration/Gates:Wire Prepare Paint 1 Gloss Gate And Posts | Cyclical Redecoration - Gates:Wire Prepare Paint 1 Gloss Gate And Posts, unit of measure IT | Cyclical Redecoration-CR436415 | Y | Y | Y | Y | Y
M3NHFScheduleOfRatesCode | Cyclical Redecoration/Balustrading:Wire Prepare Paint 1 Gloss Surfaces | Cyclical Redecoration - Balustrading:Wire Prepare Paint 1 Gloss Surfaces, unit of measure SM | Cyclical Redecoration-CR436417 | Y | Y | Y | Y | Y
M3NHFScheduleOfRatesCode | Cyclical Redecoration/Staircase:Wire Prepare Paint 1 Gloss Metal Stairs | Cyclical Redecoration - Staircase:Wire Prepare Paint 1 Gloss Metal Stairs, unit of measure SM | Cyclical Redecoration-CR436419 | Y | Y | Y | Y | Y
M3NHFScheduleOfRatesCode | Cyclical Redecoration/Gutter:Wire Prepare Paint 1 Gloss Eaves Gutter | Cyclical Redecoration - Gutter:Wire Prepare Paint 1 Gloss Eaves Gutter, unit of measure LM | Cyclical Redecoration-CR436421 | Y | Y | Y | Y | Y
M3NHFScheduleOfRatesCode | Cyclical Redecoration/Pipework:Wire Prepare Paint 1 Gloss Ne 300Mm | Cyclical Redecoration - Pipework:Wire Prepare Paint 1 Gloss Ne 300Mm, unit of measure LM | Cyclical Redecoration-CR436423 | Y | Y | Y | Y | Y
M3NHFScheduleOfRatesCode | Cyclical Redecoration/Surfaces:Apply 2 Coats Bitumen | Cyclical Redecoration - Surfaces:Apply 2 Coats Bitumen, unit of measure SM | Cyclical Redecoration-CR436501 | Y | Y | Y | Y | Y
M3NHFScheduleOfRatesCode | Cyclical Redecoration/Gutter:Apply 2 Coats Bitumen | Cyclical Redecoration - Gutter:Apply 2 Coats Bitumen, unit of measure LM | Cyclical Redecoration-CR436503 | Y | Y | Y | Y | Y
M3NHFScheduleOfRatesCode | Cyclical Redecoration/Pipes:Apply 2 Coats Bitumen | Cyclical Redecoration - Pipes:Apply 2 Coats Bitumen, unit of measure LM | Cyclical Redecoration-CR436505 | Y | Y | Y | Y | Y
M3NHFScheduleOfRatesCode | Cyclical Redecoration/Garage Door:Prepare Prime Extended Life Paint | Cyclical Redecoration - Garage Door:Prepare Prime Extended Life Paint, unit of measure IT | Cyclical Redecoration-CR436601 | Y | Y | Y | Y | Y
M3NHFScheduleOfRatesCode | Cyclical Redecoration/Door Frame:Prep Prime Extended Life Paint Ne 300Mm | Cyclical Redecoration - Door Frame:Prep Prime Extended Life Paint Ne 300Mm, unit of measure LM | Cyclical Redecoration-CR436603 | Y | Y | Y | Y | Y
M3NHFScheduleOfRatesCode | Cyclical Redecoration/Door:Prepare Prime Extended Life Paint Metal | Cyclical Redecoration - Door:Prepare Prime Extended Life Paint Metal, unit of measure IT | Cyclical Redecoration-CR436605 | Y | Y | Y | Y | Y
M3NHFScheduleOfRatesCode | Cyclical Redecoration/Door:Prep Prime Extended Life Paint Metal Glazed | Cyclical Redecoration - Door:Prep Prime Extended Life Paint Metal Glazed, unit of measure IT | Cyclical Redecoration-CR436607 | Y | Y | Y | Y | Y
M3NHFScheduleOfRatesCode | Cyclical Redecoration/Window:Prepare Extended Life Paint Metal | Cyclical Redecoration - Window:Prepare Extended Life Paint Metal, unit of measure SM | Cyclical Redecoration-CR436609 | Y | Y | Y | Y | Y
M3NHFScheduleOfRatesCode | Cyclical Redecoration/Gates:Prep Prime Extended Life Paint Gate + Posts | Cyclical Redecoration - Gates:Prep Prime Extended Life Paint Gate + Posts, unit of measure IT | Cyclical Redecoration-CR436615 | Y | Y | Y | Y | Y
M3NHFScheduleOfRatesCode | Cyclical Redecoration/Railings-Ornamental:Prime Extended Life Paint | Cyclical Redecoration - Railings-Ornamental:Prime Extended Life Paint, unit of measure SM | Cyclical Redecoration-CR436617 | Y | Y | Y | Y | Y
M3NHFScheduleOfRatesCode | Cyclical Redecoration/Staircase:Prepare Prime Extended Life Paint Metal | Cyclical Redecoration - Staircase:Prepare Prime Extended Life Paint Metal, unit of measure SM | Cyclical Redecoration-CR436619 | Y | Y | Y | Y | Y
M3NHFScheduleOfRatesCode | Cyclical Redecoration/Gutter:Prepare Prime Extended Life Paint Eaves | Cyclical Redecoration - Gutter:Prepare Prime Extended Life Paint Eaves, unit of measure LM | Cyclical Redecoration-CR436621 | Y | Y | Y | Y | Y
M3NHFScheduleOfRatesCode | Cyclical Redecoration/Pipework:Prepare Prime Extended Life Paint Ne300Mm | Cyclical Redecoration - Pipework:Prepare Prime Extended Life Paint Ne300Mm, unit of measure LM | Cyclical Redecoration-CR436623 | Y | Y | Y | Y | Y
M3NHFScheduleOfRatesCode | Cyclical Redecoration/Railings-Hairpin:Prime Extended Life Paint | Cyclical Redecoration - Railings-Hairpin:Prime Extended Life Paint, unit of measure SM | Cyclical Redecoration-CR436625 | Y | Y | Y | Y | Y
M3NHFScheduleOfRatesCode | Cyclical Redecoration/Railings-Plain Open:Prime Extended Life Paint | Cyclical Redecoration - Railings-Plain Open:Prime Extended Life Paint, unit of measure SM | Cyclical Redecoration-CR436627 | Y | Y | Y | Y | Y
M3NHFScheduleOfRatesCode | Cyclical Redecoration/Railings-Close Type:Prime Extended Life Paint | Cyclical Redecoration - Railings-Close Type:Prime Extended Life Paint, unit of measure SM | Cyclical Redecoration-CR436629 | Y | Y | Y | Y | Y
M3NHFScheduleOfRatesCode | Cyclical Redecoration/Garage Door:Prepare 2 Coats Extended Life Paint | Cyclical Redecoration - Garage Door:Prepare 2 Coats Extended Life Paint, unit of measure IT | Cyclical Redecoration-CR436701 | Y | Y | Y | Y | Y
M3NHFScheduleOfRatesCode | Cyclical Redecoration/Surfaces:Prepare 2 Coats Extended Life Paint | Cyclical Redecoration - Surfaces:Prepare 2 Coats Extended Life Paint, unit of measure SM | Cyclical Redecoration-CR436702 | Y | Y | Y
M3NHFScheduleOfRatesCode | Cyclical Redecoration/Door Frames:Prep 2 Cts Extended Life Paint Ne300Mm | Cyclical Redecoration - Door Frames:Prep 2 Cts Extended Life Paint Ne300Mm, unit of measure LM | Cyclical Redecoration-CR436703 | Y | Y | Y | Y | Y
M3NHFScheduleOfRatesCode | Cyclical Redecoration/Surfaces:Prepare 2 Cts Extended Life Paint Profile | Cyclical Redecoration - Surfaces:Prepare 2 Cts Extended Life Paint Profile, unit of measure SM | Cyclical Redecoration-CR436704 | Y | Y | Y
M3NHFScheduleOfRatesCode | Cyclical Redecoration/Door:Prepare 2 Coats Extended Life Paint Metal | Cyclical Redecoration - Door:Prepare 2 Coats Extended Life Paint Metal, unit of measure IT | Cyclical Redecoration-CR436705 | Y | Y | Y | Y | Y
M3NHFScheduleOfRatesCode | Cyclical Redecoration/Door:Prep 2 Coats Extended Life Paint Metal Glazed | Cyclical Redecoration - Door:Prep 2 Coats Extended Life Paint Metal Glazed, unit of measure IT | Cyclical Redecoration-CR436707 | Y | Y | Y | Y | Y
M3NHFScheduleOfRatesCode | Cyclical Redecoration/Window:Prepare 2 Coats Extended Life Paint Metal | Cyclical Redecoration - Window:Prepare 2 Coats Extended Life Paint Metal, unit of measure IT | Cyclical Redecoration-CR436709 | Y | Y | Y | Y | Y
M3NHFScheduleOfRatesCode | Cyclical Redecoration/Gates:Prep 2 Coats Extended Life Paint Gate+Posts | Cyclical Redecoration - Gates:Prep 2 Coats Extended Life Paint Gate+Posts, unit of measure IT | Cyclical Redecoration-CR436715 | Y | Y | Y | Y | Y
M3NHFScheduleOfRatesCode | Cyclical Redecoration/Railings-Ornamental:2 Coats Extended Life Paint | Cyclical Redecoration - Railings-Ornamental:2 Coats Extended Life Paint, unit of measure SM | Cyclical Redecoration-CR436717 | Y | Y | Y | Y | Y
M3NHFScheduleOfRatesCode | Cyclical Redecoration/Staircase:Prepare 2 Cts Extended Life Paint Metal | Cyclical Redecoration - Staircase:Prepare 2 Cts Extended Life Paint Metal, unit of measure SM | Cyclical Redecoration-CR436719 | Y | Y | Y | Y | Y
M3NHFScheduleOfRatesCode | Cyclical Redecoration/Gutter:Prepare 2 Coats Extended Life Paint Eaves | Cyclical Redecoration - Gutter:Prepare 2 Coats Extended Life Paint Eaves, unit of measure LM | Cyclical Redecoration-CR436721 | Y | Y | Y | Y | Y
M3NHFScheduleOfRatesCode | Cyclical Redecoration/Pipework:Prep 2 Coats Extended Life Paint Ne300Mm | Cyclical Redecoration - Pipework:Prep 2 Coats Extended Life Paint Ne300Mm, unit of measure LM | Cyclical Redecoration-CR436723 | Y | Y | Y | Y | Y
M3NHFScheduleOfRatesCode | Cyclical Redecoration/Railings-Hairpin:2 Coats Extended Life Paint | Cyclical Redecoration - Railings-Hairpin:2 Coats Extended Life Paint, unit of measure SM | Cyclical Redecoration-CR436725 | Y | Y | Y | Y | Y
M3NHFScheduleOfRatesCode | Cyclical Redecoration/Railings-Plain Open:2 Coats Extended Life Paint | Cyclical Redecoration - Railings-Plain Open:2 Coats Extended Life Paint, unit of measure SM | Cyclical Redecoration-CR436727 | Y | Y | Y | Y | Y
M3NHFScheduleOfRatesCode | Cyclical Redecoration/Railings-Close Type:2 Coats Extended Life Paint | Cyclical Redecoration - Railings-Close Type:2 Coats Extended Life Paint, unit of measure SM | Cyclical Redecoration-CR436729 | Y | Y | Y | Y | Y
M3NHFScheduleOfRatesCode | Cyclical Redecoration/Surfaces:Prime Paint General Surfaces Timber | Cyclical Redecoration - Surfaces:Prime Paint General Surfaces Timber, unit of measure SM | Cyclical Redecoration-CR438001 | Y | Y | Y | Y | Y
M3NHFScheduleOfRatesCode | Cyclical Redecoration/Fascias,Soffits Etc:Prime Paint Timber Ne 300Mm | Cyclical Redecoration - Fascias,Soffits Etc:Prime Paint Timber Ne 300Mm, unit of measure LM | Cyclical Redecoration-CR438002 | Y | Y | Y | Y | Y
M3NHFScheduleOfRatesCode | Cyclical Redecoration/Window:Prepare Prime Paint Timber | Cyclical Redecoration - Window:Prepare Prime Paint Timber, unit of measure SM | Cyclical Redecoration-CR438003 | Y | Y | Y | Y | Y
M3NHFScheduleOfRatesCode | Cyclical Redecoration/Frame:Prepare Prime Paint Timber Ne 300Mm | Cyclical Redecoration - Frame:Prepare Prime Paint Timber Ne 300Mm, unit of measure LM | Cyclical Redecoration-CR438009 | Y | Y | Y | Y | Y
M3NHFScheduleOfRatesCode | Cyclical Redecoration/Door:Prepare Prime Paint Timber Glazed Door (O/S) | Cyclical Redecoration - Door:Prepare Prime Paint Timber Glazed Door (O/S), unit of measure IT | Cyclical Redecoration-CR438011 | Y | Y | Y | Y | Y
M3NHFScheduleOfRatesCode | Cyclical Redecoration/Door:Prepare Prime Paint Timber Glazed Door (B/S) | Cyclical Redecoration - Door:Prepare Prime Paint Timber Glazed Door (B/S), unit of measure IT | Cyclical Redecoration-CR438013 | Y | Y | Y | Y | Y
M3NHFScheduleOfRatesCode | Cyclical Redecoration/Door:Prepare Prime Paint Timber Door (O/S) | Cyclical Redecoration - Door:Prepare Prime Paint Timber Door (O/S), unit of measure IT | Cyclical Redecoration-CR438015 | Y | Y | Y | Y | Y
M3NHFScheduleOfRatesCode | Cyclical Redecoration/Door:Prepare Prime Paint Timber Door (B/S) | Cyclical Redecoration - Door:Prepare Prime Paint Timber Door (B/S), unit of measure IT | Cyclical Redecoration-CR438017 | Y | Y | Y | Y | Y
M3NHFScheduleOfRatesCode | Cyclical Redecoration/Fencing:Prepare Prime Paint Timber Fence Ne 300Mm | Cyclical Redecoration - Fencing:Prepare Prime Paint Timber Fence Ne 300Mm, unit of measure LM | Cyclical Redecoration-CR438019 | Y | Y | Y | Y | Y
M3NHFScheduleOfRatesCode | Cyclical Redecoration/Fencing Isolated:Prepare Prime Paint Ne 300Mm | Cyclical Redecoration - Fencing Isolated:Prepare Prime Paint Ne 300Mm, unit of measure LM | Cyclical Redecoration-CR438020 | Y | Y | Y | Y | Y
M3NHFScheduleOfRatesCode | Cyclical Redecoration/Gates:Prepare Prime Paint Timber Gates Posts | Cyclical Redecoration - Gates:Prepare Prime Paint Timber Gates Posts, unit of measure SM | Cyclical Redecoration-CR438021 | Y | Y | Y | Y | Y
M3NHFScheduleOfRatesCode | Cyclical Redecoration/Fencing Open Type:Prepare Prime Paint Timber | Cyclical Redecoration - Fencing Open Type:Prepare Prime Paint Timber, unit of measure SM | Cyclical Redecoration-CR438053 | Y | Y | Y | Y | Y
M3NHFScheduleOfRatesCode | Cyclical Redecoration/Fencing Close Type:Prepare Prime Paint Timber | Cyclical Redecoration - Fencing Close Type:Prepare Prime Paint Timber, unit of measure SM | Cyclical Redecoration-CR438055 | Y | Y | Y | Y | Y
M3NHFScheduleOfRatesCode | Cyclical Redecoration/Surfaces:Prepare 2 Gloss General Surfaces Timber | Cyclical Redecoration - Surfaces:Prepare 2 Gloss General Surfaces Timber, unit of measure SM | Cyclical Redecoration-CR438101 | Y | Y | Y | Y | Y
M3NHFScheduleOfRatesCode | Cyclical Redecoration/Window:Prepare Paint 2 Gloss Timber | Cyclical Redecoration - Window:Prepare Paint 2 Gloss Timber, unit of measure SM | Cyclical Redecoration-CR438103 | Y | Y | Y | Y | Y
M3NHFScheduleOfRatesCode | Cyclical Redecoration/Door Frame:Paint 2 Gloss Timber Ne 300Mm | Cyclical Redecoration - Door Frame:Paint 2 Gloss Timber Ne 300Mm, unit of measure LM | Cyclical Redecoration-CR438109 | Y | Y | Y | Y | Y
M3NHFScheduleOfRatesCode | Cyclical Redecoration/Door:Paint 2 Gloss Timber Glazed Door (O/S) | Cyclical Redecoration - Door:Paint 2 Gloss Timber Glazed Door (O/S), unit of measure IT | Cyclical Redecoration-CR438111 | Y | Y | Y | Y | Y
M3NHFScheduleOfRatesCode | Cyclical Redecoration/Fascias,Soffits Etc:Paint 2 Gloss Timber Ne 300Mm | Cyclical Redecoration - Fascias,Soffits Etc:Paint 2 Gloss Timber Ne 300Mm, unit of measure LM | Cyclical Redecoration-CR438112 | Y | Y | Y | Y | Y
M3NHFScheduleOfRatesCode | Cyclical Redecoration/Door:Paint 2 Gloss Timber Glazed Door (B/S) | Cyclical Redecoration - Door:Paint 2 Gloss Timber Glazed Door (B/S), unit of measure IT | Cyclical Redecoration-CR438113 | Y | Y | Y | Y | Y
M3NHFScheduleOfRatesCode | Cyclical Redecoration/Door:Paint 2 Gloss Timber Door (O/S) | Cyclical Redecoration - Door:Paint 2 Gloss Timber Door (O/S), unit of measure IT | Cyclical Redecoration-CR438115 | Y | Y | Y | Y | Y
M3NHFScheduleOfRatesCode | Cyclical Redecoration/Door:Paint 2 Gloss Timber Door (B/S) | Cyclical Redecoration - Door:Paint 2 Gloss Timber Door (B/S), unit of measure IT | Cyclical Redecoration-CR438117 | Y | Y | Y | Y | Y
M3NHFScheduleOfRatesCode | Cyclical Redecoration/Fencing Isolated:Prepare 2 Gloss Ne 300Mm | Cyclical Redecoration - Fencing Isolated:Prepare 2 Gloss Ne 300Mm, unit of measure LM | Cyclical Redecoration-CR438119 | Y | Y | Y | Y | Y
M3NHFScheduleOfRatesCode | Cyclical Redecoration/Gates:Prepare 2 Gloss Timber Gates Posts | Cyclical Redecoration - Gates:Prepare 2 Gloss Timber Gates Posts, unit of measure SM | Cyclical Redecoration-CR438121 | Y | Y | Y | Y | Y
M3NHFScheduleOfRatesCode | Cyclical Redecoration/Fencing Open Type:Prepare 2 Gloss Timber | Cyclical Redecoration - Fencing Open Type:Prepare 2 Gloss Timber, unit of measure SM | Cyclical Redecoration-CR438123 | Y | Y | Y | Y | Y
M3NHFScheduleOfRatesCode | Cyclical Redecoration/Fencing Close Type:Prepare 2 Gloss Timber | Cyclical Redecoration - Fencing Close Type:Prepare 2 Gloss Timber, unit of measure SM | Cyclical Redecoration-CR438125 | Y | Y | Y | Y | Y
M3NHFScheduleOfRatesCode | Cyclical Redecoration/Balustrading Open Type:Prepare 2 Gloss Timber | Cyclical Redecoration - Balustrading Open Type:Prepare 2 Gloss Timber, unit of measure SM | Cyclical Redecoration-CR438126 | Y
M3NHFScheduleOfRatesCode | Cyclical Redecoration/Balustrading Close Type:Prepare 2 Gloss Timber | Cyclical Redecoration - Balustrading Close Type:Prepare 2 Gloss Timber, unit of measure SM | Cyclical Redecoration-CR438128 | Y
M3NHFScheduleOfRatesCode | Cyclical Redecoration/Surfaces:Prepare 1 Gloss General Surfaces Timber | Cyclical Redecoration - Surfaces:Prepare 1 Gloss General Surfaces Timber, unit of measure SM | Cyclical Redecoration-CR438151 | Y | Y | Y | Y | Y
M3NHFScheduleOfRatesCode | Cyclical Redecoration/Surfaces:Prepare 1 Gloss Ne 300Mm Timber | Cyclical Redecoration - Surfaces:Prepare 1 Gloss Ne 300Mm Timber, unit of measure LM | Cyclical Redecoration-CR438152 | Y | Y | Y
M3NHFScheduleOfRatesCode | Cyclical Redecoration/Window:Prepare 1 Gloss Timber | Cyclical Redecoration - Window:Prepare 1 Gloss Timber, unit of measure SM | Cyclical Redecoration-CR438153 | Y | Y | Y | Y | Y
M3NHFScheduleOfRatesCode | Cyclical Redecoration/Door Frame:Prepare 1 Gloss Timber Ne 300Mm | Cyclical Redecoration - Door Frame:Prepare 1 Gloss Timber Ne 300Mm, unit of measure LM | Cyclical Redecoration-CR438159 | Y | Y | Y | Y | Y
M3NHFScheduleOfRatesCode | Cyclical Redecoration/Door:Paint 1 Gloss Timber Glazed Door (O/S) | Cyclical Redecoration - Door:Paint 1 Gloss Timber Glazed Door (O/S), unit of measure IT | Cyclical Redecoration-CR438161 | Y | Y | Y | Y | Y
M3NHFScheduleOfRatesCode | Cyclical Redecoration/Fascias,Soffits Etc:Paint 1 Gloss Timber Ne 300Mm | Cyclical Redecoration - Fascias,Soffits Etc:Paint 1 Gloss Timber Ne 300Mm, unit of measure LM | Cyclical Redecoration-CR438162 | Y | Y | Y | Y | Y
M3NHFScheduleOfRatesCode | Cyclical Redecoration/Door:Paint 1 Gloss Timber Glazed Door (B/S) | Cyclical Redecoration - Door:Paint 1 Gloss Timber Glazed Door (B/S), unit of measure IT | Cyclical Redecoration-CR438163 | Y | Y | Y | Y | Y
M3NHFScheduleOfRatesCode | Cyclical Redecoration/Door:Paint 1 Gloss Timber Door (O/S) | Cyclical Redecoration - Door:Paint 1 Gloss Timber Door (O/S), unit of measure IT | Cyclical Redecoration-CR438165 | Y | Y | Y | Y | Y
M3NHFScheduleOfRatesCode | Cyclical Redecoration/Door:Paint 1 Gloss Timber Door (B/S) | Cyclical Redecoration - Door:Paint 1 Gloss Timber Door (B/S), unit of measure IT | Cyclical Redecoration-CR438167 | Y | Y | Y | Y | Y
M3NHFScheduleOfRatesCode | Cyclical Redecoration/Fencing Isolated:Prepare 1 Gloss Ne 300Mm | Cyclical Redecoration - Fencing Isolated:Prepare 1 Gloss Ne 300Mm, unit of measure LM | Cyclical Redecoration-CR438169 | Y | Y | Y | Y | Y
M3NHFScheduleOfRatesCode | Cyclical Redecoration/Gates:Prepare 1 Gloss Timber Gates Posts | Cyclical Redecoration - Gates:Prepare 1 Gloss Timber Gates Posts, unit of measure SM | Cyclical Redecoration-CR438171 | Y | Y | Y | Y | Y
M3NHFScheduleOfRatesCode | Cyclical Redecoration/Fencing Open Type:Prepare 1 Gloss Timber | Cyclical Redecoration - Fencing Open Type:Prepare 1 Gloss Timber, unit of measure SM | Cyclical Redecoration-CR438173 | Y | Y | Y | Y | Y
M3NHFScheduleOfRatesCode | Cyclical Redecoration/Fencing Close Type:Prepare 1 Gloss Timber | Cyclical Redecoration - Fencing Close Type:Prepare 1 Gloss Timber, unit of measure SM | Cyclical Redecoration-CR438175 | Y | Y | Y | Y | Y
M3NHFScheduleOfRatesCode | Cyclical Redecoration/Surfaces:Prepare Prime 3 Coats Decorative Stain | Cyclical Redecoration - Surfaces:Prepare Prime 3 Coats Decorative Stain, unit of measure SM | Cyclical Redecoration-CR438201 | Y | Y | Y | Y | Y
M3NHFScheduleOfRatesCode | Cyclical Redecoration/Fascias,Soffits Etc:3 Coats Dec Stain Ne 300Mm | Cyclical Redecoration - Fascias,Soffits Etc:3 Coats Dec Stain Ne 300Mm, unit of measure LM | Cyclical Redecoration-CR438202 | Y
M3NHFScheduleOfRatesCode | Cyclical Redecoration/Window:Prepare Prime 3 Coats Decorative Stain | Cyclical Redecoration - Window:Prepare Prime 3 Coats Decorative Stain, unit of measure SM | Cyclical Redecoration-CR438203 | Y | Y | Y | Y | Y
M3NHFScheduleOfRatesCode | Cyclical Redecoration/Frame:Prepare 3 Coats Decorative Frame Ne 300Mm | Cyclical Redecoration - Frame:Prepare 3 Coats Decorative Frame Ne 300Mm, unit of measure LM | Cyclical Redecoration-CR438209 | Y | Y | Y | Y | Y
M3NHFScheduleOfRatesCode | Cyclical Redecoration/Door:Prepare 3 Coats Decorative Stain (O/S) | Cyclical Redecoration - Door:Prepare 3 Coats Decorative Stain (O/S), unit of measure IT | Cyclical Redecoration-CR438211 | Y | Y | Y | Y | Y
M3NHFScheduleOfRatesCode | Cyclical Redecoration/Door:Prepare 3 Coats Decorative Stain (B/S) | Cyclical Redecoration - Door:Prepare 3 Coats Decorative Stain (B/S), unit of measure IT | Cyclical Redecoration-CR438213 | Y | Y | Y | Y | Y
M3NHFScheduleOfRatesCode | Cyclical Redecoration/Door:Prepare 3 Coat Decorative Stain Glazed (O/S) | Cyclical Redecoration - Door:Prepare 3 Coat Decorative Stain Glazed (O/S), unit of measure IT | Cyclical Redecoration-CR438215 | Y | Y | Y | Y | Y
M3NHFScheduleOfRatesCode | Cyclical Redecoration/Door:Prepare 3 Coat Decorative Stain Glazed (B/S) | Cyclical Redecoration - Door:Prepare 3 Coat Decorative Stain Glazed (B/S), unit of measure IT | Cyclical Redecoration-CR438217 | Y | Y | Y | Y | Y
M3NHFScheduleOfRatesCode | Cyclical Redecoration/Fencing:Prepare 3 Coats Decorative Stain Ne 300Mm | Cyclical Redecoration - Fencing:Prepare 3 Coats Decorative Stain Ne 300Mm, unit of measure LM | Cyclical Redecoration-CR438219 | Y | Y | Y | Y | Y
M3NHFScheduleOfRatesCode | Cyclical Redecoration/Gates:Prepare 3 Coats Decorative Stain Gates Posts | Cyclical Redecoration - Gates:Prepare 3 Coats Decorative Stain Gates Posts, unit of measure IT | Cyclical Redecoration-CR438221 | Y | Y | Y | Y | Y
M3NHFScheduleOfRatesCode | Cyclical Redecoration/Surfaces:Prepare 2 Coats Decorative Stain | Cyclical Redecoration - Surfaces:Prepare 2 Coats Decorative Stain, unit of measure SM | Cyclical Redecoration-CR438301 | Y | Y | Y | Y | Y
M3NHFScheduleOfRatesCode | Cyclical Redecoration/Window:Prepare 2 Coats Decorative Stain | Cyclical Redecoration - Window:Prepare 2 Coats Decorative Stain, unit of measure SM | Cyclical Redecoration-CR438303 | Y | Y | Y | Y | Y
M3NHFScheduleOfRatesCode | Cyclical Redecoration/Door Frame:Prepare 2 Coats Decorative Ne 300Mm | Cyclical Redecoration - Door Frame:Prepare 2 Coats Decorative Ne 300Mm, unit of measure LM | Cyclical Redecoration-CR438309 | Y | Y | Y | Y | Y
M3NHFScheduleOfRatesCode | Cyclical Redecoration/Door:Prepare 2 Coats Decorative Stain (O/S) | Cyclical Redecoration - Door:Prepare 2 Coats Decorative Stain (O/S), unit of measure IT | Cyclical Redecoration-CR438311 | Y | Y | Y | Y | Y
M3NHFScheduleOfRatesCode | Cyclical Redecoration/Door:Prepare 2 Coats Decorative Stain (B/S) | Cyclical Redecoration - Door:Prepare 2 Coats Decorative Stain (B/S), unit of measure IT | Cyclical Redecoration-CR438313 | Y | Y | Y | Y | Y
M3NHFScheduleOfRatesCode | Cyclical Redecoration/Door:Prepare 2 Coats Decorative Stain Glazed (O/S) | Cyclical Redecoration - Door:Prepare 2 Coats Decorative Stain Glazed (O/S), unit of measure IT | Cyclical Redecoration-CR438315 | Y | Y | Y | Y | Y
M3NHFScheduleOfRatesCode | Cyclical Redecoration/Door:Prepare 2 Coats Decorative Stain Glazed (B/S) | Cyclical Redecoration - Door:Prepare 2 Coats Decorative Stain Glazed (B/S), unit of measure IT | Cyclical Redecoration-CR438317 | Y | Y | Y | Y | Y
M3NHFScheduleOfRatesCode | Cyclical Redecoration/Fencing:Prepare 2 Cts Dec Stain Ne 300Mm Existing | Cyclical Redecoration - Fencing:Prepare 2 Cts Dec Stain Ne 300Mm Existing, unit of measure LM | Cyclical Redecoration-CR438319 | Y | Y | Y | Y | Y
M3NHFScheduleOfRatesCode | Cyclical Redecoration/Gates:Prepare 2 Coats Decorative Stain Gate Posts | Cyclical Redecoration - Gates:Prepare 2 Coats Decorative Stain Gate Posts, unit of measure IT | Cyclical Redecoration-CR438321 | Y | Y | Y | Y | Y
M3NHFScheduleOfRatesCode | Cyclical Redecoration/Walls:Prepare 2 Coats Bitumin Damp Proof | Cyclical Redecoration - Walls:Prepare 2 Coats Bitumin Damp Proof, unit of measure SM | Cyclical Redecoration-CR438401 | Y | Y | Y | Y | Y
M3NHFScheduleOfRatesCode | Cyclical Redecoration/Pipework:Prepare 2 Coats Anti Climb To Pipes | Cyclical Redecoration - Pipework:Prepare 2 Coats Anti Climb To Pipes, unit of measure LM | Cyclical Redecoration-CR438601 | Y | Y | Y | Y | Y
M3NHFScheduleOfRatesCode | Cyclical Redecoration/Walls:Prepare Apply 2 Coats Anti Climb | Cyclical Redecoration - Walls:Prepare Apply 2 Coats Anti Climb, unit of measure SM | Cyclical Redecoration-CR438611 | Y | Y | Y | Y | Y
M3NHFScheduleOfRatesCode | Cyclical Redecoration/Surfaces:Prepare 3 Coats Polyurethane Timber | Cyclical Redecoration - Surfaces:Prepare 3 Coats Polyurethane Timber, unit of measure SM | Cyclical Redecoration-CR438701 | Y | Y | Y | Y | Y
M3NHFScheduleOfRatesCode | Cyclical Redecoration/Window:Prepare 3 Coats Polyurethane New Timber | Cyclical Redecoration - Window:Prepare 3 Coats Polyurethane New Timber, unit of measure SM | Cyclical Redecoration-CR438703 | Y | Y | Y | Y | Y
M3NHFScheduleOfRatesCode | Cyclical Redecoration/Door Frame:Polyurethane Timber Ne 300Mm - New | Cyclical Redecoration - Door Frame:Polyurethane Timber Ne 300Mm - New, unit of measure LM | Cyclical Redecoration-CR438709 | Y | Y | Y | Y | Y
M3NHFScheduleOfRatesCode | Cyclical Redecoration/Door:Prepare 3 Coat Polyurethane Glazed Door (O/S) | Cyclical Redecoration - Door:Prepare 3 Coat Polyurethane Glazed Door (O/S), unit of measure IT | Cyclical Redecoration-CR438711 | Y | Y | Y | Y | Y
M3NHFScheduleOfRatesCode | Cyclical Redecoration/Door:Prepare 3 Coat Polyurethane Glazed Door (B/S) | Cyclical Redecoration - Door:Prepare 3 Coat Polyurethane Glazed Door (B/S), unit of measure IT | Cyclical Redecoration-CR438713 | Y | Y | Y | Y | Y
M3NHFScheduleOfRatesCode | Cyclical Redecoration/Door:3 Coats Polyurethane Timber Door (O/S) | Cyclical Redecoration - Door:3 Coats Polyurethane Timber Door (O/S), unit of measure IT | Cyclical Redecoration-CR438715 | Y | Y | Y | Y | Y
M3NHFScheduleOfRatesCode | Cyclical Redecoration/Door:3 Coats Polyurethane Timber Door (B/S) | Cyclical Redecoration - Door:3 Coats Polyurethane Timber Door (B/S), unit of measure IT | Cyclical Redecoration-CR438717 | Y | Y | Y | Y | Y
M3NHFScheduleOfRatesCode | Cyclical Redecoration/Surfaces:Wash 2 Coats Polyurethane Timber | Cyclical Redecoration - Surfaces:Wash 2 Coats Polyurethane Timber, unit of measure SM | Cyclical Redecoration-CR438801 | Y | Y | Y | Y | Y
M3NHFScheduleOfRatesCode | Cyclical Redecoration/Window:Wash 2 Coats Polyurethane Timber | Cyclical Redecoration - Window:Wash 2 Coats Polyurethane Timber, unit of measure SM | Cyclical Redecoration-CR438803 | Y | Y | Y | Y | Y
M3NHFScheduleOfRatesCode | Cyclical Redecoration/Door Frame:Polyurethane Timber Ne 300Mm - Existing | Cyclical Redecoration - Door Frame:Polyurethane Timber Ne 300Mm - Existing, unit of measure LM | Cyclical Redecoration-CR438809 | Y | Y | Y | Y | Y
M3NHFScheduleOfRatesCode | Cyclical Redecoration/Door:Wash 2 Coats Polyurethane Glazed Door (O/S) | Cyclical Redecoration - Door:Wash 2 Coats Polyurethane Glazed Door (O/S), unit of measure IT | Cyclical Redecoration-CR438811 | Y | Y | Y | Y | Y
M3NHFScheduleOfRatesCode | Cyclical Redecoration/Door:Wash 2 Coats Polyurethane Glazed Door (B/S) | Cyclical Redecoration - Door:Wash 2 Coats Polyurethane Glazed Door (B/S), unit of measure IT | Cyclical Redecoration-CR438813 | Y | Y | Y | Y | Y
M3NHFScheduleOfRatesCode | Cyclical Redecoration/Door:Wash 2 Coats Polyurethane Timber Door (O/S) | Cyclical Redecoration - Door:Wash 2 Coats Polyurethane Timber Door (O/S), unit of measure IT | Cyclical Redecoration-CR438815 | Y | Y | Y | Y | Y
M3NHFScheduleOfRatesCode | Cyclical Redecoration/Door:Wash 2 Coats Polyurethane Timber Door (B/S) | Cyclical Redecoration - Door:Wash 2 Coats Polyurethane Timber Door (B/S), unit of measure IT | Cyclical Redecoration-CR438817 | Y | Y | Y | Y | Y
M3NHFScheduleOfRatesCode | Cyclical Redecoration/Surfaces:Apply 2 Coats Creosote | Cyclical Redecoration - Surfaces:Apply 2 Coats Creosote, unit of measure SM | Cyclical Redecoration-CR439001 | Y | Y | Y | Y | Y
M3NHFScheduleOfRatesCode | Cyclical Redecoration/Fencing:Apply 2 Coats Creosote | Cyclical Redecoration - Fencing:Apply 2 Coats Creosote, unit of measure SM | Cyclical Redecoration-CR439003 | Y | Y | Y | Y | Y
M3NHFScheduleOfRatesCode | Cyclical Redecoration/Gates:Apply 2 Coats Creosote | Cyclical Redecoration - Gates:Apply 2 Coats Creosote, unit of measure SM | Cyclical Redecoration-CR439005 | Y | Y | Y | Y | Y
M3NHFScheduleOfRatesCode | Cyclical Redecoration/Surfaces:Apply 2 Coats Preservative | Cyclical Redecoration - Surfaces:Apply 2 Coats Preservative, unit of measure SM | Cyclical Redecoration-CR439101 | Y | Y | Y | Y | Y
M3NHFScheduleOfRatesCode | Cyclical Redecoration/Fencing:Apply 2 Coats Preservative | Cyclical Redecoration - Fencing:Apply 2 Coats Preservative, unit of measure SM | Cyclical Redecoration-CR439103 | Y | Y | Y | Y | Y
M3NHFScheduleOfRatesCode | Cyclical Redecoration/Gates:Apply 2 Coats Preservative | Cyclical Redecoration - Gates:Apply 2 Coats Preservative, unit of measure SM | Cyclical Redecoration-CR439105 | Y | Y | Y | Y | Y
M3NHFScheduleOfRatesCode | Cyclical Redecoration/Sheds:Apply 2 Coats Preservative | Cyclical Redecoration - Sheds:Apply 2 Coats Preservative, unit of measure SM | Cyclical Redecoration-CR439107 | Y | Y | Y
M3NHFScheduleOfRatesCode | Cyclical Redecoration/Surfaces:Apply 1 Coat Opaque Preservative | Cyclical Redecoration - Surfaces:Apply 1 Coat Opaque Preservative, unit of measure SM | Cyclical Redecoration-CR439201 | Y | Y | Y | Y | Y
M3NHFScheduleOfRatesCode | Cyclical Redecoration/Fencing Open Type:Apply 1 Coat Opaque Preservative | Cyclical Redecoration - Fencing Open Type:Apply 1 Coat Opaque Preservative, unit of measure SM | Cyclical Redecoration-CR439203 | Y | Y | Y | Y | Y
M3NHFScheduleOfRatesCode | Cyclical Redecoration/Fencing Close Type:Apply 1 Ct Opaque Preservative | Cyclical Redecoration - Fencing Close Type:Apply 1 Ct Opaque Preservative, unit of measure SM | Cyclical Redecoration-CR439205 | Y | Y | Y | Y | Y
M3NHFScheduleOfRatesCode | Cyclical Redecoration/Gates:Apply 1 Coat Opaque Preservative | Cyclical Redecoration - Gates:Apply 1 Coat Opaque Preservative, unit of measure SM | Cyclical Redecoration-CR439207 | Y | Y | Y | Y | Y
M3NHFScheduleOfRatesCode | Cyclical Redecoration/Surfaces:Apply 2 Coat Opaque Preservative | Cyclical Redecoration - Surfaces:Apply 2 Coat Opaque Preservative, unit of measure SM | Cyclical Redecoration-CR439211 | Y | Y | Y | Y | Y
M3NHFScheduleOfRatesCode | Cyclical Redecoration/Fencing Open Type:Apply 2 Coat Opaque Preservative | Cyclical Redecoration - Fencing Open Type:Apply 2 Coat Opaque Preservative, unit of measure SM | Cyclical Redecoration-CR439213 | Y | Y | Y | Y | Y
M3NHFScheduleOfRatesCode | Cyclical Redecoration/Fencing Close Type:Apply 2 Cts Opaque Preservative | Cyclical Redecoration - Fencing Close Type:Apply 2 Cts Opaque Preservative, unit of measure SM | Cyclical Redecoration-CR439215 | Y | Y | Y | Y | Y
M3NHFScheduleOfRatesCode | Cyclical Redecoration/Gates:Apply 2 Coat Opaque Preservative | Cyclical Redecoration - Gates:Apply 2 Coat Opaque Preservative, unit of measure SM | Cyclical Redecoration-CR439217 | Y | Y | Y | Y | Y
M3NHFScheduleOfRatesCode | Cyclical Redecoration/Cills:Apply Tile Paint | Cyclical Redecoration - Cills:Apply Tile Paint, unit of measure LM | Cyclical Redecoration-CR439301 | Y | Y | Y | Y | Y
M3NHFScheduleOfRatesCode | Cyclical Redecoration/Steps:Apply Tile Paint | Cyclical Redecoration - Steps:Apply Tile Paint, unit of measure LM | Cyclical Redecoration-CR439303 | Y | Y | Y | Y | Y
M3NHFScheduleOfRatesCode | Cyclical Redecoration/Surfaces:Remove Graffiti-Rinse/Dry | Cyclical Redecoration - Surfaces:Remove Graffiti-Rinse/Dry, unit of measure SM | Cyclical Redecoration-CR439601 | Y | Y | Y
M3NHFScheduleOfRatesCode | Cyclical Redecoration/Graffiti:Clean-Chemicals | Cyclical Redecoration - Graffiti:Clean-Chemicals, unit of measure SM | Cyclical Redecoration-CR439603 | Y | Y | Y
M3NHFScheduleOfRatesCode | Cyclical Redecoration/Graffiti:Clean-Grit Blast | Cyclical Redecoration - Graffiti:Clean-Grit Blast, unit of measure SM | Cyclical Redecoration-CR439605 | Y | Y | Y
M3NHFScheduleOfRatesCode | Cyclical Redecoration/Numeral:Paint 50Mm High | Cyclical Redecoration - Numeral:Paint 50Mm High, unit of measure NO | Cyclical Redecoration-CR439701 | Y | Y | Y
M3NHFScheduleOfRatesCode | Cyclical Redecoration/Numeral:Paint 100Mm High | Cyclical Redecoration - Numeral:Paint 100Mm High, unit of measure NO | Cyclical Redecoration-CR439703 | Y | Y | Y
M3NHFScheduleOfRatesCode | Cyclical Redecoration/Numeral:Paint 150Mm High | Cyclical Redecoration - Numeral:Paint 150Mm High, unit of measure NO | Cyclical Redecoration-CR439705 | Y | Y | Y
M3NHFScheduleOfRatesCode | Cyclical Redecoration/Numeral:Paint 200Mm High | Cyclical Redecoration - Numeral:Paint 200Mm High, unit of measure NO | Cyclical Redecoration-CR439707 | Y | Y | Y
M3NHFScheduleOfRatesCode | Cyclical Redecoration/Numeral:Paint 300Mm High | Cyclical Redecoration - Numeral:Paint 300Mm High, unit of measure NO | Cyclical Redecoration-CR439709 | Y | Y | Y
M3NHFScheduleOfRatesCode | Cyclical Redecoration/Wash:Wash Surfaces To Any Room | Cyclical Redecoration - Wash:Wash Surfaces To Any Room, unit of measure IT | Cyclical Redecoration-CR441001 | Y | Y | Y | Y | Y
M3NHFScheduleOfRatesCode | Cyclical Redecoration/Wash:Wash Surfaces Of Hall Landing Stair | Cyclical Redecoration - Wash:Wash Surfaces Of Hall Landing Stair, unit of measure IT | Cyclical Redecoration-CR441003 | Y | Y | Y | Y | Y
M3NHFScheduleOfRatesCode | Cyclical Redecoration/Room:Preparation For Decoration By Others | Cyclical Redecoration - Room:Preparation For Decoration By Others, unit of measure IT | Cyclical Redecoration-CR441101 | Y | Y | Y
M3NHFScheduleOfRatesCode | Cyclical Redecoration/Doors:Washdown And Clean Pvcu Internal | Cyclical Redecoration - Doors:Washdown And Clean Pvcu Internal, unit of measure IT | Cyclical Redecoration-CR441103 | Y | Y | Y
M3NHFScheduleOfRatesCode | Cyclical Redecoration/Doors:Washdown And Clean Flush | Cyclical Redecoration - Doors:Washdown And Clean Flush, unit of measure IT | Cyclical Redecoration-CR441201 | Y | Y | Y
M3NHFScheduleOfRatesCode | Cyclical Redecoration/Doors:Washdown And Clean Glazed | Cyclical Redecoration - Doors:Washdown And Clean Glazed, unit of measure IT | Cyclical Redecoration-CR441203 | Y | Y | Y
M3NHFScheduleOfRatesCode | Cyclical Redecoration/Ceilings:Strip Polystyrene Tiles | Cyclical Redecoration - Ceilings:Strip Polystyrene Tiles, unit of measure SM | Cyclical Redecoration-CR441501 | Y | Y | Y | Y | Y
M3NHFScheduleOfRatesCode | Cyclical Redecoration/Walls And Ceilings:Apply Mist 2 Coats Emulsion | Cyclical Redecoration - Walls And Ceilings:Apply Mist 2 Coats Emulsion, unit of measure SM | Cyclical Redecoration-CR442001 | Y | Y | Y | Y | Y
M3NHFScheduleOfRatesCode | Cyclical Redecoration/Walls And Ceilings:Apply 2 Coats Eggshell Gloss | Cyclical Redecoration - Walls And Ceilings:Apply 2 Coats Eggshell Gloss, unit of measure SM | Cyclical Redecoration-CR442003 | Y | Y | Y | Y | Y
M3NHFScheduleOfRatesCode | Cyclical Redecoration/Walls And Ceilings:Hang Lining,Woodchip In Repair | Cyclical Redecoration - Walls And Ceilings:Hang Lining,Woodchip In Repair, unit of measure SM | Cyclical Redecoration-CR442009 | Y | Y | Y | Y | Y
M3NHFScheduleOfRatesCode | Cyclical Redecoration/Walls:Hang Wallpaper In Repair | Cyclical Redecoration - Walls:Hang Wallpaper In Repair, unit of measure SM | Cyclical Redecoration-CR442011 | Y | Y | Y | Y | Y
M3NHFScheduleOfRatesCode | Cyclical Redecoration/Surfaces:Apply Bactdet And Halophen | Cyclical Redecoration - Surfaces:Apply Bactdet And Halophen, unit of measure SM | Cyclical Redecoration-CR442501 | Y | Y | Y | Y | Y
M3NHFScheduleOfRatesCode | Cyclical Redecoration/Surfaces:Add Mgc Additive | Cyclical Redecoration - Surfaces:Add Mgc Additive, unit of measure NO | Cyclical Redecoration-CR442503 | Y | Y | Y | Y | Y
M3NHFScheduleOfRatesCode | Cyclical Redecoration/Surfaces:Redecorate Treatment | Cyclical Redecoration - Surfaces:Redecorate Treatment, unit of measure SM | Cyclical Redecoration-CR442505 | Y | Y | Y | Y | Y
M3NHFScheduleOfRatesCode | Cyclical Redecoration/Surfaces:Apply 2 Coats Biocheck | Cyclical Redecoration - Surfaces:Apply 2 Coats Biocheck, unit of measure SM | Cyclical Redecoration-CR442507 | Y | Y | Y | Y | Y
M3NHFScheduleOfRatesCode | Cyclical Redecoration/Surfaces:Seal With Halobond | Cyclical Redecoration - Surfaces:Seal With Halobond, unit of measure SM | Cyclical Redecoration-CR442509 | Y | Y | Y | Y | Y
M3NHFScheduleOfRatesCode | Cyclical Redecoration/Surfaces:Apply Bactdet To Existing Surfaces | Cyclical Redecoration - Surfaces:Apply Bactdet To Existing Surfaces, unit of measure SM | Cyclical Redecoration-CR442511 | Y | Y | Y | Y | Y
M3NHFScheduleOfRatesCode | Cyclical Redecoration/Surfaces:Apply Bactdet To Stripped Surfaces | Cyclical Redecoration - Surfaces:Apply Bactdet To Stripped Surfaces, unit of measure SM | Cyclical Redecoration-CR442513 | Y | Y | Y | Y | Y
M3NHFScheduleOfRatesCode | Cyclical Redecoration/Surfaces:Apply Halophen | Cyclical Redecoration - Surfaces:Apply Halophen, unit of measure SM | Cyclical Redecoration-CR442515 | Y | Y | Y | Y | Y
M3NHFScheduleOfRatesCode | Cyclical Redecoration/Walls:Apply Sempatap | Cyclical Redecoration - Walls:Apply Sempatap, unit of measure SM | Cyclical Redecoration-CR442517 | Y | Y | Y | Y | Y
M3NHFScheduleOfRatesCode | Cyclical Redecoration/Floors:Apply Sempafloor | Cyclical Redecoration - Floors:Apply Sempafloor, unit of measure SM | Cyclical Redecoration-CR442519 | Y | Y | Y | Y | Y
M3NHFScheduleOfRatesCode | Cyclical Redecoration/Room:Redecorate Upto 20Sm Ceiling Area | Cyclical Redecoration - Room:Redecorate Upto 20Sm Ceiling Area, unit of measure IT | Cyclical Redecoration-CR450001 | Y | Y | Y | Y | Y
M3NHFScheduleOfRatesCode | Cyclical Redecoration/Hall Stairs:Redecorate 2 Storey | Cyclical Redecoration - Hall Stairs:Redecorate 2 Storey, unit of measure IT | Cyclical Redecoration-CR450009 | Y | Y | Y | Y | Y
M3NHFScheduleOfRatesCode | Cyclical Redecoration/Hall Stairs:Redecorate 3 Storey | Cyclical Redecoration - Hall Stairs:Redecorate 3 Storey, unit of measure IT | Cyclical Redecoration-CR450010 | Y | Y | Y | Y | Y
M3NHFScheduleOfRatesCode | Cyclical Redecoration/Hall:Redecorate Complete Over 3Sm Ceiling Area | Cyclical Redecoration - Hall:Redecorate Complete Over 3Sm Ceiling Area, unit of measure IT | Cyclical Redecoration-CR450011 | Y | Y | Y | Y | Y
M3NHFScheduleOfRatesCode | Cyclical Redecoration/Lobby:Redecorate Complete Ne 3Sm Ceiling Area | Cyclical Redecoration - Lobby:Redecorate Complete Ne 3Sm Ceiling Area, unit of measure IT | Cyclical Redecoration-CR450017 | Y | Y | Y | Y | Y
M3NHFScheduleOfRatesCode | Cyclical Redecoration/Room:Redecorate 20-25Sm Ceiling Area | Cyclical Redecoration - Room:Redecorate 20-25Sm Ceiling Area, unit of measure IT | Cyclical Redecoration-CR450019 | Y | Y | Y | Y | Y
M3NHFScheduleOfRatesCode | Cyclical Redecoration/Room:Redecorate 25-30Sm Ceiling Area | Cyclical Redecoration - Room:Redecorate 25-30Sm Ceiling Area, unit of measure IT | Cyclical Redecoration-CR450023 | Y | Y | Y | Y | Y
M3NHFScheduleOfRatesCode | Cyclical Redecoration/Room:Redecorate Over 30Sm Ceiling Area | Cyclical Redecoration - Room:Redecorate Over 30Sm Ceiling Area, unit of measure IT | Cyclical Redecoration-CR450027 | Y | Y | Y | Y | Y
M3NHFScheduleOfRatesCode | Cyclical Redecoration/Corridor/Communal Area:Redecorate | Cyclical Redecoration - Corridor/Communal Area:Redecorate, unit of measure SM | Cyclical Redecoration-CR450031 | Y | Y | Y | Y | Y
M3NHFScheduleOfRatesCode | Cyclical Redecoration/Walk In Cupboard:Redecorate Ne 2Sm Ceiling Area | Cyclical Redecoration - Walk In Cupboard:Redecorate Ne 2Sm Ceiling Area, unit of measure IT | Cyclical Redecoration-CR450033 | Y | Y | Y
M3NHFScheduleOfRatesCode | Cyclical Redecoration/Room:Wash Redecorate Upto 20Sm Ceiling Area | Cyclical Redecoration - Room:Wash Redecorate Upto 20Sm Ceiling Area, unit of measure IT | Cyclical Redecoration-CR450507 | Y | Y | Y | Y | Y
M3NHFScheduleOfRatesCode | Cyclical Redecoration/Hall Stairs:Wash Redecorate 2 Storey | Cyclical Redecoration - Hall Stairs:Wash Redecorate 2 Storey, unit of measure IT | Cyclical Redecoration-CR450509 | Y | Y | Y | Y | Y
M3NHFScheduleOfRatesCode | Cyclical Redecoration/Hall Stairs:Wash Redecorate 3 Storey | Cyclical Redecoration - Hall Stairs:Wash Redecorate 3 Storey, unit of measure IT | Cyclical Redecoration-CR450510 | Y | Y | Y | Y | Y
M3NHFScheduleOfRatesCode | Cyclical Redecoration/Hall:Wash Redecorate Over 3Sm Ceiling Area | Cyclical Redecoration - Hall:Wash Redecorate Over 3Sm Ceiling Area, unit of measure IT | Cyclical Redecoration-CR450511 | Y | Y | Y | Y | Y
M3NHFScheduleOfRatesCode | Cyclical Redecoration/Lobby:Wash Redecorate Ne 3Sm Ceiling Area | Cyclical Redecoration - Lobby:Wash Redecorate Ne 3Sm Ceiling Area, unit of measure IT | Cyclical Redecoration-CR450517 | Y | Y | Y | Y | Y
M3NHFScheduleOfRatesCode | Cyclical Redecoration/Room:Wash Redecorate 20-25Sm Ceiling Area | Cyclical Redecoration - Room:Wash Redecorate 20-25Sm Ceiling Area, unit of measure IT | Cyclical Redecoration-CR450519 | Y | Y | Y | Y | Y
M3NHFScheduleOfRatesCode | Cyclical Redecoration/Room:Wash Redecorate 25-30Sm Ceiling Area | Cyclical Redecoration - Room:Wash Redecorate 25-30Sm Ceiling Area, unit of measure IT | Cyclical Redecoration-CR450523 | Y | Y | Y | Y | Y
M3NHFScheduleOfRatesCode | Cyclical Redecoration/Room:Wash Redecorate Over 30Sm Ceiling Area | Cyclical Redecoration - Room:Wash Redecorate Over 30Sm Ceiling Area, unit of measure IT | Cyclical Redecoration-CR450527 | Y | Y | Y | Y | Y
M3NHFScheduleOfRatesCode | Cyclical Redecoration/Corridor/Communal Area:Wash Redecorate | Cyclical Redecoration - Corridor/Communal Area:Wash Redecorate, unit of measure SM | Cyclical Redecoration-CR450529 | Y | Y | Y | Y | Y
M3NHFScheduleOfRatesCode | Cyclical Redecoration/Walk In Cupboard:Wash Redecorate Ne 2Sm Ceiling | Cyclical Redecoration - Walk In Cupboard:Wash Redecorate Ne 2Sm Ceiling, unit of measure IT | Cyclical Redecoration-CR450531 | Y | Y | Y
M3NHFScheduleOfRatesCode | Cyclical Redecoration/Room:Redecorate Ceiling Upto 20Sm Ceiling Area | Cyclical Redecoration - Room:Redecorate Ceiling Upto 20Sm Ceiling Area, unit of measure IT | Cyclical Redecoration-CR450607 | Y | Y | Y | Y | Y
M3NHFScheduleOfRatesCode | Cyclical Redecoration/Hall Stairs:Redecorate Ceilings 2 Storey | Cyclical Redecoration - Hall Stairs:Redecorate Ceilings 2 Storey, unit of measure IT | Cyclical Redecoration-CR450609 | Y | Y | Y | Y | Y
M3NHFScheduleOfRatesCode | Cyclical Redecoration/Hall Stairs:Redecorate Ceilings 3 Storey | Cyclical Redecoration - Hall Stairs:Redecorate Ceilings 3 Storey, unit of measure IT | Cyclical Redecoration-CR450610 | Y | Y | Y | Y | Y
M3NHFScheduleOfRatesCode | Cyclical Redecoration/Hall:Redecorate Ceilings Over 3Sm Area | Cyclical Redecoration - Hall:Redecorate Ceilings Over 3Sm Area, unit of measure IT | Cyclical Redecoration-CR450611 | Y | Y | Y | Y | Y
M3NHFScheduleOfRatesCode | Cyclical Redecoration/Lobby:Redecorate Ceilings Ne 3Sm Area | Cyclical Redecoration - Lobby:Redecorate Ceilings Ne 3Sm Area, unit of measure IT | Cyclical Redecoration-CR450612 | Y | Y | Y | Y | Y
M3NHFScheduleOfRatesCode | Cyclical Redecoration/Room:Redecorate Ceiling 20-25Sm Ceiling Area | Cyclical Redecoration - Room:Redecorate Ceiling 20-25Sm Ceiling Area, unit of measure IT | Cyclical Redecoration-CR450615 | Y | Y | Y | Y | Y
M3NHFScheduleOfRatesCode | Cyclical Redecoration/Room:Redecorate Ceiling 25-30Sm Ceiling Area | Cyclical Redecoration - Room:Redecorate Ceiling 25-30Sm Ceiling Area, unit of measure IT | Cyclical Redecoration-CR450617 | Y | Y | Y | Y | Y
M3NHFScheduleOfRatesCode | Cyclical Redecoration/Room:Redecorate Ceiling Over 30Sm Ceiling Area | Cyclical Redecoration - Room:Redecorate Ceiling Over 30Sm Ceiling Area, unit of measure IT | Cyclical Redecoration-CR450619 | Y | Y | Y | Y | Y
M3NHFScheduleOfRatesCode | Cyclical Redecoration/Corridor/Communal Rooms:Redecorate Ceiling | Cyclical Redecoration - Corridor/Communal Rooms:Redecorate Ceiling, unit of measure SM | Cyclical Redecoration-CR450621 | Y | Y | Y | Y | Y
M3NHFScheduleOfRatesCode | Cyclical Redecoration/Room:Strip Paper Upto 20Sm Ceiling Area | Cyclical Redecoration - Room:Strip Paper Upto 20Sm Ceiling Area, unit of measure IT | Cyclical Redecoration-CR451007 | Y | Y | Y | Y | Y
M3NHFScheduleOfRatesCode | Cyclical Redecoration/Hall Stairs:Strip Paper 2 Storey | Cyclical Redecoration - Hall Stairs:Strip Paper 2 Storey, unit of measure IT | Cyclical Redecoration-CR451009 | Y | Y | Y | Y | Y
M3NHFScheduleOfRatesCode | Cyclical Redecoration/Hall Stairs:Strip Paper 3 Storey | Cyclical Redecoration - Hall Stairs:Strip Paper 3 Storey, unit of measure IT | Cyclical Redecoration-CR451010 | Y | Y | Y | Y | Y
M3NHFScheduleOfRatesCode | Cyclical Redecoration/Hall:Strip Paper Over 3Sm Ceiling Area | Cyclical Redecoration - Hall:Strip Paper Over 3Sm Ceiling Area, unit of measure IT | Cyclical Redecoration-CR451011 | Y | Y | Y | Y | Y
M3NHFScheduleOfRatesCode | Cyclical Redecoration/Lobby:Strip Paper Ne 3Sm Ceiling Area | Cyclical Redecoration - Lobby:Strip Paper Ne 3Sm Ceiling Area, unit of measure IT | Cyclical Redecoration-CR451012 | Y | Y | Y | Y | Y
M3NHFScheduleOfRatesCode | Cyclical Redecoration/Room:Strip Paper Over 20Sm Ceiling Area | Cyclical Redecoration - Room:Strip Paper Over 20Sm Ceiling Area, unit of measure SM | Cyclical Redecoration-CR451015 | Y | Y | Y | Y | Y
M3NHFScheduleOfRatesCode | Cyclical Redecoration/Corridor/Communal Rooms:Strip Paper | Cyclical Redecoration - Corridor/Communal Rooms:Strip Paper, unit of measure SM | Cyclical Redecoration-CR451017 | Y | Y | Y | Y | Y
M3NHFScheduleOfRatesCode | Cyclical Redecoration/Room:Strip Wallpaper Upto 20Sm Ceiling Area | Cyclical Redecoration - Room:Strip Wallpaper Upto 20Sm Ceiling Area, unit of measure IT | Cyclical Redecoration-CR451051 | Y
M3NHFScheduleOfRatesCode | Cyclical Redecoration/Room:Strip Wallpaper Over 20Sm Ceiling Area | Cyclical Redecoration - Room:Strip Wallpaper Over 20Sm Ceiling Area, unit of measure SM | Cyclical Redecoration-CR451052 | Y
M3NHFScheduleOfRatesCode | Cyclical Redecoration/Lobby:Strip Wallpaper Ne 3Sm Ceiling Area | Cyclical Redecoration - Lobby:Strip Wallpaper Ne 3Sm Ceiling Area, unit of measure IT | Cyclical Redecoration-CR451061 | Y
M3NHFScheduleOfRatesCode | Cyclical Redecoration/Corridor/Communal Rooms:Strip Wallpaper | Cyclical Redecoration - Corridor/Communal Rooms:Strip Wallpaper, unit of measure SM | Cyclical Redecoration-CR451063 | Y
M3NHFScheduleOfRatesCode | Cyclical Redecoration/Room:Strip Painted Paper Upto 20Sm Ceiling Area | Cyclical Redecoration - Room:Strip Painted Paper Upto 20Sm Ceiling Area, unit of measure IT | Cyclical Redecoration-CR451107 | Y | Y | Y | Y | Y
M3NHFScheduleOfRatesCode | Cyclical Redecoration/Hall Stairs:Strip Painted Paper 2 Storey | Cyclical Redecoration - Hall Stairs:Strip Painted Paper 2 Storey, unit of measure IT | Cyclical Redecoration-CR451109 | Y | Y | Y | Y | Y
M3NHFScheduleOfRatesCode | Cyclical Redecoration/Hall Stairs:Strip Painted Paper 3 Storey | Cyclical Redecoration - Hall Stairs:Strip Painted Paper 3 Storey, unit of measure IT | Cyclical Redecoration-CR451110 | Y | Y | Y | Y | Y
M3NHFScheduleOfRatesCode | Cyclical Redecoration/Hall:Strip Painted Paper Over 3Sm Ceiling Area | Cyclical Redecoration - Hall:Strip Painted Paper Over 3Sm Ceiling Area, unit of measure IT | Cyclical Redecoration-CR451111 | Y | Y | Y | Y | Y
M3NHFScheduleOfRatesCode | Cyclical Redecoration/Lobby:Strip Painted Paper Ne 3Sm Ceiling Area | Cyclical Redecoration - Lobby:Strip Painted Paper Ne 3Sm Ceiling Area, unit of measure IT | Cyclical Redecoration-CR451112 | Y | Y | Y | Y | Y
M3NHFScheduleOfRatesCode | Cyclical Redecoration/Room:Strip Painted Paper Over 20Sm Area | Cyclical Redecoration - Room:Strip Painted Paper Over 20Sm Area, unit of measure SM | Cyclical Redecoration-CR451115 | Y | Y | Y | Y | Y
M3NHFScheduleOfRatesCode | Cyclical Redecoration/Corridor/Communal Rooms:Strip Painted Paper | Cyclical Redecoration - Corridor/Communal Rooms:Strip Painted Paper, unit of measure SM | Cyclical Redecoration-CR451117 | Y | Y | Y | Y | Y
M3NHFScheduleOfRatesCode | Cyclical Redecoration/Room:Strip Painted Wallpaper Ne 20Sm Ceiling Area | Cyclical Redecoration - Room:Strip Painted Wallpaper Ne 20Sm Ceiling Area, unit of measure IT | Cyclical Redecoration-CR451151 | Y
M3NHFScheduleOfRatesCode | Cyclical Redecoration/Room:Strip Painted Wallpaper Over 20Sm Area | Cyclical Redecoration - Room:Strip Painted Wallpaper Over 20Sm Area, unit of measure SM | Cyclical Redecoration-CR451153 | Y
M3NHFScheduleOfRatesCode | Cyclical Redecoration/Lobby:Strip Painted Wallpaper Ne 3Sm Ceiling Area | Cyclical Redecoration - Lobby:Strip Painted Wallpaper Ne 3Sm Ceiling Area, unit of measure IT | Cyclical Redecoration-CR451161 | Y
M3NHFScheduleOfRatesCode | Cyclical Redecoration/Room:Paper Ceiling Upto 20Sm Ceiling Area | Cyclical Redecoration - Room:Paper Ceiling Upto 20Sm Ceiling Area, unit of measure IT | Cyclical Redecoration-CR452007 | Y | Y | Y | Y | Y
M3NHFScheduleOfRatesCode | Cyclical Redecoration/Hall:Paper Ceilings Over 3Sm Ceiling Area | Cyclical Redecoration - Hall:Paper Ceilings Over 3Sm Ceiling Area, unit of measure IT | Cyclical Redecoration-CR452008 | Y | Y | Y | Y | Y
M3NHFScheduleOfRatesCode | Cyclical Redecoration/Hall Stairs:Paper Ceiling 2 Storey | Cyclical Redecoration - Hall Stairs:Paper Ceiling 2 Storey, unit of measure IT | Cyclical Redecoration-CR452009 | Y | Y | Y | Y | Y
M3NHFScheduleOfRatesCode | Cyclical Redecoration/Hall Stairs:Paper Ceiling 3 Storey | Cyclical Redecoration - Hall Stairs:Paper Ceiling 3 Storey, unit of measure IT | Cyclical Redecoration-CR452010 | Y | Y | Y | Y | Y
M3NHFScheduleOfRatesCode | Cyclical Redecoration/Room:Artex Ceiling Upto 20Sm Ceiling Area | Cyclical Redecoration - Room:Artex Ceiling Upto 20Sm Ceiling Area, unit of measure IT | Cyclical Redecoration-CR452017 |  | Y | Y | Y | Y
M3NHFScheduleOfRatesCode | Cyclical Redecoration/Hall:Artex Ceilings Over 3Sm Ceiling Area | Cyclical Redecoration - Hall:Artex Ceilings Over 3Sm Ceiling Area, unit of measure IT | Cyclical Redecoration-CR452018 |  | Y | Y | Y | Y
M3NHFScheduleOfRatesCode | Cyclical Redecoration/Hall Stairs:Artex Ceilings 2 Storey | Cyclical Redecoration - Hall Stairs:Artex Ceilings 2 Storey, unit of measure IT | Cyclical Redecoration-CR452019 |  | Y | Y | Y | Y
M3NHFScheduleOfRatesCode | Cyclical Redecoration/Hall Stairs:Artex Ceilings 3 Storey | Cyclical Redecoration - Hall Stairs:Artex Ceilings 3 Storey, unit of measure IT | Cyclical Redecoration-CR452020 |  | Y | Y | Y | Y
M3NHFScheduleOfRatesCode | Cyclical Redecoration/Room:Eggshell Gloss Ceiling Upto 20Sm Ceiling Area | Cyclical Redecoration - Room:Eggshell Gloss Ceiling Upto 20Sm Ceiling Area, unit of measure IT | Cyclical Redecoration-CR452027 | Y | Y | Y | Y | Y
M3NHFScheduleOfRatesCode | Cyclical Redecoration/Hall Stairs:Eggshell Or Gloss Ceiling 2 Storey | Cyclical Redecoration - Hall Stairs:Eggshell Or Gloss Ceiling 2 Storey, unit of measure IT | Cyclical Redecoration-CR452029 | Y | Y | Y | Y | Y
M3NHFScheduleOfRatesCode | Cyclical Redecoration/Hall Stairs:Eggshell Or Gloss Ceiling 3 Storey | Cyclical Redecoration - Hall Stairs:Eggshell Or Gloss Ceiling 3 Storey, unit of measure IT | Cyclical Redecoration-CR452030 | Y | Y | Y | Y | Y
M3NHFScheduleOfRatesCode | Cyclical Redecoration/Hall:Eggshell Gloss Ceiling Over 3Sm Ceiling Area | Cyclical Redecoration - Hall:Eggshell Gloss Ceiling Over 3Sm Ceiling Area, unit of measure IT | Cyclical Redecoration-CR452031 | Y | Y | Y | Y | Y
M3NHFScheduleOfRatesCode | Cyclical Redecoration/Lobby:Paper Ceilings Ne 3Sm Ceiling Area | Cyclical Redecoration - Lobby:Paper Ceilings Ne 3Sm Ceiling Area, unit of measure IT | Cyclical Redecoration-CR452033 | Y | Y | Y | Y | Y
M3NHFScheduleOfRatesCode | Cyclical Redecoration/Lobby:Artex Ceilings Ne 3Sm Ceiling Area | Cyclical Redecoration - Lobby:Artex Ceilings Ne 3Sm Ceiling Area, unit of measure IT | Cyclical Redecoration-CR452035 |  | Y | Y | Y | Y
M3NHFScheduleOfRatesCode | Cyclical Redecoration/Lobby:Eggshell Gloss Ceiling Ne 3Sm Ceiling Area | Cyclical Redecoration - Lobby:Eggshell Gloss Ceiling Ne 3Sm Ceiling Area, unit of measure IT | Cyclical Redecoration-CR452037 | Y | Y | Y | Y | Y
M3NHFScheduleOfRatesCode | Cyclical Redecoration/Room:Paper Ceiling Over 20Sm Ceiling Area | Cyclical Redecoration - Room:Paper Ceiling Over 20Sm Ceiling Area, unit of measure SM | Cyclical Redecoration-CR452041 | Y | Y | Y | Y | Y
M3NHFScheduleOfRatesCode | Cyclical Redecoration/Corridor/Communal Rooms:Paper Ceiling | Cyclical Redecoration - Corridor/Communal Rooms:Paper Ceiling, unit of measure SM | Cyclical Redecoration-CR452043 | Y | Y | Y | Y | Y
M3NHFScheduleOfRatesCode | Cyclical Redecoration/Room:Artex Ceiling Over 20Sm Ceiling Area | Cyclical Redecoration - Room:Artex Ceiling Over 20Sm Ceiling Area, unit of measure SM | Cyclical Redecoration-CR452045 |  | Y | Y | Y | Y
M3NHFScheduleOfRatesCode | Cyclical Redecoration/Corridor/Communal Rooms:Artex Ceiling | Cyclical Redecoration - Corridor/Communal Rooms:Artex Ceiling , unit of measure SM | Cyclical Redecoration-CR452047 |  | Y | Y | Y | Y
M3NHFScheduleOfRatesCode | Cyclical Redecoration/Room:Eggshell Gloss Ceiling Over 20Sm Ceiling Area | Cyclical Redecoration - Room:Eggshell Gloss Ceiling Over 20Sm Ceiling Area, unit of measure SM | Cyclical Redecoration-CR452049 | Y | Y | Y | Y | Y
M3NHFScheduleOfRatesCode | Cyclical Redecoration/Corridor/Communal Rooms:Eggshell Gloss Ceiling | Cyclical Redecoration - Corridor/Communal Rooms:Eggshell Gloss Ceiling, unit of measure SM | Cyclical Redecoration-CR452051 | Y | Y | Y | Y | Y
M3NHFScheduleOfRatesCode | Cyclical Redecoration/Room:Lining Paper Walls Upto 20Sm Ceiling Area | Cyclical Redecoration - Room:Lining Paper Walls Upto 20Sm Ceiling Area, unit of measure IT | Cyclical Redecoration-CR453007 | Y | Y | Y | Y | Y
M3NHFScheduleOfRatesCode | Cyclical Redecoration/Hall Stairs:Lining Paper Walls 3 Storey | Cyclical Redecoration - Hall Stairs:Lining Paper Walls 3 Storey, unit of measure IT | Cyclical Redecoration-CR453008 | Y | Y | Y | Y | Y
M3NHFScheduleOfRatesCode | Cyclical Redecoration/Hall Stairs:Lining Paper Walls 2 Storey | Cyclical Redecoration - Hall Stairs:Lining Paper Walls 2 Storey, unit of measure IT | Cyclical Redecoration-CR453009 | Y | Y | Y | Y | Y
M3NHFScheduleOfRatesCode | Cyclical Redecoration/Hall:Lining Paper Walls Over 3Sm Ceiling Area | Cyclical Redecoration - Hall:Lining Paper Walls Over 3Sm Ceiling Area, unit of measure IT | Cyclical Redecoration-CR453010 | Y | Y | Y | Y | Y
M3NHFScheduleOfRatesCode | Cyclical Redecoration/Room:Wallpaper Walls Upto 20Sm Ceiling Area | Cyclical Redecoration - Room:Wallpaper Walls Upto 20Sm Ceiling Area, unit of measure IT | Cyclical Redecoration-CR453017 | Y | Y | Y | Y | Y
M3NHFScheduleOfRatesCode | Cyclical Redecoration/Hall Stairs:Wallpaper Walls 3 Storey | Cyclical Redecoration - Hall Stairs:Wallpaper Walls 3 Storey, unit of measure IT | Cyclical Redecoration-CR453018 | Y | Y | Y | Y | Y
M3NHFScheduleOfRatesCode | Cyclical Redecoration/Hall Stairs:Wallpaper Walls 2 Storey | Cyclical Redecoration - Hall Stairs:Wallpaper Walls 2 Storey, unit of measure IT | Cyclical Redecoration-CR453019 | Y | Y | Y | Y | Y
M3NHFScheduleOfRatesCode | Cyclical Redecoration/Hall:Wallpaper Walls Over 3Sm Ceiling Area | Cyclical Redecoration - Hall:Wallpaper Walls Over 3Sm Ceiling Area, unit of measure IT | Cyclical Redecoration-CR453020 | Y | Y | Y | Y | Y
M3NHFScheduleOfRatesCode | Cyclical Redecoration/Room:Eggshell Gloss Walls Upto 20Sm Ceiling Area | Cyclical Redecoration - Room:Eggshell Gloss Walls Upto 20Sm Ceiling Area, unit of measure IT | Cyclical Redecoration-CR453027 | Y | Y | Y | Y | Y
M3NHFScheduleOfRatesCode | Cyclical Redecoration/Hall Stairs:Eggshell Or Gloss Walls 2 Storey | Cyclical Redecoration - Hall Stairs:Eggshell Or Gloss Walls 2 Storey, unit of measure IT | Cyclical Redecoration-CR453029 | Y | Y | Y | Y | Y
M3NHFScheduleOfRatesCode | Cyclical Redecoration/Hall Stairs:Eggshell Or Gloss Walls 3 Storey | Cyclical Redecoration - Hall Stairs:Eggshell Or Gloss Walls 3 Storey, unit of measure IT | Cyclical Redecoration-CR453030 | Y | Y | Y | Y | Y
M3NHFScheduleOfRatesCode | Cyclical Redecoration/Hall:Eggshell Or Gloss Walls Over 3Sm Ceiling Area | Cyclical Redecoration - Hall:Eggshell Or Gloss Walls Over 3Sm Ceiling Area, unit of measure IT | Cyclical Redecoration-CR453031 | Y | Y | Y | Y | Y
M3NHFScheduleOfRatesCode | Cyclical Redecoration/Lobby:Lining Paper Walls Ne 3Sm Ceiling Area | Cyclical Redecoration - Lobby:Lining Paper Walls Ne 3Sm Ceiling Area, unit of measure IT | Cyclical Redecoration-CR453032 | Y | Y | Y | Y | Y
M3NHFScheduleOfRatesCode | Cyclical Redecoration/Lobby:Wallpaper Walls Ne 3Sm Ceiling Area | Cyclical Redecoration - Lobby:Wallpaper Walls Ne 3Sm Ceiling Area, unit of measure IT | Cyclical Redecoration-CR453033 | Y | Y | Y | Y | Y
M3NHFScheduleOfRatesCode | Cyclical Redecoration/Lobby:Eggshell Or Gloss Walls Ne 3Sm Ceiling Area | Cyclical Redecoration - Lobby:Eggshell Or Gloss Walls Ne 3Sm Ceiling Area, unit of measure IT | Cyclical Redecoration-CR453034 | Y | Y | Y | Y | Y
M3NHFScheduleOfRatesCode | Cyclical Redecoration/Room:Lining Paper Walls Over 20Sm Ceiling Area | Cyclical Redecoration - Room:Lining Paper Walls Over 20Sm Ceiling Area, unit of measure SM | Cyclical Redecoration-CR453037 | Y | Y | Y | Y | Y
M3NHFScheduleOfRatesCode | Cyclical Redecoration/Corridor/Communal Rooms:Lining Paper Walls | Cyclical Redecoration - Corridor/Communal Rooms:Lining Paper Walls, unit of measure SM | Cyclical Redecoration-CR453039 | Y | Y | Y | Y | Y
M3NHFScheduleOfRatesCode | Cyclical Redecoration/Room:Wallpaper Walls Over 20Sm Ceiling Area | Cyclical Redecoration - Room:Wallpaper Walls Over 20Sm Ceiling Area, unit of measure SM | Cyclical Redecoration-CR453041 | Y | Y | Y | Y | Y
M3NHFScheduleOfRatesCode | Cyclical Redecoration/Corridor/Communal Rooms:Wallpaper Walls | Cyclical Redecoration - Corridor/Communal Rooms:Wallpaper Walls, unit of measure SM | Cyclical Redecoration-CR453043 | Y | Y | Y | Y | Y
M3NHFScheduleOfRatesCode | Cyclical Redecoration/Room:Eggshell Gloss Walls Over 20Sm Ceiling Area | Cyclical Redecoration - Room:Eggshell Gloss Walls Over 20Sm Ceiling Area, unit of measure SM | Cyclical Redecoration-CR453045 | Y | Y | Y | Y | Y
M3NHFScheduleOfRatesCode | Cyclical Redecoration/Corridor/Communal Rooms:Eggshell Walls | Cyclical Redecoration - Corridor/Communal Rooms:Eggshell Walls, unit of measure SM | Cyclical Redecoration-CR453047 | Y | Y | Y | Y | Y
M3NHFScheduleOfRatesCode | Cyclical Redecoration/Hall Stairs:Redecorate 2 Storey Class 'O' | Cyclical Redecoration - Hall Stairs:Redecorate 2 Storey Class 'O', unit of measure IT | Cyclical Redecoration-CR454001 | Y | Y | Y
M3NHFScheduleOfRatesCode | Cyclical Redecoration/Hall Stairs:Redecorate 3 Storey Class 'O' | Cyclical Redecoration - Hall Stairs:Redecorate 3 Storey Class 'O', unit of measure IT | Cyclical Redecoration-CR454003 | Y | Y | Y
M3NHFScheduleOfRatesCode | Cyclical Redecoration/Hall:Redecorate Complete Over 3Sm Class 'O' | Cyclical Redecoration - Hall:Redecorate Complete Over 3Sm Class 'O', unit of measure IT | Cyclical Redecoration-CR454005 | Y | Y | Y
M3NHFScheduleOfRatesCode | Cyclical Redecoration/Lobby:Redecorate Complete Ne 3Sm Class 'O' | Cyclical Redecoration - Lobby:Redecorate Complete Ne 3Sm Class 'O', unit of measure IT | Cyclical Redecoration-CR454007 | Y | Y | Y
M3NHFScheduleOfRatesCode | Cyclical Redecoration/Surfaces:Power Wash | Cyclical Redecoration - Surfaces:Power Wash, unit of measure SM | Cyclical Redecoration-CR460903 | Y
M3NHFScheduleOfRatesCode | Cyclical Redecoration/Surfaces:1:6 Hd Detergent Jet Wash | Cyclical Redecoration - Surfaces:1:6 Hd Detergent Jet Wash, unit of measure SM | Cyclical Redecoration-CR460905 | Y
M3NHFScheduleOfRatesCode | Cyclical Redecoration/Hard Surfaces:Power Wash | Cyclical Redecoration - Hard Surfaces:Power Wash, unit of measure SM | Cyclical Redecoration-CR460907 | Y
M3NHFScheduleOfRatesCode | Cyclical Redecoration/Wasps Nest:Remove Internal Or Easy External | Cyclical Redecoration - Wasps Nest:Remove Internal Or Easy External, unit of measure NO | Cyclical Redecoration-CR461201 | Y | Y | Y | Y | Y
M3NHFScheduleOfRatesCode | Cyclical Redecoration/Wasps Nest:Remove External | Cyclical Redecoration - Wasps Nest:Remove External, unit of measure NO | Cyclical Redecoration-CR461203 | Y | Y | Y | Y | Y
M3NHFScheduleOfRatesCode | Cyclical Redecoration/Nest:Remove Birds Nest | Cyclical Redecoration - Nest:Remove Birds Nest, unit of measure NO | Cyclical Redecoration-CR461222 | Y
M3NHFScheduleOfRatesCode | Cyclical Redecoration/Pigeon:Remove Infestation From Cills | Cyclical Redecoration - Pigeon:Remove Infestation From Cills, unit of measure LM | Cyclical Redecoration-CR461230 | Y
M3NHFScheduleOfRatesCode | Cyclical Redecoration/Room:Whole Redecoration Addition Ht Above 3.0M | Cyclical Redecoration - Room:Whole Redecoration Addition Ht Above 3.0M, unit of measure SM | Cyclical Redecoration-CR470088 | Y | Y | Y | Y | Y
M3NHFScheduleOfRatesCode | Cyclical Redecoration/Walls:Mist And 2 Coats Emulsion | Cyclical Redecoration - Walls:Mist And 2 Coats Emulsion, unit of measure SM | Cyclical Redecoration-CR471001 | Y | Y | Y
M3NHFScheduleOfRatesCode | Cyclical Redecoration/Walls:Mist And 2 Coats Emulsion Stair Walls | Cyclical Redecoration - Walls:Mist And 2 Coats Emulsion Stair Walls, unit of measure SM | Cyclical Redecoration-CR471003 | Y | Y | Y
M3NHFScheduleOfRatesCode | Cyclical Redecoration/Ceilings:Mist And 2 Coats Emulsion Ceilings | Cyclical Redecoration - Ceilings:Mist And 2 Coats Emulsion Ceilings, unit of measure SM | Cyclical Redecoration-CR471005 | Y | Y | Y
M3NHFScheduleOfRatesCode | Cyclical Redecoration/Ceilings:Mist And 2 Coats Emulsion Stair Ceilings | Cyclical Redecoration - Ceilings:Mist And 2 Coats Emulsion Stair Ceilings, unit of measure SM | Cyclical Redecoration-CR471007 | Y | Y | Y
M3NHFScheduleOfRatesCode | Cyclical Redecoration/Walls:Emulsion And Anaglypta | Cyclical Redecoration - Walls:Emulsion And Anaglypta, unit of measure SM | Cyclical Redecoration-CR471009 | Y | Y | Y
M3NHFScheduleOfRatesCode | Cyclical Redecoration/Walls:Emulsion And Anaglypta Stair Walls | Cyclical Redecoration - Walls:Emulsion And Anaglypta Stair Walls, unit of measure SM | Cyclical Redecoration-CR471011 | Y | Y | Y
M3NHFScheduleOfRatesCode | Cyclical Redecoration/Walls:Emulsion And Anaglypta Strip Walls | Cyclical Redecoration - Walls:Emulsion And Anaglypta Strip Walls, unit of measure SM | Cyclical Redecoration-CR471013 | Y | Y | Y
M3NHFScheduleOfRatesCode | Cyclical Redecoration/Walls:Emulsion And Anaglyptal Strip Stair Walls | Cyclical Redecoration - Walls:Emulsion And Anaglyptal Strip Stair Walls, unit of measure SM | Cyclical Redecoration-CR471015 | Y | Y | Y
M3NHFScheduleOfRatesCode | Cyclical Redecoration/Walls:Eggshell:Apply 3 Coats | Cyclical Redecoration - Walls:Eggshell:Apply 3 Coats, unit of measure SM | Cyclical Redecoration-CR471017 | Y | Y | Y
M3NHFScheduleOfRatesCode | Cyclical Redecoration/Walls:Eggshell:Apply 3 Coats Stair Walls | Cyclical Redecoration - Walls:Eggshell:Apply 3 Coats Stair Walls, unit of measure SM | Cyclical Redecoration-CR471019 | Y | Y | Y
M3NHFScheduleOfRatesCode | Cyclical Redecoration/Walls:Textured Finish | Cyclical Redecoration - Walls:Textured Finish, unit of measure SM | Cyclical Redecoration-CR471021 | Y | Y | Y
M3NHFScheduleOfRatesCode | Cyclical Redecoration/Walls:Textured Finish Stair Walls | Cyclical Redecoration - Walls:Textured Finish Stair Walls, unit of measure SM | Cyclical Redecoration-CR471023 | Y | Y | Y
M3NHFScheduleOfRatesCode | Cyclical Redecoration/Walls:Gloss Apply 2 Coats Walls | Cyclical Redecoration - Walls:Gloss Apply 2 Coats Walls, unit of measure SM | Cyclical Redecoration-CR471025 | Y | Y | Y
M3NHFScheduleOfRatesCode | Cyclical Redecoration/Walls:Gloss Apply 2 Coats Stair Walls | Cyclical Redecoration - Walls:Gloss Apply 2 Coats Stair Walls, unit of measure SM | Cyclical Redecoration-CR471027 | Y | Y | Y
M3NHFScheduleOfRatesCode | Cyclical Redecoration/Walls:Latex:Walls | Cyclical Redecoration - Walls:Latex:Walls, unit of measure SM | Cyclical Redecoration-CR471029 | Y | Y | Y
M3NHFScheduleOfRatesCode | Cyclical Redecoration/Walls:Latex:Stair Walls | Cyclical Redecoration - Walls:Latex:Stair Walls, unit of measure SM | Cyclical Redecoration-CR471031 | Y | Y | Y
M3NHFScheduleOfRatesCode | Cyclical Redecoration/Walls:Surfaces:Spray Paint Smooth Walls | Cyclical Redecoration - Walls:Surfaces:Spray Paint Smooth Walls, unit of measure SM | Cyclical Redecoration-CR471033 | Y | Y | Y
M3NHFScheduleOfRatesCode | Cyclical Redecoration/Walls:Surfaces:Spray Paint Textured Walls | Cyclical Redecoration - Walls:Surfaces:Spray Paint Textured Walls, unit of measure SM | Cyclical Redecoration-CR471035 | Y | Y | Y
M3NHFScheduleOfRatesCode | Cyclical Redecoration/Walls:Surfaces:Spray Paint, Glaze, Smooth Walls | Cyclical Redecoration - Walls:Surfaces:Spray Paint, Glaze, Smooth Walls, unit of measure SM | Cyclical Redecoration-CR471037 | Y | Y | Y
M3NHFScheduleOfRatesCode | Cyclical Redecoration/Walls:Spray Paint, Glaze, Textured Walls | Cyclical Redecoration - Walls:Spray Paint, Glaze, Textured Walls, unit of measure SM | Cyclical Redecoration-CR471039 | Y | Y | Y
M3NHFScheduleOfRatesCode | Cyclical Redecoration/Walls:Spray Paint Smooth Walls - Stairs | Cyclical Redecoration - Walls:Spray Paint Smooth Walls - Stairs, unit of measure SM | Cyclical Redecoration-CR471041 | Y | Y | Y
M3NHFScheduleOfRatesCode | Cyclical Redecoration/Walls:Spray Paint Textured Walls - Stairs | Cyclical Redecoration - Walls:Spray Paint Textured Walls - Stairs, unit of measure SM | Cyclical Redecoration-CR471043 | Y | Y | Y
M3NHFScheduleOfRatesCode | Cyclical Redecoration/Walls:Spray Paint, Glaze, Smooth Walls - Stairs | Cyclical Redecoration - Walls:Spray Paint, Glaze, Smooth Walls - Stairs, unit of measure SM | Cyclical Redecoration-CR471045 | Y | Y | Y
M3NHFScheduleOfRatesCode | Cyclical Redecoration/Walls:Spray Paint, Glaze, Textured Walls - Stairs | Cyclical Redecoration - Walls:Spray Paint, Glaze, Textured Walls - Stairs, unit of measure SM | Cyclical Redecoration-CR471047 | Y | Y | Y
M3NHFScheduleOfRatesCode | Cyclical Redecoration/Walls:Wallpaper - Previous Paper | Cyclical Redecoration - Walls:Wallpaper - Previous Paper, unit of measure SM | Cyclical Redecoration-CR471049 | Y | Y | Y
M3NHFScheduleOfRatesCode | Cyclical Redecoration/Walls:Wallpaper - New | Cyclical Redecoration - Walls:Wallpaper - New, unit of measure SM | Cyclical Redecoration-CR471051 | Y | Y | Y
M3NHFScheduleOfRatesCode | Cyclical Redecoration/Walls:Apply 2 Coats Class 'O' Paint | Cyclical Redecoration - Walls:Apply 2 Coats Class 'O' Paint, unit of measure SM | Cyclical Redecoration-CR471101 | Y | Y | Y
M3NHFScheduleOfRatesCode | Cyclical Redecoration/Ceilings:Apply 2 Coats Class 'O' Paint | Cyclical Redecoration - Ceilings:Apply 2 Coats Class 'O' Paint, unit of measure SM | Cyclical Redecoration-CR471105 | Y | Y | Y
M3NHFScheduleOfRatesCode | Cyclical Redecoration/Door Frame:Prepare, Paint Frame Ne 300Mm | Cyclical Redecoration - Door Frame:Prepare, Paint Frame Ne 300Mm, unit of measure LM | Cyclical Redecoration-CR471201 | Y | Y | Y
M3NHFScheduleOfRatesCode | Cyclical Redecoration/Surfaces:Prepare, Paint Metalwork | Cyclical Redecoration - Surfaces:Prepare, Paint Metalwork, unit of measure SM | Cyclical Redecoration-CR471202 | Y | Y | Y
M3NHFScheduleOfRatesCode | Cyclical Redecoration/Door:Prepare, Paint Metal Door | Cyclical Redecoration - Door:Prepare, Paint Metal Door, unit of measure SM | Cyclical Redecoration-CR471203 | Y | Y | Y
M3NHFScheduleOfRatesCode | Cyclical Redecoration/Surfaces:Prepare, Paint Metalwork Ne 300Mm | Cyclical Redecoration - Surfaces:Prepare, Paint Metalwork Ne 300Mm, unit of measure LM | Cyclical Redecoration-CR471204 | Y | Y | Y
M3NHFScheduleOfRatesCode | Cyclical Redecoration/Door:Prepare, Paint Metal Glazed Door | Cyclical Redecoration - Door:Prepare, Paint Metal Glazed Door, unit of measure SM | Cyclical Redecoration-CR471205 | Y | Y | Y
M3NHFScheduleOfRatesCode | Cyclical Redecoration/Window:Prepare, Paint Metal | Cyclical Redecoration - Window:Prepare, Paint Metal, unit of measure SM | Cyclical Redecoration-CR471209 | Y | Y | Y
M3NHFScheduleOfRatesCode | Cyclical Redecoration/Balustrading:Prepare, Paint Surfaces | Cyclical Redecoration - Balustrading:Prepare, Paint Surfaces, unit of measure SM | Cyclical Redecoration-CR471213 | Y | Y | Y
M3NHFScheduleOfRatesCode | Cyclical Redecoration/Staircase:Prepare, Paint Metal Stairs | Cyclical Redecoration - Staircase:Prepare, Paint Metal Stairs, unit of measure SM | Cyclical Redecoration-CR471215 | Y | Y | Y
M3NHFScheduleOfRatesCode | Cyclical Redecoration/Radiator:Prepare, Paint Radiator And Brackets | Cyclical Redecoration - Radiator:Prepare, Paint Radiator And Brackets, unit of measure SM | Cyclical Redecoration-CR471217 | Y | Y | Y
M3NHFScheduleOfRatesCode | Cyclical Redecoration/Pipework:Prepare, Paint Ne300Mm Inc Brackets | Cyclical Redecoration - Pipework:Prepare, Paint Ne300Mm Inc Brackets, unit of measure LM | Cyclical Redecoration-CR471219 | Y | Y | Y
M3NHFScheduleOfRatesCode | Cyclical Redecoration/Surfaces:Prepare, Paint General Surfaces Woodwork | Cyclical Redecoration - Surfaces:Prepare, Paint General Surfaces Woodwork, unit of measure SM | Cyclical Redecoration-CR471301 | Y | Y | Y
M3NHFScheduleOfRatesCode | Cyclical Redecoration/Surfaces:Prepare, Paint Woodwork Ne 300Mm | Cyclical Redecoration - Surfaces:Prepare, Paint Woodwork Ne 300Mm, unit of measure LM | Cyclical Redecoration-CR471302 | Y | Y | Y
M3NHFScheduleOfRatesCode | Cyclical Redecoration/Window:Prepare, Paint Wooden | Cyclical Redecoration - Window:Prepare, Paint Wooden, unit of measure SM | Cyclical Redecoration-CR471305 | Y | Y | Y
M3NHFScheduleOfRatesCode | Cyclical Redecoration/Glazed Screens:Prepare, Paint Timber | Cyclical Redecoration - Glazed Screens:Prepare, Paint Timber, unit of measure SM | Cyclical Redecoration-CR471308 | Y | Y | Y
M3NHFScheduleOfRatesCode | Cyclical Redecoration/Frame:Prepare, Paint Timber Frame Ne 300Mm | Cyclical Redecoration - Frame:Prepare, Paint Timber Frame Ne 300Mm, unit of measure LM | Cyclical Redecoration-CR471309 | Y | Y | Y
M3NHFScheduleOfRatesCode | Cyclical Redecoration/Door:Prepare, Paint Glazed Door (O/S) | Cyclical Redecoration - Door:Prepare, Paint Glazed Door (O/S), unit of measure SM | Cyclical Redecoration-CR471311 | Y | Y | Y
M3NHFScheduleOfRatesCode | Cyclical Redecoration/Door:Prepare, Paint Glazed Door (B/S) | Cyclical Redecoration - Door:Prepare, Paint Glazed Door (B/S), unit of measure SM | Cyclical Redecoration-CR471313 | Y | Y | Y
M3NHFScheduleOfRatesCode | Cyclical Redecoration/Door:Prepare, Paint Timber Door (O/S) | Cyclical Redecoration - Door:Prepare, Paint Timber Door (O/S), unit of measure SM | Cyclical Redecoration-CR471315 | Y | Y | Y
M3NHFScheduleOfRatesCode | Cyclical Redecoration/Door:Prepare, Paint Timber Door (B/S) | Cyclical Redecoration - Door:Prepare, Paint Timber Door (B/S), unit of measure SM | Cyclical Redecoration-CR471317 | Y | Y | Y
M3NHFScheduleOfRatesCode | Cyclical Redecoration/Surfaces:Apply 2 Coats Decorative Wood Stain | Cyclical Redecoration - Surfaces:Apply 2 Coats Decorative Wood Stain, unit of measure SM | Cyclical Redecoration-CR471401 | Y | Y | Y
M3NHFScheduleOfRatesCode | Cyclical Redecoration/Window:Apply 2 Coats Stain | Cyclical Redecoration - Window:Apply 2 Coats Stain, unit of measure SM | Cyclical Redecoration-CR471405 | Y | Y | Y
M3NHFScheduleOfRatesCode | Cyclical Redecoration/Frame:Apply 2 Coats Stain Ne 300Mm | Cyclical Redecoration - Frame:Apply 2 Coats Stain Ne 300Mm, unit of measure LM | Cyclical Redecoration-CR471409 | Y | Y | Y
M3NHFScheduleOfRatesCode | Cyclical Redecoration/Door:Apply 2 Coats Stain To Door (O/S) | Cyclical Redecoration - Door:Apply 2 Coats Stain To Door (O/S), unit of measure SM | Cyclical Redecoration-CR471411 | Y | Y | Y
M3NHFScheduleOfRatesCode | Cyclical Redecoration/Door:Apply 2 Coats Stain To Door (B/S) | Cyclical Redecoration - Door:Apply 2 Coats Stain To Door (B/S), unit of measure SM | Cyclical Redecoration-CR471413 | Y | Y | Y
M3NHFScheduleOfRatesCode | Cyclical Redecoration/Door:Apply 2 Coats Stain To Glazed Door (O/S) | Cyclical Redecoration - Door:Apply 2 Coats Stain To Glazed Door (O/S), unit of measure SM | Cyclical Redecoration-CR471415 | Y | Y | Y
M3NHFScheduleOfRatesCode | Cyclical Redecoration/Door:Apply 2 Coats Stain To Glazed Door (B/S) | Cyclical Redecoration - Door:Apply 2 Coats Stain To Glazed Door (B/S), unit of measure SM | Cyclical Redecoration-CR471417 | Y | Y | Y
M3NHFScheduleOfRatesCode | Cyclical Redecoration/Surfaces:Apply 2 Coats Poly Woodwork Surfaces | Cyclical Redecoration - Surfaces:Apply 2 Coats Poly Woodwork Surfaces, unit of measure SM | Cyclical Redecoration-CR472101 | Y | Y | Y
M3NHFScheduleOfRatesCode | Cyclical Redecoration/Surfaces:Apply 2 Ct Poly Woodwork Surfaces Ne300Mm | Cyclical Redecoration - Surfaces:Apply 2 Ct Poly Woodwork Surfaces Ne300Mm, unit of measure LM | Cyclical Redecoration-CR472102 | Y | Y | Y
M3NHFScheduleOfRatesCode | Cyclical Redecoration/Window:Apply 2 Coats Poly To Timber | Cyclical Redecoration - Window:Apply 2 Coats Poly To Timber, unit of measure SM | Cyclical Redecoration-CR472105 | Y | Y | Y
M3NHFScheduleOfRatesCode | Cyclical Redecoration/Frame:Apply 2 Coats Poly To Timber Frame Ne 300Mm | Cyclical Redecoration - Frame:Apply 2 Coats Poly To Timber Frame Ne 300Mm, unit of measure LM | Cyclical Redecoration-CR472109 | Y | Y | Y
M3NHFScheduleOfRatesCode | Cyclical Redecoration/Door:Apply 2 Coats Poly To Door (O/S) | Cyclical Redecoration - Door:Apply 2 Coats Poly To Door (O/S), unit of measure SM | Cyclical Redecoration-CR472111 | Y | Y | Y
M3NHFScheduleOfRatesCode | Cyclical Redecoration/Door:Apply 2 Coats Poly To Door (B/S) | Cyclical Redecoration - Door:Apply 2 Coats Poly To Door (B/S), unit of measure SM | Cyclical Redecoration-CR472113 | Y | Y | Y
M3NHFScheduleOfRatesCode | Cyclical Redecoration/Door:Apply 2 Coats Poly To Glazed Door (O/S) | Cyclical Redecoration - Door:Apply 2 Coats Poly To Glazed Door (O/S), unit of measure SM | Cyclical Redecoration-CR472115 | Y | Y | Y
M3NHFScheduleOfRatesCode | Cyclical Redecoration/Door:Apply 2 Coats Poly To Glazed Door (B/S) | Cyclical Redecoration - Door:Apply 2 Coats Poly To Glazed Door (B/S), unit of measure SM | Cyclical Redecoration-CR472117 | Y | Y | Y
M3NHFScheduleOfRatesCode | Cyclical Redecoration/Woodwork:Varnish General Surfaces | Cyclical Redecoration - Woodwork:Varnish General Surfaces, unit of measure SM | Cyclical Redecoration-CR473101 | Y | Y | Y
M3NHFScheduleOfRatesCode | Cyclical Redecoration/Woodwork:French Polish | Cyclical Redecoration - Woodwork:French Polish, unit of measure SM | Cyclical Redecoration-CR473103 | Y | Y | Y
M3NHFScheduleOfRatesCode | Cyclical Redecoration/Woodwork:Wash And Polish | Cyclical Redecoration - Woodwork:Wash And Polish, unit of measure SM | Cyclical Redecoration-CR473105 | Y | Y | Y
M3NHFScheduleOfRatesCode | Cyclical Redecoration/Woodwork:Revive And Polish | Cyclical Redecoration - Woodwork:Revive And Polish, unit of measure SM | Cyclical Redecoration-CR473107 | Y | Y | Y
M3NHFScheduleOfRatesCode | Cyclical Redecoration/Sand:Existing Wood Floor | Cyclical Redecoration - Sand:Existing Wood Floor, unit of measure SM | Cyclical Redecoration-CR479101 | Y | Y | Y
M3NHFScheduleOfRatesCode | Cyclical Redecoration/Sand/Seal:Existing Wood Floor | Cyclical Redecoration - Sand/Seal:Existing Wood Floor, unit of measure SM | Cyclical Redecoration-CR479103 | Y | Y | Y
M3NHFScheduleOfRatesCode | Cyclical Redecoration/Floor:Apply 2 Coats Poly To Timber Floor | Cyclical Redecoration - Floor:Apply 2 Coats Poly To Timber Floor, unit of measure SM | Cyclical Redecoration-CR479201 | Y | Y | Y
M3NHFScheduleOfRatesCode | Cyclical Redecoration/Floor:Finish To Timber Floor | Cyclical Redecoration - Floor:Finish To Timber Floor, unit of measure SM | Cyclical Redecoration-CR479203 | Y | Y | Y
M3NHFScheduleOfRatesCode | Cyclical Redecoration/Floor Paint:Apply To Concrete | Cyclical Redecoration - Floor Paint:Apply To Concrete, unit of measure SM | Cyclical Redecoration-CR479301 | Y | Y | Y
M3NHFScheduleOfRatesCode | Cyclical Redecoration/Floor Paint:Safety Lines - Coloured | Cyclical Redecoration - Floor Paint:Safety Lines - Coloured, unit of measure LM | Cyclical Redecoration-CR479303 | Y | Y | Y
M3NHFScheduleOfRatesCode | Cyclical Redecoration/Fire Upgrade Coating:Painted Brick Walls - 3 Coat | Cyclical Redecoration - Fire Upgrade Coating:Painted Brick Walls - 3 Coat, unit of measure SM | Cyclical Redecoration-CR480101 | Y | Y | Y
M3NHFScheduleOfRatesCode | Cyclical Redecoration/Fire Upgrade Coating:Painted Plaster Walls - 3 Ct | Cyclical Redecoration - Fire Upgrade Coating:Painted Plaster Walls - 3 Ct, unit of measure SM | Cyclical Redecoration-CR480103 | Y | Y | Y
M3NHFScheduleOfRatesCode | Cyclical Redecoration/Fire Upgrade Coating:Painted Concrete Soffit-3 Ct | Cyclical Redecoration - Fire Upgrade Coating:Painted Concrete Soffit-3 Ct, unit of measure SM | Cyclical Redecoration-CR480105 | Y | Y | Y
M3NHFScheduleOfRatesCode | Cyclical Redecoration/Fire Upgrade Coating:Plastered Soffit - 3 Coat | Cyclical Redecoration - Fire Upgrade Coating:Plastered Soffit - 3 Coat, unit of measure SM | Cyclical Redecoration-CR480107 | Y | Y | Y
M3NHFScheduleOfRatesCode | Cyclical Redecoration/Fire Upgrade Coating:Painted Brick Walls - 4 Coat | Cyclical Redecoration - Fire Upgrade Coating:Painted Brick Walls - 4 Coat, unit of measure SM | Cyclical Redecoration-CR480201 | Y | Y | Y
M3NHFScheduleOfRatesCode | Cyclical Redecoration/Fire Upgrade Coating:Painted Plaster Walls - 4 Ct | Cyclical Redecoration - Fire Upgrade Coating:Painted Plaster Walls - 4 Ct, unit of measure SM | Cyclical Redecoration-CR480203 | Y | Y | Y
M3NHFScheduleOfRatesCode | Cyclical Redecoration/Fire Upgrade Coating:Painted Concrete Soffit-4 Ct | Cyclical Redecoration - Fire Upgrade Coating:Painted Concrete Soffit-4 Ct, unit of measure SM | Cyclical Redecoration-CR480205 | Y | Y | Y
M3NHFScheduleOfRatesCode | Cyclical Redecoration/Fire Upgrade Coating:Painted Plaster Soffit -4 Ct | Cyclical Redecoration - Fire Upgrade Coating:Painted Plaster Soffit -4 Ct, unit of measure SM | Cyclical Redecoration-CR480207 | Y | Y | Y
M3NHFScheduleOfRatesCode | Cyclical Redecoration/Fire Upgrade Coating:Strip Painted Brick Wall-3 Ct | Cyclical Redecoration - Fire Upgrade Coating:Strip Painted Brick Wall-3 Ct, unit of measure SM | Cyclical Redecoration-CR480301 | Y | Y | Y
M3NHFScheduleOfRatesCode | Cyclical Redecoration/Fire Upgrade Coating:Strip Paint Plaster Wall-3 Ct | Cyclical Redecoration - Fire Upgrade Coating:Strip Paint Plaster Wall-3 Ct, unit of measure SM | Cyclical Redecoration-CR480303 | Y | Y | Y
M3NHFScheduleOfRatesCode | Cyclical Redecoration/Fire Upgrade Coating:Concrete Soffit-Strip 3 Coat | Cyclical Redecoration - Fire Upgrade Coating:Concrete Soffit-Strip 3 Coat, unit of measure SM | Cyclical Redecoration-CR480305 | Y | Y | Y
M3NHFScheduleOfRatesCode | Cyclical Redecoration/Fire Upgrade Coating:Plastered Soffit-Strip 3 Coat | Cyclical Redecoration - Fire Upgrade Coating:Plastered Soffit-Strip 3 Coat, unit of measure SM | Cyclical Redecoration-CR480307 | Y | Y | Y
M3NHFScheduleOfRatesCode | Cyclical Redecoration/Fire Upgrade Coating:Strip Paint Brick Walls- Dec | Cyclical Redecoration - Fire Upgrade Coating:Strip Paint Brick Walls- Dec, unit of measure SM | Cyclical Redecoration-CR480401 | Y | Y | Y
M3NHFScheduleOfRatesCode | Cyclical Redecoration/Fire Upgrade Coating:Strip Paint Plaster Wall- Dec | Cyclical Redecoration - Fire Upgrade Coating:Strip Paint Plaster Wall- Dec, unit of measure SM | Cyclical Redecoration-CR480403 | Y | Y | Y
M3NHFScheduleOfRatesCode | Cyclical Redecoration/Fire Upgrade Coating:Paint Concrete Soffit- Dec | Cyclical Redecoration - Fire Upgrade Coating:Paint Concrete Soffit- Dec, unit of measure SM | Cyclical Redecoration-CR480405 | Y | Y | Y
M3NHFScheduleOfRatesCode | Cyclical Redecoration/Fire Upgrade Coating:Paint Plaster Soffit- Dec | Cyclical Redecoration - Fire Upgrade Coating:Paint Plaster Soffit- Dec, unit of measure SM | Cyclical Redecoration-CR480407 | Y | Y | Y
M3NHFScheduleOfRatesCode | Cyclical Redecoration/Fire Upgrade Coating:Woodwork - 3 Coat | Cyclical Redecoration - Fire Upgrade Coating:Woodwork - 3 Coat, unit of measure SM | Cyclical Redecoration-CR480501 | Y | Y | Y
M3NHFScheduleOfRatesCode | Cyclical Redecoration/Fire Upgrade Coating:Woodwork Ne 300Mm - 3 Coat | Cyclical Redecoration - Fire Upgrade Coating:Woodwork Ne 300Mm - 3 Coat, unit of measure LM | Cyclical Redecoration-CR480503 | Y | Y | Y
M3NHFScheduleOfRatesCode | Cyclical Redecoration/Fire Upgrade Coating:Timber Doors - 3 Coat | Cyclical Redecoration - Fire Upgrade Coating:Timber Doors - 3 Coat, unit of measure SM | Cyclical Redecoration-CR480505 | Y | Y | Y
M3NHFScheduleOfRatesCode | Cyclical Redecoration/Fire Upgrade Coating:Timber Glazed Doors - 3 Coat | Cyclical Redecoration - Fire Upgrade Coating:Timber Glazed Doors - 3 Coat, unit of measure SM | Cyclical Redecoration-CR480507 | Y | Y | Y
M3NHFScheduleOfRatesCode | Cyclical Redecoration/Fire Upgrade Coating:Timber Windows, Screens-3 Ct | Cyclical Redecoration - Fire Upgrade Coating:Timber Windows, Screens-3 Ct, unit of measure SM | Cyclical Redecoration-CR480509 | Y | Y | Y
M3NHFScheduleOfRatesCode | Cyclical Redecoration/Fire Upgrade Coating:Door Frames Ne 300Mm - 3 Coat | Cyclical Redecoration - Fire Upgrade Coating:Door Frames Ne 300Mm - 3 Coat, unit of measure LM | Cyclical Redecoration-CR480511 | Y | Y | Y
M3NHFScheduleOfRatesCode | Cyclical Redecoration/Fire Upgrade Coating:Skirtings Ne 300Mm - 3 Coat | Cyclical Redecoration - Fire Upgrade Coating:Skirtings Ne 300Mm - 3 Coat, unit of measure LM | Cyclical Redecoration-CR480513 | Y | Y | Y
M3NHFScheduleOfRatesCode | Cyclical Redecoration/Fire Upgrade Coating:Metalwork - 3 Coat | Cyclical Redecoration - Fire Upgrade Coating:Metalwork - 3 Coat, unit of measure SM | Cyclical Redecoration-CR480601 | Y | Y | Y
M3NHFScheduleOfRatesCode | Cyclical Redecoration/Fire Upgrade Coating:Metalwork Ne 300Mm - 3 Coat | Cyclical Redecoration - Fire Upgrade Coating:Metalwork Ne 300Mm - 3 Coat, unit of measure LM | Cyclical Redecoration-CR480603 | Y | Y | Y
M3NHFScheduleOfRatesCode | Cyclical Redecoration/Fire Upgrade Coating:Metal Doors - 3 Coat | Cyclical Redecoration - Fire Upgrade Coating:Metal Doors - 3 Coat, unit of measure SM | Cyclical Redecoration-CR480605 | Y | Y | Y
M3NHFScheduleOfRatesCode | Cyclical Redecoration/Fire Upgrade Coating:Metal Glazed Doors - 3 Coat | Cyclical Redecoration - Fire Upgrade Coating:Metal Glazed Doors - 3 Coat, unit of measure SM | Cyclical Redecoration-CR480607 | Y | Y | Y
M3NHFScheduleOfRatesCode | Cyclical Redecoration/Fire Upgrade Coating:Metal Windows, Screens - 3 Ct | Cyclical Redecoration - Fire Upgrade Coating:Metal Windows, Screens - 3 Ct, unit of measure SM | Cyclical Redecoration-CR480609 | Y | Y | Y
M3NHFScheduleOfRatesCode | Cyclical Redecoration/Fire Upgrade Coating:Metal Dr Frames Ne 300Mm-3 Ct | Cyclical Redecoration - Fire Upgrade Coating:Metal Dr Frames Ne 300Mm-3 Ct, unit of measure LM | Cyclical Redecoration-CR480611 | Y | Y | Y
M3NHFScheduleOfRatesCode | Cyclical Redecoration/Fire Upgrade Coating:Balustrades - 3 Coat | Cyclical Redecoration - Fire Upgrade Coating:Balustrades - 3 Coat, unit of measure SM | Cyclical Redecoration-CR480613 | Y | Y | Y
M3NHFScheduleOfRatesCode | Cyclical Redecoration/Fire Upgrade Coating:Metal Handrails Ne 300Mm-3 Ct | Cyclical Redecoration - Fire Upgrade Coating:Metal Handrails Ne 300Mm-3 Ct, unit of measure LM | Cyclical Redecoration-CR480615 | Y | Y | Y
M3NHFScheduleOfRatesCode | Cyclical Redecoration/Sprayed Coatings:16Mm One Hour To Surfaces | Cyclical Redecoration - Sprayed Coatings:16Mm One Hour To Surfaces, unit of measure SM | Cyclical Redecoration-CR480801 | Y | Y | Y
M3NHFScheduleOfRatesCode | Cyclical Redecoration/Sprayed Coatings:22Mm One Hour To Surfaces | Cyclical Redecoration - Sprayed Coatings:22Mm One Hour To Surfaces, unit of measure SM | Cyclical Redecoration-CR480803 | Y | Y | Y
M3NHFScheduleOfRatesCode | Cyclical Redecoration/Sprayed Coatings:28Mm Two Hour To Surfaces | Cyclical Redecoration - Sprayed Coatings:28Mm Two Hour To Surfaces, unit of measure SM | Cyclical Redecoration-CR480805 | Y | Y | Y
M3NHFScheduleOfRatesCode | Cyclical Redecoration/Sprayed Coatings:52Mm Four Hour To Surfaces | Cyclical Redecoration - Sprayed Coatings:52Mm Four Hour To Surfaces, unit of measure SM | Cyclical Redecoration-CR480807 | Y | Y | Y
M3NHFScheduleOfRatesCode | Cyclical Redecoration/Sprayed Coatings:15Mm | Cyclical Redecoration - Sprayed Coatings:15Mm, unit of measure SM | Cyclical Redecoration-CR480901 | Y | Y | Y
M3NHFScheduleOfRatesCode | Cyclical Redecoration/Flame Retardant Coating:Apply 2 Ct Surfaces | Cyclical Redecoration - Flame Retardant Coating:Apply 2 Ct Surfaces, unit of measure SM | Cyclical Redecoration-CR481001 | Y | Y | Y
M3NHFScheduleOfRatesCode | Cyclical Redecoration/Flame Retardant Coating:Apply 2 Ct Surface Ne300Mm | Cyclical Redecoration - Flame Retardant Coating:Apply 2 Ct Surface Ne300Mm, unit of measure LM | Cyclical Redecoration-CR481003 | Y | Y | Y
M3NHFScheduleOfRatesCode | Cyclical Redecoration/Flame Retardant Coating:Apply 3 Ct Surfaces | Cyclical Redecoration - Flame Retardant Coating:Apply 3 Ct Surfaces, unit of measure SM | Cyclical Redecoration-CR481101 | Y | Y | Y
M3NHFScheduleOfRatesCode | Cyclical Redecoration/Flame Retardant Coating:Apply 3 Ct Surface Ne300Mm | Cyclical Redecoration - Flame Retardant Coating:Apply 3 Ct Surface Ne300Mm, unit of measure LM | Cyclical Redecoration-CR481103 | Y | Y | Y
M3NHFScheduleOfRatesCode | Cyclical Redecoration/Pane:Reglaze 4Mm Clear Or Obscure Upto 1Sm | Cyclical Redecoration - Pane:Reglaze 4Mm Clear Or Obscure Upto 1Sm, unit of measure NO | Cyclical Redecoration-CR515055 | Y | Y | Y | Y | Y
M3NHFScheduleOfRatesCode | Cyclical Redecoration/Pane:Reglaze 4Mm Clear Or Obscure Over 1Sm | Cyclical Redecoration - Pane:Reglaze 4Mm Clear Or Obscure Over 1Sm, unit of measure SM | Cyclical Redecoration-CR515057 | Y | Y | Y | Y | Y
M3NHFScheduleOfRatesCode | Cyclical Redecoration/Pane:Reglaze 6Mm Clear Or Obscure Upto 1Sm | Cyclical Redecoration - Pane:Reglaze 6Mm Clear Or Obscure Upto 1Sm, unit of measure NO | Cyclical Redecoration-CR515063 | Y | Y | Y | Y | Y
M3NHFScheduleOfRatesCode | Cyclical Redecoration/Pane:Reglaze 6Mm Clear Or Obscure Over 1Sm | Cyclical Redecoration - Pane:Reglaze 6Mm Clear Or Obscure Over 1Sm, unit of measure SM | Cyclical Redecoration-CR515065 | Y | Y | Y | Y | Y
M3NHFScheduleOfRatesCode | Cyclical Redecoration/Pane:Reglaze 7Mm Gwcg Upto 1Sm | Cyclical Redecoration - Pane:Reglaze 7Mm Gwcg Upto 1Sm, unit of measure NO | Cyclical Redecoration-CR520055 | Y | Y | Y | Y | Y
M3NHFScheduleOfRatesCode | Cyclical Redecoration/Pane:Reglaze 7Mm Gwcg Over 1Sm | Cyclical Redecoration - Pane:Reglaze 7Mm Gwcg Over 1Sm, unit of measure SM | Cyclical Redecoration-CR520057 | Y | Y | Y | Y | Y
M3NHFScheduleOfRatesCode | Cyclical Redecoration/Pane:Reglaze 6Mm Gwpp Upto 1Sm | Cyclical Redecoration - Pane:Reglaze 6Mm Gwpp Upto 1Sm, unit of measure NO | Cyclical Redecoration-CR525055 | Y | Y | Y | Y | Y
M3NHFScheduleOfRatesCode | Cyclical Redecoration/Pane:Reglaze 6Mm Gwpp Over 1Sm | Cyclical Redecoration - Pane:Reglaze 6Mm Gwpp Over 1Sm, unit of measure SM | Cyclical Redecoration-CR525057 | Y | Y | Y | Y | Y
M3NHFScheduleOfRatesCode | Cyclical Redecoration/Pane:Reglaze 6Mm Toughened Upto 1Sm | Cyclical Redecoration - Pane:Reglaze 6Mm Toughened Upto 1Sm, unit of measure NO | Cyclical Redecoration-CR530055 | Y | Y | Y | Y | Y
M3NHFScheduleOfRatesCode | Cyclical Redecoration/Pane:Reglaze 6Mm Toughened Over 1Sm | Cyclical Redecoration - Pane:Reglaze 6Mm Toughened Over 1Sm, unit of measure SM | Cyclical Redecoration-CR530057 | Y | Y | Y | Y | Y
M3NHFScheduleOfRatesCode | Cyclical Redecoration/Pane:Reglaze 4.4Mm Laminated Upto 1Sm | Cyclical Redecoration - Pane:Reglaze 4.4Mm Laminated Upto 1Sm, unit of measure NO | Cyclical Redecoration-CR535015 | Y | Y | Y | Y | Y
M3NHFScheduleOfRatesCode | Cyclical Redecoration/Pane:Reglaze 4.4Mm Laminated Over 1Sm | Cyclical Redecoration - Pane:Reglaze 4.4Mm Laminated Over 1Sm, unit of measure SM | Cyclical Redecoration-CR535017 | Y | Y | Y | Y | Y
M3NHFScheduleOfRatesCode | Cyclical Redecoration/Pane:Reglaze 6.4Mm Laminated Upto 1Sm | Cyclical Redecoration - Pane:Reglaze 6.4Mm Laminated Upto 1Sm, unit of measure NO | Cyclical Redecoration-CR535055 | Y | Y | Y | Y | Y
M3NHFScheduleOfRatesCode | Cyclical Redecoration/Pane:Reglaze 6.4Mm Laminated Over 1Sm | Cyclical Redecoration - Pane:Reglaze 6.4Mm Laminated Over 1Sm, unit of measure SM | Cyclical Redecoration-CR535057 | Y | Y | Y | Y | Y
M3NHFScheduleOfRatesCode | Cyclical Redecoration/Pane:Reglaze 4Mm Polycarbonate Upto 1Sm | Cyclical Redecoration - Pane:Reglaze 4Mm Polycarbonate Upto 1Sm, unit of measure NO | Cyclical Redecoration-CR540055 | Y | Y | Y | Y | Y
M3NHFScheduleOfRatesCode | Cyclical Redecoration/Pane:Reglaze 4Mm Polycarbonate Over 1Sm | Cyclical Redecoration - Pane:Reglaze 4Mm Polycarbonate Over 1Sm, unit of measure SM | Cyclical Redecoration-CR540057 | Y | Y | Y | Y | Y
M3NHFScheduleOfRatesCode | Cyclical Redecoration/Double Glazed Unit:Reglaze Upto 1Sm-Clear Low E | Cyclical Redecoration - Double Glazed Unit:Reglaze Upto 1Sm-Clear Low E, unit of measure NO | Cyclical Redecoration-CR551055 | Y | Y | Y | Y | Y
M3NHFScheduleOfRatesCode | Cyclical Redecoration/Double Glazed Unit:Reglaze Over 1.0Sm-Clear Low E | Cyclical Redecoration - Double Glazed Unit:Reglaze Over 1.0Sm-Clear Low E, unit of measure SM | Cyclical Redecoration-CR551057 | Y | Y | Y | Y | Y
M3NHFScheduleOfRatesCode | Cyclical Redecoration/Double Glazed Unit:Reglaze Upto 1Sm Safety Low E | Cyclical Redecoration - Double Glazed Unit:Reglaze Upto 1Sm Safety Low E, unit of measure NO | Cyclical Redecoration-CR556055 | Y | Y | Y | Y | Y
M3NHFScheduleOfRatesCode | Cyclical Redecoration/Double Glazed Unit:Reglaze Over 1Sm Safety Low E | Cyclical Redecoration - Double Glazed Unit:Reglaze Over 1Sm Safety Low E, unit of measure SM | Cyclical Redecoration-CR556057 | Y | Y | Y | Y | Y
M3NHFScheduleOfRatesCode | Cyclical Redecoration/Putty:Renew Defective Putty | Cyclical Redecoration - Putty:Renew Defective Putty, unit of measure LM | Cyclical Redecoration-CR575002 | Y | Y | Y | Y | Y
M3NHFScheduleOfRatesCode | Cyclical Redecoration/Bead:Renew Defective Glazing Bead | Cyclical Redecoration - Bead:Renew Defective Glazing Bead, unit of measure LM | Cyclical Redecoration-CR575004 | Y | Y | Y | Y | Y
M3NHFScheduleOfRatesCode | Cyclical Redecoration/Bead:Apply Silicone Seal To Glazing Bead | Cyclical Redecoration - Bead:Apply Silicone Seal To Glazing Bead, unit of measure LM | Cyclical Redecoration-CR575006 | Y | Y | Y | Y | Y
M3NHFScheduleOfRatesCode | Cyclical Redecoration/Window:Bed Edges In Washleather Strip | Cyclical Redecoration - Window:Bed Edges In Washleather Strip, unit of measure LM | Cyclical Redecoration-CR575008 | Y | Y | Y | Y | Y
M3NHFScheduleOfRatesCode | Cyclical Redecoration/Gaskets:Extra Over For Compression Gasket | Cyclical Redecoration - Gaskets:Extra Over For Compression Gasket, unit of measure LM | Cyclical Redecoration-CR575009 | Y | Y | Y | Y | Y
M3NHFScheduleOfRatesCode | Cyclical Redecoration/Vent:Renew Circular To Existing Opening | Cyclical Redecoration - Vent:Renew Circular To Existing Opening, unit of measure NO | Cyclical Redecoration-CR575011 | Y | Y | Y | Y | Y
M3NHFScheduleOfRatesCode | Cyclical Redecoration/Vent:Fit New Circular To Existing Glass | Cyclical Redecoration - Vent:Fit New Circular To Existing Glass, unit of measure NO | Cyclical Redecoration-CR575013 | Y | Y | Y | Y | Y
M3NHFScheduleOfRatesCode | Cyclical Redecoration/Vent:Fit Metal Permavent | Cyclical Redecoration - Vent:Fit Metal Permavent, unit of measure NO | Cyclical Redecoration-CR575015 | Y | Y | Y | Y | Y
M3NHFScheduleOfRatesCode | Cyclical Redecoration/Louvre:Renew Blade Ne 950Mm Long | Cyclical Redecoration - Louvre:Renew Blade Ne 950Mm Long, unit of measure NO | Cyclical Redecoration-CR575017 | Y | Y | Y | Y | Y
M3NHFScheduleOfRatesCode | Cyclical Redecoration/Temporary Glazing:Fix Prior To Replacement Unit | Cyclical Redecoration - Temporary Glazing:Fix Prior To Replacement Unit, unit of measure NO | Cyclical Redecoration-CR575019 | Y | Y | Y | Y | Y
M3NHFScheduleOfRatesCode | Cyclical Redecoration/Sylglas:Fit Tape Ne 100Mm Wide | Cyclical Redecoration - Sylglas:Fit Tape Ne 100Mm Wide, unit of measure LM | Cyclical Redecoration-CR575021 | Y | Y | Y | Y | Y
M3NHFScheduleOfRatesCode | Cyclical Redecoration/Sash:Extra Over Glazing To Dismantle Sash | Cyclical Redecoration - Sash:Extra Over Glazing To Dismantle Sash, unit of measure NO | Cyclical Redecoration-CR575027 | Y | Y | Y | Y | Y
M3NHFScheduleOfRatesCode | Cyclical Redecoration/Downpipe:Renew Pvcu Ne 2 Storey | Cyclical Redecoration - Downpipe:Renew Pvcu Ne 2 Storey, unit of measure IT | Cyclical Redecoration-CR601101 | Y | Y | Y | Y | Y
M3NHFScheduleOfRatesCode | Cyclical Redecoration/Downpipe:Renew Pvcu 2-4 Storey | Cyclical Redecoration - Downpipe:Renew Pvcu 2-4 Storey, unit of measure IT | Cyclical Redecoration-CR601103 | Y | Y | Y | Y | Y
M3NHFScheduleOfRatesCode | Cyclical Redecoration/Downpipe:Renew Pvcu Pipe | Cyclical Redecoration - Downpipe:Renew Pvcu Pipe, unit of measure LM | Cyclical Redecoration-CR601105 | Y | Y | Y | Y | Y
M3NHFScheduleOfRatesCode | Cyclical Redecoration/Downpipe:Renew Ne 300Mm Pvcu Offset | Cyclical Redecoration - Downpipe:Renew Ne 300Mm Pvcu Offset, unit of measure NO | Cyclical Redecoration-CR601107 | Y | Y | Y | Y | Y
M3NHFScheduleOfRatesCode | Cyclical Redecoration/Downpipe:Renew Pvcu Hopper Head | Cyclical Redecoration - Downpipe:Renew Pvcu Hopper Head, unit of measure NO | Cyclical Redecoration-CR601109 | Y | Y | Y | Y | Y
M3NHFScheduleOfRatesCode | Cyclical Redecoration/Downpipe:Renew Pvcu Shoe | Cyclical Redecoration - Downpipe:Renew Pvcu Shoe, unit of measure NO | Cyclical Redecoration-CR601111 | Y | Y | Y | Y | Y
M3NHFScheduleOfRatesCode | Cyclical Redecoration/Downpipe:Renew Pvcu Branch | Cyclical Redecoration - Downpipe:Renew Pvcu Branch, unit of measure NO | Cyclical Redecoration-CR601113 | Y | Y | Y | Y | Y
M3NHFScheduleOfRatesCode | Cyclical Redecoration/Downpipe:Renew Drain Connection | Cyclical Redecoration - Downpipe:Renew Drain Connection, unit of measure NO | Cyclical Redecoration-CR601115 | Y | Y | Y | Y | Y
M3NHFScheduleOfRatesCode | Cyclical Redecoration/Downpipe:Renew Or Refix Pvcu Clip | Cyclical Redecoration - Downpipe:Renew Or Refix Pvcu Clip, unit of measure NO | Cyclical Redecoration-CR601119 | Y | Y | Y | Y | Y
M3NHFScheduleOfRatesCode | Cyclical Redecoration/Downpipe:Remove And Refix Pvcu Complete | Cyclical Redecoration - Downpipe:Remove And Refix Pvcu Complete, unit of measure LM | Cyclical Redecoration-CR601121 | Y | Y | Y | Y | Y
M3NHFScheduleOfRatesCode | Cyclical Redecoration/Downpipe:Remake Pvcu Joints Or Refix Fitting | Cyclical Redecoration - Downpipe:Remake Pvcu Joints Or Refix Fitting, unit of measure IT | Cyclical Redecoration-CR601125 | Y | Y | Y | Y | Y
M3NHFScheduleOfRatesCode | Cyclical Redecoration/Downpipe:Renew Ne 76.5Mm Aluminium | Cyclical Redecoration - Downpipe:Renew Ne 76.5Mm Aluminium, unit of measure LM | Cyclical Redecoration-CR601310 | Y | Y | Y | Y | Y
M3NHFScheduleOfRatesCode | Cyclical Redecoration/Downpipe:Renew 102Mm Aluminium | Cyclical Redecoration - Downpipe:Renew 102Mm Aluminium, unit of measure LM | Cyclical Redecoration-CR601312 | Y | Y | Y | Y | Y
M3NHFScheduleOfRatesCode | Cyclical Redecoration/Downpipe:Remake Cast Aluminium Drain Joint | Cyclical Redecoration - Downpipe:Remake Cast Aluminium Drain Joint, unit of measure NO | Cyclical Redecoration-CR601330 | Y | Y | Y | Y | Y
M3NHFScheduleOfRatesCode | Cyclical Redecoration/Downpipe:Renew And Refix Cast Aluminium Clip | Cyclical Redecoration - Downpipe:Renew And Refix Cast Aluminium Clip, unit of measure NO | Cyclical Redecoration-CR601332 | Y | Y | Y | Y | Y
M3NHFScheduleOfRatesCode | Cyclical Redecoration/Downpipe:Remove And Refix Cast Aluminium Complete | Cyclical Redecoration - Downpipe:Remove And Refix Cast Aluminium Complete, unit of measure LM | Cyclical Redecoration-CR601334 | Y | Y | Y | Y | Y
M3NHFScheduleOfRatesCode | Cyclical Redecoration/Downpipe:Refix Loose Cast Aluminium Shoe | Cyclical Redecoration - Downpipe:Refix Loose Cast Aluminium Shoe, unit of measure NO | Cyclical Redecoration-CR601336 | Y | Y | Y | Y | Y
M3NHFScheduleOfRatesCode | Cyclical Redecoration/Downpipe:Remake Cast Aluminium Joints | Cyclical Redecoration - Downpipe:Remake Cast Aluminium Joints, unit of measure IT | Cyclical Redecoration-CR601338 | Y | Y | Y | Y | Y
M3NHFScheduleOfRatesCode | Cyclical Redecoration/Downpipe:Renew Upto 100Mm Cast Iron Pipe | Cyclical Redecoration - Downpipe:Renew Upto 100Mm Cast Iron Pipe, unit of measure IT | Cyclical Redecoration-CR601504 | Y | Y | Y | Y | Y
M3NHFScheduleOfRatesCode | Cyclical Redecoration/Downpipe:Remove And Refix Cast Iron Complete | Cyclical Redecoration - Downpipe:Remove And Refix Cast Iron Complete, unit of measure LM | Cyclical Redecoration-CR601506 | Y | Y | Y | Y | Y
M3NHFScheduleOfRatesCode | Cyclical Redecoration/Downpipe:Renew Cast Iron Pipe Bracket | Cyclical Redecoration - Downpipe:Renew Cast Iron Pipe Bracket, unit of measure NO | Cyclical Redecoration-CR601508 | Y | Y | Y | Y | Y
M3NHFScheduleOfRatesCode | Cyclical Redecoration/Downpipe:Refix Loose Cast Iron Bracket | Cyclical Redecoration - Downpipe:Refix Loose Cast Iron Bracket, unit of measure NO | Cyclical Redecoration-CR601510 | Y | Y | Y | Y | Y
M3NHFScheduleOfRatesCode | Cyclical Redecoration/Downpipe:Remake Cast Iron Joints | Cyclical Redecoration - Downpipe:Remake Cast Iron Joints, unit of measure IT | Cyclical Redecoration-CR601512 | Y | Y | Y | Y | Y
M3NHFScheduleOfRatesCode | Cyclical Redecoration/Gutter:Renew Ne 112Mm Pvcu Complete | Cyclical Redecoration - Gutter:Renew Ne 112Mm Pvcu Complete, unit of measure LM | Cyclical Redecoration-CR603101 | Y | Y | Y | Y | Y
M3NHFScheduleOfRatesCode | Cyclical Redecoration/Gutter:Renew 150Mm Pvcu Complete | Cyclical Redecoration - Gutter:Renew 150Mm Pvcu Complete, unit of measure LM | Cyclical Redecoration-CR603103 | Y | Y | Y | Y | Y
M3NHFScheduleOfRatesCode | Cyclical Redecoration/Gutter:Renew Ne 112Mm Pvcu | Cyclical Redecoration - Gutter:Renew Ne 112Mm Pvcu, unit of measure LM | Cyclical Redecoration-CR603105 | Y | Y | Y | Y | Y
M3NHFScheduleOfRatesCode | Cyclical Redecoration/Gutter:Renew 150Mm Pvcu | Cyclical Redecoration - Gutter:Renew 150Mm Pvcu, unit of measure LM | Cyclical Redecoration-CR603107 | Y | Y | Y | Y | Y
M3NHFScheduleOfRatesCode | Cyclical Redecoration/Gutter:Realign Pvcu Gutter | Cyclical Redecoration - Gutter:Realign Pvcu Gutter, unit of measure LM | Cyclical Redecoration-CR603109 | Y | Y | Y | Y | Y
M3NHFScheduleOfRatesCode | Cyclical Redecoration/Gutter:Renew Pvcu Stop End | Cyclical Redecoration - Gutter:Renew Pvcu Stop End, unit of measure NO | Cyclical Redecoration-CR603111 | Y | Y | Y | Y | Y
M3NHFScheduleOfRatesCode | Cyclical Redecoration/Gutter:Renew Pvcu Outlet | Cyclical Redecoration - Gutter:Renew Pvcu Outlet, unit of measure NO | Cyclical Redecoration-CR603115 | Y | Y | Y | Y | Y
M3NHFScheduleOfRatesCode | Cyclical Redecoration/Gutter:Renew Pvcu Angle | Cyclical Redecoration - Gutter:Renew Pvcu Angle, unit of measure NO | Cyclical Redecoration-CR603119 | Y | Y | Y | Y | Y
M3NHFScheduleOfRatesCode | Cyclical Redecoration/Gutter:Renew Pvcu Union | Cyclical Redecoration - Gutter:Renew Pvcu Union, unit of measure NO | Cyclical Redecoration-CR603123 | Y | Y | Y | Y | Y
M3NHFScheduleOfRatesCode | Cyclical Redecoration/Gutter:Renew Pvcu Bracket | Cyclical Redecoration - Gutter:Renew Pvcu Bracket, unit of measure NO | Cyclical Redecoration-CR603127 | Y | Y | Y | Y | Y
M3NHFScheduleOfRatesCode | Cyclical Redecoration/Gutter:Take Down And Refix Pvcu Outlet | Cyclical Redecoration - Gutter:Take Down And Refix Pvcu Outlet, unit of measure NO | Cyclical Redecoration-CR603131 | Y | Y | Y | Y | Y
M3NHFScheduleOfRatesCode | Cyclical Redecoration/Gutter:Remake Pvcu Joint | Cyclical Redecoration - Gutter:Remake Pvcu Joint, unit of measure NO | Cyclical Redecoration-CR603133 | Y | Y | Y | Y | Y
M3NHFScheduleOfRatesCode | Cyclical Redecoration/Gutter:Renew In Cast Iron Complete | Cyclical Redecoration - Gutter:Renew In Cast Iron Complete, unit of measure LM | Cyclical Redecoration-CR603302 | Y | Y | Y | Y | Y
M3NHFScheduleOfRatesCode | Cyclical Redecoration/Gutter:Renew Length Of Cast Iron | Cyclical Redecoration - Gutter:Renew Length Of Cast Iron, unit of measure LM | Cyclical Redecoration-CR603304 | Y | Y | Y | Y | Y
M3NHFScheduleOfRatesCode | Cyclical Redecoration/Gutter:Realign Cast Iron Gutter | Cyclical Redecoration - Gutter:Realign Cast Iron Gutter, unit of measure LM | Cyclical Redecoration-CR603306 | Y | Y | Y | Y | Y
M3NHFScheduleOfRatesCode | Cyclical Redecoration/Gutter:Renew Cast Iron Stop End | Cyclical Redecoration - Gutter:Renew Cast Iron Stop End, unit of measure NO | Cyclical Redecoration-CR603308 | Y | Y | Y | Y | Y
M3NHFScheduleOfRatesCode | Cyclical Redecoration/Gutter:Renew Cast Iron Outlet | Cyclical Redecoration - Gutter:Renew Cast Iron Outlet, unit of measure NO | Cyclical Redecoration-CR603310 | Y | Y | Y | Y | Y
M3NHFScheduleOfRatesCode | Cyclical Redecoration/Gutter:Renew In Cast Iron Angle | Cyclical Redecoration - Gutter:Renew In Cast Iron Angle, unit of measure NO | Cyclical Redecoration-CR603312 | Y | Y | Y | Y | Y
M3NHFScheduleOfRatesCode | Cyclical Redecoration/Gutter:Renew In Cast Iron Union | Cyclical Redecoration - Gutter:Renew In Cast Iron Union, unit of measure NO | Cyclical Redecoration-CR603314 | Y | Y | Y | Y | Y
M3NHFScheduleOfRatesCode | Cyclical Redecoration/Gutter:Renew Cast Iron Bracket | Cyclical Redecoration - Gutter:Renew Cast Iron Bracket, unit of measure NO | Cyclical Redecoration-CR603316 | Y | Y | Y | Y | Y
M3NHFScheduleOfRatesCode | Cyclical Redecoration/Gutter:Take Down And Refix Cast Iron Outlet | Cyclical Redecoration - Gutter:Take Down And Refix Cast Iron Outlet, unit of measure NO | Cyclical Redecoration-CR603318 | Y | Y | Y | Y | Y
M3NHFScheduleOfRatesCode | Cyclical Redecoration/Gutter:Remake Cast Iron Joints | Cyclical Redecoration - Gutter:Remake Cast Iron Joints, unit of measure NO | Cyclical Redecoration-CR603320 | Y | Y | Y | Y | Y
M3NHFScheduleOfRatesCode | Cyclical Redecoration/Gutter:Renew Ne 113Mm Cast Aluminium Complete | Cyclical Redecoration - Gutter:Renew Ne 113Mm Cast Aluminium Complete, unit of measure LM | Cyclical Redecoration-CR603502 | Y | Y | Y | Y | Y
M3NHFScheduleOfRatesCode | Cyclical Redecoration/Gutter:Renew 125Mm Cast Aluminium Complete | Cyclical Redecoration - Gutter:Renew 125Mm Cast Aluminium Complete, unit of measure LM | Cyclical Redecoration-CR603504 | Y | Y | Y | Y | Y
M3NHFScheduleOfRatesCode | Cyclical Redecoration/Gutter:Renew Ne 113Mm Cast Aluminium | Cyclical Redecoration - Gutter:Renew Ne 113Mm Cast Aluminium, unit of measure LM | Cyclical Redecoration-CR603506 | Y | Y | Y | Y | Y
M3NHFScheduleOfRatesCode | Cyclical Redecoration/Gutter:Renew 125Mm Cast Aluminium | Cyclical Redecoration - Gutter:Renew 125Mm Cast Aluminium, unit of measure LM | Cyclical Redecoration-CR603508 | Y | Y | Y | Y | Y
M3NHFScheduleOfRatesCode | Cyclical Redecoration/Gutter:Realign Cast Aluminium Gutter | Cyclical Redecoration - Gutter:Realign Cast Aluminium Gutter, unit of measure LM | Cyclical Redecoration-CR603510 | Y | Y | Y | Y | Y
M3NHFScheduleOfRatesCode | Cyclical Redecoration/Gutter:Renew Cast Aluminium Stop End | Cyclical Redecoration - Gutter:Renew Cast Aluminium Stop End, unit of measure NO | Cyclical Redecoration-CR603512 | Y | Y | Y | Y | Y
M3NHFScheduleOfRatesCode | Cyclical Redecoration/Gutter:Renew Cast Aluminium Outlet | Cyclical Redecoration - Gutter:Renew Cast Aluminium Outlet, unit of measure NO | Cyclical Redecoration-CR603514 | Y | Y | Y | Y | Y
M3NHFScheduleOfRatesCode | Cyclical Redecoration/Gutter:Renew Cast Aluminium Angle | Cyclical Redecoration - Gutter:Renew Cast Aluminium Angle, unit of measure NO | Cyclical Redecoration-CR603516 | Y | Y | Y | Y | Y
M3NHFScheduleOfRatesCode | Cyclical Redecoration/Gutter:Renew Cast Aluminium Union | Cyclical Redecoration - Gutter:Renew Cast Aluminium Union, unit of measure NO | Cyclical Redecoration-CR603518 | Y | Y | Y | Y | Y
M3NHFScheduleOfRatesCode | Cyclical Redecoration/Gutter:Renew Cast Aluminium Bracket | Cyclical Redecoration - Gutter:Renew Cast Aluminium Bracket, unit of measure NO | Cyclical Redecoration-CR603520 | Y | Y | Y | Y | Y
M3NHFScheduleOfRatesCode | Cyclical Redecoration/Gutter:Take Down And Refix Cast Aluminium Outlet | Cyclical Redecoration - Gutter:Take Down And Refix Cast Aluminium Outlet, unit of measure NO | Cyclical Redecoration-CR603522 | Y | Y | Y | Y | Y
M3NHFScheduleOfRatesCode | Cyclical Redecoration/Gutter:Remake Cast Aluminium Joints | Cyclical Redecoration - Gutter:Remake Cast Aluminium Joints, unit of measure NO | Cyclical Redecoration-CR603524 | Y | Y | Y | Y | Y
M3NHFScheduleOfRatesCode | Cyclical Redecoration/Gutter:Remake Joint - Seamless Gutter | Cyclical Redecoration - Gutter:Remake Joint - Seamless Gutter, unit of measure NO | Cyclical Redecoration-CR603701 | Y | Y | Y | Y | Y
M3NHFScheduleOfRatesCode | Cyclical Redecoration/Gutter:Remake Seamless Joint To Downpipe | Cyclical Redecoration - Gutter:Remake Seamless Joint To Downpipe, unit of measure NO | Cyclical Redecoration-CR603703 | Y | Y | Y | Y | Y
M3NHFScheduleOfRatesCode | Cyclical Redecoration/Gutter:Refix Or Renew Bracket To Seamless | Cyclical Redecoration - Gutter:Refix Or Renew Bracket To Seamless, unit of measure NO | Cyclical Redecoration-CR603705 | Y | Y | Y | Y | Y
M3NHFScheduleOfRatesCode | Cyclical Redecoration/Gutter:Realign Seamless Metal Gutter | Cyclical Redecoration - Gutter:Realign Seamless Metal Gutter, unit of measure LM | Cyclical Redecoration-CR603715 | Y | Y | Y | Y | Y
M3NHFScheduleOfRatesCode | Cyclical Redecoration/Downpipe:Clear Blockage Ne 2 Storey | Cyclical Redecoration - Downpipe:Clear Blockage Ne 2 Storey, unit of measure IT | Cyclical Redecoration-CR603901 | Y | Y | Y | Y | Y
M3NHFScheduleOfRatesCode | Cyclical Redecoration/Downpipe:Clear Blockage 2 To 4 Storey | Cyclical Redecoration - Downpipe:Clear Blockage 2 To 4 Storey, unit of measure IT | Cyclical Redecoration-CR603902 | Y | Y | Y | Y | Y
M3NHFScheduleOfRatesCode | Cyclical Redecoration/Gutter:Clean And Flush Out Per Elevation | Cyclical Redecoration - Gutter:Clean And Flush Out Per Elevation, unit of measure IT | Cyclical Redecoration-CR603903 | Y | Y | Y | Y | Y
M3NHFScheduleOfRatesCode | Cyclical Redecoration/Hopper:Clear Out Blocked Hopper Head | Cyclical Redecoration - Hopper:Clear Out Blocked Hopper Head, unit of measure NO | Cyclical Redecoration-CR603905 | Y | Y | Y | Y | Y
M3NHFScheduleOfRatesCode | Cyclical Redecoration/Flat Roof Outlet:Clear Blocked | Cyclical Redecoration - Flat Roof Outlet:Clear Blocked, unit of measure IT | Cyclical Redecoration-CR603907 | Y | Y | Y | Y | Y
M3NHFScheduleOfRatesCode | Cyclical Redecoration/Stack:Renew External Pvcu Complete Ne 2 Storey | Cyclical Redecoration - Stack:Renew External Pvcu Complete Ne 2 Storey, unit of measure IT | Cyclical Redecoration-CR610101 | Y | Y | Y | Y | Y
M3NHFScheduleOfRatesCode | Cyclical Redecoration/Stack:Renew External Pvcu Complete 2 To 4 Storey | Cyclical Redecoration - Stack:Renew External Pvcu Complete 2 To 4 Storey, unit of measure IT | Cyclical Redecoration-CR610103 | Y | Y | Y | Y | Y
M3NHFScheduleOfRatesCode | Cyclical Redecoration/Stack:Renew External 110Mm Pvcu Soil Stack | Cyclical Redecoration - Stack:Renew External 110Mm Pvcu Soil Stack, unit of measure LM | Cyclical Redecoration-CR610105 | Y | Y | Y | Y | Y
M3NHFScheduleOfRatesCode | Cyclical Redecoration/Stack:Renew External Pvcu Soil Stack Bracket | Cyclical Redecoration - Stack:Renew External Pvcu Soil Stack Bracket, unit of measure NO | Cyclical Redecoration-CR610107 | Y | Y | Y | Y | Y
M3NHFScheduleOfRatesCode | Cyclical Redecoration/Stack:Renew External Pvcu Wc Branch Pipe | Cyclical Redecoration - Stack:Renew External Pvcu Wc Branch Pipe, unit of measure NO | Cyclical Redecoration-CR610109 | Y | Y | Y | Y | Y
M3NHFScheduleOfRatesCode | Cyclical Redecoration/Stack:Renew External Pvcu Offset | Cyclical Redecoration - Stack:Renew External Pvcu Offset, unit of measure NO | Cyclical Redecoration-CR610111 | Y | Y | Y | Y | Y
M3NHFScheduleOfRatesCode | Cyclical Redecoration/Stack:Renew External Pvcu Junction | Cyclical Redecoration - Stack:Renew External Pvcu Junction, unit of measure NO | Cyclical Redecoration-CR610113 | Y | Y | Y | Y | Y
M3NHFScheduleOfRatesCode | Cyclical Redecoration/Stack:Renew External Pvcu Access Bend | Cyclical Redecoration - Stack:Renew External Pvcu Access Bend, unit of measure NO | Cyclical Redecoration-CR610115 | Y | Y | Y | Y | Y
M3NHFScheduleOfRatesCode | Cyclical Redecoration/Stack:Renew External Pvcu Access Pipe | Cyclical Redecoration - Stack:Renew External Pvcu Access Pipe, unit of measure NO | Cyclical Redecoration-CR610117 | Y | Y | Y | Y | Y
M3NHFScheduleOfRatesCode | Cyclical Redecoration/Stack:Renew External Pvcu Vent Terminal | Cyclical Redecoration - Stack:Renew External Pvcu Vent Terminal, unit of measure NO | Cyclical Redecoration-CR610119 | Y | Y | Y | Y | Y
M3NHFScheduleOfRatesCode | Cyclical Redecoration/Stack:Renew External Pvcu Double Socket | Cyclical Redecoration - Stack:Renew External Pvcu Double Socket, unit of measure NO | Cyclical Redecoration-CR610121 | Y | Y | Y | Y | Y
M3NHFScheduleOfRatesCode | Cyclical Redecoration/Stack:Renew External Pvcu Drain Connector | Cyclical Redecoration - Stack:Renew External Pvcu Drain Connector, unit of measure NO | Cyclical Redecoration-CR610123 | Y | Y | Y | Y | Y
M3NHFScheduleOfRatesCode | Cyclical Redecoration/Stack:Renew External Pvcu 110Mm Boss Connector | Cyclical Redecoration - Stack:Renew External Pvcu 110Mm Boss Connector, unit of measure NO | Cyclical Redecoration-CR610125 | Y | Y | Y | Y | Y
M3NHFScheduleOfRatesCode | Cyclical Redecoration/Stack:Renew External Pvcu Boss Adaptor | Cyclical Redecoration - Stack:Renew External Pvcu Boss Adaptor, unit of measure NO | Cyclical Redecoration-CR610127 | Y | Y | Y | Y | Y
M3NHFScheduleOfRatesCode | Cyclical Redecoration/Stack:Repair Fracture On External Pvcu At Slab | Cyclical Redecoration - Stack:Repair Fracture On External Pvcu At Slab, unit of measure IT | Cyclical Redecoration-CR610129 | Y | Y | Y | Y | Y
M3NHFScheduleOfRatesCode | Cyclical Redecoration/Stack:Access Cover To Existing External Pvcu | Cyclical Redecoration - Stack:Access Cover To Existing External Pvcu, unit of measure IT | Cyclical Redecoration-CR610131 | Y | Y | Y | Y | Y
M3NHFScheduleOfRatesCode | Cyclical Redecoration/Pipe:Remove Redundant Soil And Vent | Cyclical Redecoration - Pipe:Remove Redundant Soil And Vent, unit of measure NO | Cyclical Redecoration-CR610135 | Y
M3NHFScheduleOfRatesCode | Cyclical Redecoration/Stack:Renew Ne 150Mm Cast Iron Ne 2M | Cyclical Redecoration - Stack:Renew Ne 150Mm Cast Iron Ne 2M, unit of measure NO | Cyclical Redecoration-CR610502 | Y | Y | Y | Y | Y
M3NHFScheduleOfRatesCode | Cyclical Redecoration/Stack:Remake Joint To Cast Iron Stack | Cyclical Redecoration - Stack:Remake Joint To Cast Iron Stack, unit of measure NO | Cyclical Redecoration-CR610503 | Y | Y | Y | Y | Y
M3NHFScheduleOfRatesCode | Cyclical Redecoration/Stack:Renew Cast Iron Offset | Cyclical Redecoration - Stack:Renew Cast Iron Offset, unit of measure NO | Cyclical Redecoration-CR610506 | Y | Y | Y | Y | Y
M3NHFScheduleOfRatesCode | Cyclical Redecoration/Stack:Renew Cast Iron Branch | Cyclical Redecoration - Stack:Renew Cast Iron Branch, unit of measure NO | Cyclical Redecoration-CR610508 | Y | Y | Y | Y | Y
M3NHFScheduleOfRatesCode | Cyclical Redecoration/Waste:Renew 32Mm Pipe And Trap Basin | Cyclical Redecoration - Waste:Renew 32Mm Pipe And Trap Basin, unit of measure NO | Cyclical Redecoration-CR620101 | Y | Y | Y | Y | Y
M3NHFScheduleOfRatesCode | Cyclical Redecoration/Waste:Renew 40Mm Pipe And Trap Sink | Cyclical Redecoration - Waste:Renew 40Mm Pipe And Trap Sink, unit of measure NO | Cyclical Redecoration-CR620103 | Y | Y | Y | Y | Y
M3NHFScheduleOfRatesCode | Cyclical Redecoration/Waste:Renew 40Mm Pipe And Trap Bath | Cyclical Redecoration - Waste:Renew 40Mm Pipe And Trap Bath, unit of measure NO | Cyclical Redecoration-CR620105 | Y | Y | Y | Y | Y
M3NHFScheduleOfRatesCode | Cyclical Redecoration/Waste:Renew 40Mm Pipe And Trap Shower | Cyclical Redecoration - Waste:Renew 40Mm Pipe And Trap Shower, unit of measure NO | Cyclical Redecoration-CR620107 | Y | Y | Y | Y | Y
M3NHFScheduleOfRatesCode | Cyclical Redecoration/Waste:Renew Ne 40Mm Bend Or Connector | Cyclical Redecoration - Waste:Renew Ne 40Mm Bend Or Connector, unit of measure NO | Cyclical Redecoration-CR620109 | Y | Y | Y | Y | Y
M3NHFScheduleOfRatesCode | Cyclical Redecoration/Waste:Renew Ne 40Mm Tee | Cyclical Redecoration - Waste:Renew Ne 40Mm Tee, unit of measure NO | Cyclical Redecoration-CR620111 | Y | Y | Y | Y | Y
M3NHFScheduleOfRatesCode | Cyclical Redecoration/Waste:Renew Leaking Joint | Cyclical Redecoration - Waste:Renew Leaking Joint, unit of measure NO | Cyclical Redecoration-CR620113 | Y | Y | Y | Y | Y
M3NHFScheduleOfRatesCode | Cyclical Redecoration/Waste:Renew Plastic Pipe Clip | Cyclical Redecoration - Waste:Renew Plastic Pipe Clip, unit of measure NO | Cyclical Redecoration-CR620115 | Y | Y | Y | Y | Y
M3NHFScheduleOfRatesCode | Cyclical Redecoration/Pipe:Remove Redundant Waste | Cyclical Redecoration - Pipe:Remove Redundant Waste, unit of measure NO | Cyclical Redecoration-CR620139 | Y
M3NHFScheduleOfRatesCode | Cyclical Redecoration/Waste:Repair Leak On Copper Waste | Cyclical Redecoration - Waste:Repair Leak On Copper Waste, unit of measure NO | Cyclical Redecoration-CR620307 | Y | Y | Y | Y | Y
M3NHFScheduleOfRatesCode | Cyclical Redecoration/Stack:Clear Blockage Ne 2 Storey | Cyclical Redecoration - Stack:Clear Blockage Ne 2 Storey, unit of measure IT | Cyclical Redecoration-CR620501 | Y | Y | Y | Y | Y
M3NHFScheduleOfRatesCode | Cyclical Redecoration/Stack:Clear Blockage 2-4 Storey | Cyclical Redecoration - Stack:Clear Blockage 2-4 Storey, unit of measure IT | Cyclical Redecoration-CR620503 | Y | Y | Y | Y | Y
M3NHFScheduleOfRatesCode | Cyclical Redecoration/Bath:Clear Blockage To Waste | Cyclical Redecoration - Bath:Clear Blockage To Waste, unit of measure NO | Cyclical Redecoration-CR620505 | Y | Y | Y | Y | Y
M3NHFScheduleOfRatesCode | Cyclical Redecoration/Basin Or Sink:Clear Blockage | Cyclical Redecoration - Basin Or Sink:Clear Blockage, unit of measure NO | Cyclical Redecoration-CR620507 | Y | Y | Y | Y | Y
M3NHFScheduleOfRatesCode | Cyclical Redecoration/Handrail:Supply Proprietary To Wall | Cyclical Redecoration - Handrail:Supply Proprietary To Wall, unit of measure LM | Cyclical Redecoration-CR943001 | Y | Y | Y | Y | Y
M3NHFScheduleOfRatesCode | Cyclical Redecoration/Balustrade:Supply And Fix Proprietary 1.1M High | Cyclical Redecoration - Balustrade:Supply And Fix Proprietary 1.1M High, unit of measure LM | Cyclical Redecoration-CR943005 | Y | Y | Y | Y | Y
M3NHFScheduleOfRatesCode | Cyclical Redecoration/Handrail:Supply And Fix Mopstick On Brackets | Cyclical Redecoration - Handrail:Supply And Fix Mopstick On Brackets, unit of measure LM | Cyclical Redecoration-CR943009 | Y | Y | Y | Y | Y
M3NHFScheduleOfRatesCode | Cyclical Redecoration/Handrail:Supply And Fix Kee Klamp To Wall | Cyclical Redecoration - Handrail:Supply And Fix Kee Klamp To Wall, unit of measure LM | Cyclical Redecoration-CR943017 | Y | Y | Y | Y | Y
M3NHFScheduleOfRatesCode | Cyclical Redecoration/Balustrade:Supply And Fix Kee Klamp Disabled | Cyclical Redecoration - Balustrade:Supply And Fix Kee Klamp Disabled, unit of measure LM | Cyclical Redecoration-CR943019 | Y | Y | Y | Y | Y
M3NHFScheduleOfRatesCode | Cyclical Redecoration/Window:Relocate Any Window Fitting | Cyclical Redecoration - Window:Relocate Any Window Fitting, unit of measure NO | Cyclical Redecoration-CR975001 | Y | Y | Y | Y | Y
M3NHFScheduleOfRatesCode | Cyclical Redecoration/Window:Replace With Extended Arm Stay | Cyclical Redecoration - Window:Replace With Extended Arm Stay, unit of measure NO | Cyclical Redecoration-CR975003 | Y | Y | Y | Y | Y
M3NHFScheduleOfRatesCode | Cyclical Redecoration/Window:Supply And Fix Teleflex Gear | Cyclical Redecoration - Window:Supply And Fix Teleflex Gear, unit of measure NO | Cyclical Redecoration-CR975005 | Y | Y | Y | Y | Y
M3NHFScheduleOfRatesCode | Cyclical Redecoration/Window:Supply And Fix Chain Drive Handle | Cyclical Redecoration - Window:Supply And Fix Chain Drive Handle, unit of measure NO | Cyclical Redecoration-CR975007 | Y | Y | Y | Y | Y
M3NHFScheduleOfRatesCode | Cyclical Redecoration/Door:Supply And Fix Kicking Plate 300Mm | Cyclical Redecoration - Door:Supply And Fix Kicking Plate 300Mm, unit of measure NO | Cyclical Redecoration-CR980001 | Y | Y | Y | Y | Y
M3NHFScheduleOfRatesCode | Cyclical Redecoration/Door:Replace Knobset With Lever Handles | Cyclical Redecoration - Door:Replace Knobset With Lever Handles, unit of measure IT | Cyclical Redecoration-CR980003 | Y | Y | Y | Y | Y
M3NHFScheduleOfRatesCode | Cyclical Redecoration/Door:Change To Two Way Operation | Cyclical Redecoration - Door:Change To Two Way Operation, unit of measure IT | Cyclical Redecoration-CR980005 | Y | Y | Y | Y | Y
M3NHFScheduleOfRatesCode | Cyclical Redecoration/Door:Change Inward To Out Opening | Cyclical Redecoration - Door:Change Inward To Out Opening, unit of measure IT | Cyclical Redecoration-CR980007 | Y | Y | Y | Y | Y
M3NHFScheduleOfRatesCode | Cyclical Redecoration/Angle Trim:Fix Saa Angle Trim | Cyclical Redecoration - Angle Trim:Fix Saa Angle Trim, unit of measure NO | Cyclical Redecoration-CR980009 | Y | Y | Y | Y | Y
M3NHFScheduleOfRatesCode | Cyclical Redecoration/Ramp:Construct Concrete Ramp | Cyclical Redecoration - Ramp:Construct Concrete Ramp, unit of measure LM | Cyclical Redecoration-CR985001 | Y | Y | Y | Y | Y
M3NHFScheduleOfRatesCode | Cyclical Redecoration/Disabled Ramp:Construct Timber Ramp | Cyclical Redecoration - Disabled Ramp:Construct Timber Ramp, unit of measure LM | Cyclical Redecoration-CR985003 | Y | Y | Y | Y | Y
M3NHFScheduleOfRatesCode | Cyclical Redecoration/Step:Form Half Step-Concrete | Cyclical Redecoration - Step:Form Half Step-Concrete, unit of measure IT | Cyclical Redecoration-CR985501 | Y | Y | Y | Y | Y
M3NHFScheduleOfRatesCode | Cyclical Redecoration/Step:Form Half Step-Timber/Ply | Cyclical Redecoration - Step:Form Half Step-Timber/Ply, unit of measure IT | Cyclical Redecoration-CR985503 | Y | Y | Y | Y | Y
M3NHFScheduleOfRatesCode | Cyclical Redecoration/Threshold:Remove For Access | Cyclical Redecoration - Threshold:Remove For Access, unit of measure NO | Cyclical Redecoration-CR986001 | Y | Y | Y | Y | Y
M3NHFScheduleOfRatesCode | Cyclical Redecoration/Threshold:Form Ramp For Wheelchair | Cyclical Redecoration - Threshold:Form Ramp For Wheelchair, unit of measure IT | Cyclical Redecoration-CR986003 | Y | Y | Y | Y | Y
M3NHFScheduleOfRatesCode | Disabled Adaptations/Lining To Shower Rooms:Install 19Mm Wbp | Disabled Adaptations - Lining To Shower Rooms:Install 19Mm Wbp, unit of measure SM | Disabled Adaptations-DA350013 | Y
M3NHFScheduleOfRatesCode | Disabled Adaptations/Lining To Shower Rooms:Inst Proprietary For Tiling | Disabled Adaptations - Lining To Shower Rooms:Inst Proprietary For Tiling, unit of measure SM | Disabled Adaptations-DA350015 | Y
M3NHFScheduleOfRatesCode | Disabled Adaptations/Lining To Shower Rooms:Install Proprietary Acrylic | Disabled Adaptations - Lining To Shower Rooms:Install Proprietary Acrylic, unit of measure SM | Disabled Adaptations-DA350017 | Y
M3NHFScheduleOfRatesCode | Disabled Adaptations/Panelling:Renew In Self Finished | Disabled Adaptations - Panelling:Renew In Self Finished, unit of measure SM | Disabled Adaptations-DA350051 | Y
M3NHFScheduleOfRatesCode | Disabled Adaptations/Panelling:Renew In Waterproof Self Finished | Disabled Adaptations - Panelling:Renew In Waterproof Self Finished, unit of measure SM | Disabled Adaptations-DA350053 | Y
M3NHFScheduleOfRatesCode | Disabled Adaptations/Wall:Dry Line Ne 12.5Mm Plasterboard Skim | Disabled Adaptations - Wall:Dry Line Ne 12.5Mm Plasterboard Skim, unit of measure SM | Disabled Adaptations-DA427004 | Y
M3NHFScheduleOfRatesCode | Disabled Adaptations/Sink:Disconnect And Remove | Disabled Adaptations - Sink:Disconnect And Remove, unit of measure IT | Disabled Adaptations-DA630149 | Y
M3NHFScheduleOfRatesCode | Disabled Adaptations/Wc Suite:Remove Complete | Disabled Adaptations - Wc Suite:Remove Complete, unit of measure NO | Disabled Adaptations-DA630514 | Y
M3NHFScheduleOfRatesCode | Disabled Adaptations/Disabled Shower:Install 9.5 Kw Complete | Disabled Adaptations - Disabled Shower:Install 9.5 Kw Complete, unit of measure IT | Disabled Adaptations-DA830024 | Y
M3NHFScheduleOfRatesCode | Disabled Adaptations/Stairlift:Obtain Quote And Attend | Disabled Adaptations - Stairlift:Obtain Quote And Attend, unit of measure IT | Disabled Adaptations-DA910001 | Y | Y | Y | Y | Y
M3NHFScheduleOfRatesCode | Disabled Adaptations/Stairlift:Install Fused Spur | Disabled Adaptations - Stairlift:Install Fused Spur, unit of measure NO | Disabled Adaptations-DA910003 | Y | Y | Y | Y | Y
M3NHFScheduleOfRatesCode | Disabled Adaptations/Stairlift:Install Fused Spur And Way | Disabled Adaptations - Stairlift:Install Fused Spur And Way, unit of measure NO | Disabled Adaptations-DA910005 | Y | Y | Y | Y | Y
M3NHFScheduleOfRatesCode | Disabled Adaptations/Stairlift:Remove To Store | Disabled Adaptations - Stairlift:Remove To Store, unit of measure NO | Disabled Adaptations-DA910021 | Y | Y | Y | Y | Y
M3NHFScheduleOfRatesCode | Disabled Adaptations/Consumer Unit:Reposition | Disabled Adaptations - Consumer Unit:Reposition, unit of measure IT | Disabled Adaptations-DA921001 | Y | Y | Y | Y | Y
M3NHFScheduleOfRatesCode | Disabled Adaptations/Ccu:Install Ne 4 Way Unit For Shower | Disabled Adaptations - Ccu:Install Ne 4 Way Unit For Shower, unit of measure NO | Disabled Adaptations-DA921011 |  | Y | Y | Y | Y
M3NHFScheduleOfRatesCode | Disabled Adaptations/Ccu:Renew Ne 6 Way Moulded Metalclad Unit | Disabled Adaptations - Ccu:Renew Ne 6 Way Moulded Metalclad Unit, unit of measure NO | Disabled Adaptations-DA921012 | Y | Y | Y | Y | Y
M3NHFScheduleOfRatesCode | Disabled Adaptations/Ccu:Renew 7 To 12 Way Moulded Unit | Disabled Adaptations - Ccu:Renew 7 To 12 Way Moulded Unit, unit of measure NO | Disabled Adaptations-DA921013 |  | Y | Y | Y | Y
M3NHFScheduleOfRatesCode | Disabled Adaptations/Ccu:Install Any Size Rcd New Meter Tails | Disabled Adaptations - Ccu:Install Any Size Rcd New Meter Tails, unit of measure NO | Disabled Adaptations-DA921021 | Y | Y | Y | Y | Y
M3NHFScheduleOfRatesCode | Disabled Adaptations/Ccu:Install Rcbo To Bathroom Circuits | Disabled Adaptations - Ccu:Install Rcbo To Bathroom Circuits, unit of measure IT | Disabled Adaptations-DA921022 | Y | Y | Y | Y | Y
M3NHFScheduleOfRatesCode | Disabled Adaptations/Ccu:Install Any Size Rcd | Disabled Adaptations - Ccu:Install Any Size Rcd, unit of measure NO | Disabled Adaptations-DA921023 | Y | Y | Y | Y | Y
M3NHFScheduleOfRatesCode | Disabled Adaptations/Ccu:Renew Any Size Mcb | Disabled Adaptations - Ccu:Renew Any Size Mcb, unit of measure NO | Disabled Adaptations-DA921025 | Y | Y | Y | Y | Y
M3NHFScheduleOfRatesCode | Disabled Adaptations/Ccu:Renew Ne 10 Way Moulded Split Load Unit | Disabled Adaptations - Ccu:Renew Ne 10 Way Moulded Split Load Unit, unit of measure NO | Disabled Adaptations-DA921051 |  | Y | Y | Y | Y
M3NHFScheduleOfRatesCode | Disabled Adaptations/Ccu:Renew 11 To 14 Way Moulded Split Load Unit | Disabled Adaptations - Ccu:Renew 11 To 14 Way Moulded Split Load Unit, unit of measure NO | Disabled Adaptations-DA921053 |  | Y | Y | Y | Y
M3NHFScheduleOfRatesCode | Disabled Adaptations/Ccu:Renew 1 Way Moulded Metalclad Unit | Disabled Adaptations - Ccu:Renew 1 Way Moulded Metalclad Unit, unit of measure NO | Disabled Adaptations-DA921060 | Y
M3NHFScheduleOfRatesCode | Disabled Adaptations/Ccu:Ren 11-14 Way Moulded Metaclad Split Load Unit | Disabled Adaptations - Ccu:Ren 11-14 Way Moulded Metaclad Split Load Unit, unit of measure NO | Disabled Adaptations-DA921062 | Y
M3NHFScheduleOfRatesCode | Disabled Adaptations/Ccu:Renew 2 Way Moulded Metalclad Unit | Disabled Adaptations - Ccu:Renew 2 Way Moulded Metalclad Unit, unit of measure NO | Disabled Adaptations-DA921064 | Y
M3NHFScheduleOfRatesCode | Disabled Adaptations/Ccu:Renew 7-12 Way Moulded Metalclad Unit | Disabled Adaptations - Ccu:Renew 7-12 Way Moulded Metalclad Unit, unit of measure NO | Disabled Adaptations-DA921066 | Y
M3NHFScheduleOfRatesCode | Disabled Adaptations/Ccu:Ren Ne10 Way Moulded Metalclad Split Load Unit | Disabled Adaptations - Ccu:Ren Ne10 Way Moulded Metalclad Split Load Unit, unit of measure NO | Disabled Adaptations-DA921068 | Y
M3NHFScheduleOfRatesCode | Disabled Adaptations/Ccu:Renew Ne 4 Way Moulded Metalclad Unit | Disabled Adaptations - Ccu:Renew Ne 4 Way Moulded Metalclad Unit, unit of measure NO | Disabled Adaptations-DA921070 | Y
M3NHFScheduleOfRatesCode | Disabled Adaptations/Socket:Raise Height-Mini Trunk Or Kit | Disabled Adaptations - Socket:Raise Height-Mini Trunk Or Kit, unit of measure IT | Disabled Adaptations-DA922001 | Y | Y | Y | Y | Y
M3NHFScheduleOfRatesCode | Disabled Adaptations/Socket:Lower Height-Mini Trunk Or Kit | Disabled Adaptations - Socket:Lower Height-Mini Trunk Or Kit, unit of measure IT | Disabled Adaptations-DA922005 | Y | Y | Y | Y | Y
M3NHFScheduleOfRatesCode | Disabled Adaptations/Socket:Convert Single To Double | Disabled Adaptations - Socket:Convert Single To Double, unit of measure NO | Disabled Adaptations-DA922007 | Y | Y | Y | Y | Y
M3NHFScheduleOfRatesCode | Disabled Adaptations/Cooker:Resite Panel | Disabled Adaptations - Cooker:Resite Panel, unit of measure IT | Disabled Adaptations-DA922011 | Y | Y | Y | Y | Y
M3NHFScheduleOfRatesCode | Disabled Adaptations/Handiplug:Supply | Disabled Adaptations - Handiplug:Supply, unit of measure NO | Disabled Adaptations-DA922501 | Y | Y | Y | Y | Y
M3NHFScheduleOfRatesCode | Disabled Adaptations/Switch:Replace With Wide Rocker | Disabled Adaptations - Switch:Replace With Wide Rocker, unit of measure NO | Disabled Adaptations-DA923001 | Y | Y | Y | Y | Y
M3NHFScheduleOfRatesCode | Disabled Adaptations/Switch:Lower Any Switch | Disabled Adaptations - Switch:Lower Any Switch, unit of measure IT | Disabled Adaptations-DA923003 | Y | Y | Y | Y | Y
M3NHFScheduleOfRatesCode | Disabled Adaptations/Switch:Renew Ceiling Pull Switch | Disabled Adaptations - Switch:Renew Ceiling Pull Switch, unit of measure NO | Disabled Adaptations-DA923005 | Y | Y | Y | Y | Y
M3NHFScheduleOfRatesCode | Disabled Adaptations/Switch:Lengthen Pull Cord | Disabled Adaptations - Switch:Lengthen Pull Cord, unit of measure NO | Disabled Adaptations-DA923007 | Y | Y | Y | Y | Y
M3NHFScheduleOfRatesCode | Disabled Adaptations/Thermostat:Lower Position | Disabled Adaptations - Thermostat:Lower Position, unit of measure IT | Disabled Adaptations-DA924001 | Y | Y | Y | Y | Y
M3NHFScheduleOfRatesCode | Disabled Adaptations/Heater:Renew 2.5Kw Fan Convector Heater | Disabled Adaptations - Heater:Renew 2.5Kw Fan Convector Heater, unit of measure NO | Disabled Adaptations-DA925001 | Y | Y | Y | Y | Y
M3NHFScheduleOfRatesCode | Disabled Adaptations/Heater:Renew Ne 3Kw Panel Heater | Disabled Adaptations - Heater:Renew Ne 3Kw Panel Heater, unit of measure NO | Disabled Adaptations-DA925011 | Y | Y | Y | Y | Y
M3NHFScheduleOfRatesCode | Disabled Adaptations/Heater:Renew 2Kw Wall Fan Heater | Disabled Adaptations - Heater:Renew 2Kw Wall Fan Heater, unit of measure NO | Disabled Adaptations-DA925021 | Y | Y | Y | Y | Y
M3NHFScheduleOfRatesCode | Disabled Adaptations/Heater:Supply Wall Mounted | Disabled Adaptations - Heater:Supply Wall Mounted, unit of measure NO | Disabled Adaptations-DA925023 | Y | Y | Y | Y | Y
M3NHFScheduleOfRatesCode | Disabled Adaptations/Door Entry:Remote Lock System | Disabled Adaptations - Door Entry:Remote Lock System, unit of measure IT | Disabled Adaptations-DA931001 | Y | Y | Y | Y | Y
M3NHFScheduleOfRatesCode | Disabled Adaptations/Door Entry:Supply And Fix Visual Aid | Disabled Adaptations - Door Entry:Supply And Fix Visual Aid, unit of measure IT | Disabled Adaptations-DA931003 | Y | Y | Y | Y | Y
M3NHFScheduleOfRatesCode | Disabled Adaptations/Telephone:Supply And Fix Visual Aid | Disabled Adaptations - Telephone:Supply And Fix Visual Aid, unit of measure IT | Disabled Adaptations-DA931005 | Y | Y | Y | Y | Y
M3NHFScheduleOfRatesCode | Disabled Adaptations/Door Entry:Renew Intercom Kit | Disabled Adaptations - Door Entry:Renew Intercom Kit, unit of measure NO | Disabled Adaptations-DA931007 | Y | Y | Y | Y | Y
M3NHFScheduleOfRatesCode | Disabled Adaptations/Door Entry:Install Extra Phone | Disabled Adaptations - Door Entry:Install Extra Phone, unit of measure NO | Disabled Adaptations-DA931009 | Y | Y | Y | Y | Y
M3NHFScheduleOfRatesCode | Disabled Adaptations/Smoke Detector:Install Visual Aid Type | Disabled Adaptations - Smoke Detector:Install Visual Aid Type, unit of measure NO | Disabled Adaptations-DA932001 | Y | Y | Y | Y | Y
M3NHFScheduleOfRatesCode | Disabled Adaptations/Smoke Detector:Install Visual Aid Vibrating Pads | Disabled Adaptations - Smoke Detector:Install Visual Aid Vibrating Pads, unit of measure NO | Disabled Adaptations-DA932002 | Y
M3NHFScheduleOfRatesCode | Disabled Adaptations/Smoke Detector:Install Battery Operated Type | Disabled Adaptations - Smoke Detector:Install Battery Operated Type, unit of measure NO | Disabled Adaptations-DA932003 | Y | Y | Y | Y | Y
M3NHFScheduleOfRatesCode | Disabled Adaptations/Smoke Detector:Renew With Visual Aid Type | Disabled Adaptations - Smoke Detector:Renew With Visual Aid Type, unit of measure NO | Disabled Adaptations-DA932004 | Y
M3NHFScheduleOfRatesCode | Disabled Adaptations/Smoke Detector:Install Mains Optical Type | Disabled Adaptations - Smoke Detector:Install Mains Optical Type, unit of measure NO | Disabled Adaptations-DA932005 | Y | Y | Y | Y | Y
M3NHFScheduleOfRatesCode | Disabled Adaptations/Smoke Detector:Install Mains Ionisation Type | Disabled Adaptations - Smoke Detector:Install Mains Ionisation Type, unit of measure NO | Disabled Adaptations-DA932007 | Y | Y | Y | Y | Y
M3NHFScheduleOfRatesCode | Disabled Adaptations/Smoke Detectors:Install Optical Ionisation System | Disabled Adaptations - Smoke Detectors:Install Optical Ionisation System, unit of measure IT | Disabled Adaptations-DA932009 | Y | Y | Y | Y | Y
M3NHFScheduleOfRatesCode | Disabled Adaptations/Smoke Detector:Install Additional Detector | Disabled Adaptations - Smoke Detector:Install Additional Detector, unit of measure NO | Disabled Adaptations-DA932011 | Y | Y | Y | Y | Y
M3NHFScheduleOfRatesCode | Disabled Adaptations/Fan:Renew Minimum 60Ltr Per Second | Disabled Adaptations - Fan:Renew Minimum 60Ltr Per Second, unit of measure NO | Disabled Adaptations-DA933001 | Y | Y | Y | Y | Y
M3NHFScheduleOfRatesCode | Disabled Adaptations/Fan:Renew Built In Wall Fan | Disabled Adaptations - Fan:Renew Built In Wall Fan, unit of measure NO | Disabled Adaptations-DA933003 | Y | Y | Y | Y | Y
M3NHFScheduleOfRatesCode | Disabled Adaptations/Fan:Renew 2 Speed Wall Or Duct Fan | Disabled Adaptations - Fan:Renew 2 Speed Wall Or Duct Fan, unit of measure NO | Disabled Adaptations-DA933005 | Y | Y | Y | Y | Y
M3NHFScheduleOfRatesCode | Disabled Adaptations/Fan:Renew Single Speed Wall Or Duct Fan | Disabled Adaptations - Fan:Renew Single Speed Wall Or Duct Fan, unit of measure NO | Disabled Adaptations-DA933007 | Y | Y | Y | Y | Y
M3NHFScheduleOfRatesCode | Disabled Adaptations/Fan:Renew In Line Duct Fan | Disabled Adaptations - Fan:Renew In Line Duct Fan, unit of measure NO | Disabled Adaptations-DA933009 | Y | Y | Y | Y | Y
M3NHFScheduleOfRatesCode | Disabled Adaptations/Fan:Renew Ceiling Or Duct Fan | Disabled Adaptations - Fan:Renew Ceiling Or Duct Fan, unit of measure NO | Disabled Adaptations-DA933011 | Y | Y | Y | Y | Y
M3NHFScheduleOfRatesCode | Disabled Adaptations/Fan:Renew Fire Damp Ceiling Or Duct Fan | Disabled Adaptations - Fan:Renew Fire Damp Ceiling Or Duct Fan, unit of measure NO | Disabled Adaptations-DA933013 | Y | Y | Y | Y | Y
M3NHFScheduleOfRatesCode | Disabled Adaptations/Fan:Renew Toilet Or Bathroom Fan | Disabled Adaptations - Fan:Renew Toilet Or Bathroom Fan, unit of measure NO | Disabled Adaptations-DA933015 | Y | Y | Y | Y | Y
M3NHFScheduleOfRatesCode | Disabled Adaptations/Fan:Install Low Voltage Transformer Type | Disabled Adaptations - Fan:Install Low Voltage Transformer Type, unit of measure NO | Disabled Adaptations-DA933016 | Y | Y | Y | Y | Y
M3NHFScheduleOfRatesCode | Disabled Adaptations/Fan:Renew With Low Voltage Transformer Type | Disabled Adaptations - Fan:Renew With Low Voltage Transformer Type, unit of measure NO | Disabled Adaptations-DA933018 | Y | Y | Y | Y | Y
M3NHFScheduleOfRatesCode | Disabled Adaptations/Fan:Renew 2 Speed Condensation Control | Disabled Adaptations - Fan:Renew 2 Speed Condensation Control, unit of measure NO | Disabled Adaptations-DA933021 | Y | Y | Y | Y | Y
M3NHFScheduleOfRatesCode | Disabled Adaptations/Fan:Renew Variable Speed Condensation Control | Disabled Adaptations - Fan:Renew Variable Speed Condensation Control, unit of measure NO | Disabled Adaptations-DA933023 | Y | Y | Y | Y | Y
M3NHFScheduleOfRatesCode | Disabled Adaptations/Fan:Renew Variable Speed Timer | Disabled Adaptations - Fan:Renew Variable Speed Timer, unit of measure NO | Disabled Adaptations-DA933025 | Y | Y | Y | Y | Y
M3NHFScheduleOfRatesCode | Disabled Adaptations/Fan:Install 2 Speed Condensation Control | Disabled Adaptations - Fan:Install 2 Speed Condensation Control, unit of measure NO | Disabled Adaptations-DA933027 | Y | Y | Y | Y | Y
M3NHFScheduleOfRatesCode | Disabled Adaptations/Fan:Overhaul Domestic Extract | Disabled Adaptations - Fan:Overhaul Domestic Extract, unit of measure NO | Disabled Adaptations-DA933031 | Y | Y | Y | Y | Y
M3NHFScheduleOfRatesCode | Disabled Adaptations/Cable:Supply To Shed | Disabled Adaptations - Cable:Supply To Shed, unit of measure LM | Disabled Adaptations-DA935001 | Y | Y | Y | Y | Y
M3NHFScheduleOfRatesCode | Disabled Adaptations/Power:Renew Spur Outlet Ground Floor Ne 10M | Disabled Adaptations - Power:Renew Spur Outlet Ground Floor Ne 10M, unit of measure NO | Disabled Adaptations-DA936001 | Y | Y | Y | Y | Y
M3NHFScheduleOfRatesCode | Disabled Adaptations/Power:Renew Spur Outlet Upper Floor Ne 10M | Disabled Adaptations - Power:Renew Spur Outlet Upper Floor Ne 10M, unit of measure NO | Disabled Adaptations-DA936003 | Y | Y | Y | Y | Y
M3NHFScheduleOfRatesCode | Disabled Adaptations/Power:Renew Socket Outlet-Ground Floor | Disabled Adaptations - Power:Renew Socket Outlet-Ground Floor, unit of measure NO | Disabled Adaptations-DA936005 | Y | Y | Y | Y | Y
M3NHFScheduleOfRatesCode | Disabled Adaptations/Power:Renew Socket Outlet-Upper Floor | Disabled Adaptations - Power:Renew Socket Outlet-Upper Floor, unit of measure NO | Disabled Adaptations-DA936007 | Y | Y | Y | Y | Y
M3NHFScheduleOfRatesCode | Disabled Adaptations/Light:Renew Ground Floor Circuit 1 Way | Disabled Adaptations - Light:Renew Ground Floor Circuit 1 Way, unit of measure NO | Disabled Adaptations-DA937001 | Y | Y | Y | Y | Y
M3NHFScheduleOfRatesCode | Disabled Adaptations/Light:Renew Ground Floor Circuit 2 Way | Disabled Adaptations - Light:Renew Ground Floor Circuit 2 Way, unit of measure NO | Disabled Adaptations-DA937003 | Y | Y | Y | Y | Y
M3NHFScheduleOfRatesCode | Disabled Adaptations/Light:Renew Flex Lampholder Rose | Disabled Adaptations - Light:Renew Flex Lampholder Rose, unit of measure NO | Disabled Adaptations-DA938003 | Y | Y | Y | Y | Y
M3NHFScheduleOfRatesCode | Disabled Adaptations/Light:Renew Batten Holder | Disabled Adaptations - Light:Renew Batten Holder, unit of measure NO | Disabled Adaptations-DA938005 | Y | Y | Y | Y | Y
M3NHFScheduleOfRatesCode | Disabled Adaptations/Light Fitting:Renew 2X8W Bulkhead Type | Disabled Adaptations - Light Fitting:Renew 2X8W Bulkhead Type, unit of measure NO | Disabled Adaptations-DA939001 | Y | Y | Y | Y | Y
M3NHFScheduleOfRatesCode | Disabled Adaptations/Light Fitting:Renew Single Fluorescent With Tube | Disabled Adaptations - Light Fitting:Renew Single Fluorescent With Tube, unit of measure NO | Disabled Adaptations-DA939003 | Y | Y | Y | Y | Y
M3NHFScheduleOfRatesCode | Disabled Adaptations/Light Fitting:Renew Double Fluorescent With Tubes | Disabled Adaptations - Light Fitting:Renew Double Fluorescent With Tubes, unit of measure NO | Disabled Adaptations-DA939005 | Y | Y | Y | Y | Y
M3NHFScheduleOfRatesCode | Disabled Adaptations/Ceiling Fitting:Supply 2D 16W Low Voltage | Disabled Adaptations - Ceiling Fitting:Supply 2D 16W Low Voltage, unit of measure NO | Disabled Adaptations-DA939007 | Y | Y | Y | Y | Y
M3NHFScheduleOfRatesCode | Disabled Adaptations/Ceiling Fitting:Supply 2D 28W Low Voltage | Disabled Adaptations - Ceiling Fitting:Supply 2D 28W Low Voltage, unit of measure NO | Disabled Adaptations-DA939009 | Y | Y | Y | Y | Y
M3NHFScheduleOfRatesCode | Disabled Adaptations/Bathroom Light Fitting:Renew With Sealed Unit | Disabled Adaptations - Bathroom Light Fitting:Renew With Sealed Unit, unit of measure NO | Disabled Adaptations-DA939011 | Y | Y | Y | Y | Y
M3NHFScheduleOfRatesCode | Disabled Adaptations/Earth:Cross Bond Plumbing | Disabled Adaptations - Earth:Cross Bond Plumbing, unit of measure IT | Disabled Adaptations-DA940001 | Y | Y | Y | Y | Y
M3NHFScheduleOfRatesCode | Disabled Adaptations/Earth:Cross Bond Bathroom/Wetroom | Disabled Adaptations - Earth:Cross Bond Bathroom/Wetroom, unit of measure IT | Disabled Adaptations-DA940010 | Y | Y | Y | Y | Y
M3NHFScheduleOfRatesCode | Disabled Adaptations/Earth:Renew Main Equipotential Bonding | Disabled Adaptations - Earth:Renew Main Equipotential Bonding, unit of measure IT | Disabled Adaptations-DA940019 | Y | Y | Y | Y | Y
M3NHFScheduleOfRatesCode | Disabled Adaptations/Earth:Install Electrode And Cable | Disabled Adaptations - Earth:Install Electrode And Cable, unit of measure NO | Disabled Adaptations-DA940023 | Y | Y | Y | Y | Y
M3NHFScheduleOfRatesCode | Disabled Adaptations/Grab Bar:Supply 305Mm Straight | Disabled Adaptations - Grab Bar:Supply 305Mm Straight, unit of measure NO | Disabled Adaptations-DA941001 | Y | Y | Y | Y | Y
M3NHFScheduleOfRatesCode | Disabled Adaptations/Grab Bar:Supply 450Mm Straight | Disabled Adaptations - Grab Bar:Supply 450Mm Straight, unit of measure NO | Disabled Adaptations-DA941002 | Y | Y | Y | Y | Y
M3NHFScheduleOfRatesCode | Disabled Adaptations/Grab Bar:Supply Ne 610Mm Straight | Disabled Adaptations - Grab Bar:Supply Ne 610Mm Straight, unit of measure NO | Disabled Adaptations-DA941003 | Y | Y | Y | Y | Y
M3NHFScheduleOfRatesCode | Disabled Adaptations/Grab Bar:Supply Ne 1219Mm Straight | Disabled Adaptations - Grab Bar:Supply Ne 1219Mm Straight, unit of measure NO | Disabled Adaptations-DA941005 | Y | Y | Y | Y | Y
M3NHFScheduleOfRatesCode | Disabled Adaptations/Grab Bar:Supply 305/305Mm Angled | Disabled Adaptations - Grab Bar:Supply 305/305Mm Angled, unit of measure NO | Disabled Adaptations-DA941007 | Y | Y | Y | Y | Y
M3NHFScheduleOfRatesCode | Disabled Adaptations/Grab Bar:Supply 213/813Mm Angled | Disabled Adaptations - Grab Bar:Supply 213/813Mm Angled, unit of measure NO | Disabled Adaptations-DA941009 | Y | Y | Y | Y | Y
M3NHFScheduleOfRatesCode | Disabled Adaptations/Grab Bar:Supply 406/813Mm Angled | Disabled Adaptations - Grab Bar:Supply 406/813Mm Angled, unit of measure NO | Disabled Adaptations-DA941011 | Y | Y | Y | Y | Y
M3NHFScheduleOfRatesCode | Disabled Adaptations/Grab Bar:Supply 508/1016Mm Angled | Disabled Adaptations - Grab Bar:Supply 508/1016Mm Angled, unit of measure NO | Disabled Adaptations-DA941013 | Y | Y | Y | Y | Y
M3NHFScheduleOfRatesCode | Disabled Adaptations/Grab Bar:Supply 762/838Mm Freestanding | Disabled Adaptations - Grab Bar:Supply 762/838Mm Freestanding, unit of measure NO | Disabled Adaptations-DA941015 | Y | Y | Y | Y | Y
M3NHFScheduleOfRatesCode | Disabled Adaptations/Grab Bar:Supply Overlap Bath | Disabled Adaptations - Grab Bar:Supply Overlap Bath, unit of measure NO | Disabled Adaptations-DA941017 | Y | Y | Y | Y | Y
M3NHFScheduleOfRatesCode | Disabled Adaptations/Grab Bar:Supply 914/305Mm Bath | Disabled Adaptations - Grab Bar:Supply 914/305Mm Bath, unit of measure NO | Disabled Adaptations-DA941019 | Y | Y | Y | Y | Y
M3NHFScheduleOfRatesCode | Disabled Adaptations/Grab Bar:Supply Ne1219/305Mm Bath | Disabled Adaptations - Grab Bar:Supply Ne1219/305Mm Bath, unit of measure NO | Disabled Adaptations-DA941021 | Y | Y | Y | Y | Y
M3NHFScheduleOfRatesCode | Disabled Adaptations/Grab Bar:Supply 914/305/813 Bath | Disabled Adaptations - Grab Bar:Supply 914/305/813 Bath, unit of measure NO | Disabled Adaptations-DA941023 | Y | Y | Y | Y | Y
M3NHFScheduleOfRatesCode | Disabled Adaptations/Grab Bar:Supply 914/305/305 Bath | Disabled Adaptations - Grab Bar:Supply 914/305/305 Bath, unit of measure NO | Disabled Adaptations-DA941025 | Y | Y | Y | Y | Y
M3NHFScheduleOfRatesCode | Disabled Adaptations/Grab Bar:Supply 610/610/508 Wc | Disabled Adaptations - Grab Bar:Supply 610/610/508 Wc, unit of measure NO | Disabled Adaptations-DA941027 | Y | Y | Y | Y | Y
M3NHFScheduleOfRatesCode | Disabled Adaptations/Grab Bar:Supply 610/610/813 Shower | Disabled Adaptations - Grab Bar:Supply 610/610/813 Shower, unit of measure NO | Disabled Adaptations-DA941029 | Y | Y | Y | Y | Y
M3NHFScheduleOfRatesCode | Disabled Adaptations/Grab Bar:Supply 508/1016/813 Shower | Disabled Adaptations - Grab Bar:Supply 508/1016/813 Shower, unit of measure NO | Disabled Adaptations-DA941031 | Y | Y | Y | Y | Y
M3NHFScheduleOfRatesCode | Disabled Adaptations/Grab Bar:Supply 610/1219/813 Shower | Disabled Adaptations - Grab Bar:Supply 610/1219/813 Shower, unit of measure NO | Disabled Adaptations-DA941033 | Y | Y | Y | Y | Y
M3NHFScheduleOfRatesCode | Disabled Adaptations/Grab Bar:Supply 914/914/813 Shower | Disabled Adaptations - Grab Bar:Supply 914/914/813 Shower, unit of measure NO | Disabled Adaptations-DA941035 | Y | Y | Y | Y | Y
M3NHFScheduleOfRatesCode | Disabled Adaptations/Grab Bar:Supply Swing Aside | Disabled Adaptations - Grab Bar:Supply Swing Aside, unit of measure NO | Disabled Adaptations-DA941037 | Y | Y | Y | Y | Y
M3NHFScheduleOfRatesCode | Disabled Adaptations/Grab Bar:Supply Swing Up | Disabled Adaptations - Grab Bar:Supply Swing Up, unit of measure NO | Disabled Adaptations-DA941039 | Y | Y | Y | Y | Y
M3NHFScheduleOfRatesCode | Disabled Adaptations/Grab Bar:Remove And Refix | Disabled Adaptations - Grab Bar:Remove And Refix, unit of measure NO | Disabled Adaptations-DA941041 | Y | Y | Y | Y | Y
M3NHFScheduleOfRatesCode | Disabled Adaptations/Grab Bar:Return To Store | Disabled Adaptations - Grab Bar:Return To Store, unit of measure NO | Disabled Adaptations-DA941043 | Y | Y | Y | Y | Y
M3NHFScheduleOfRatesCode | Disabled Adaptations/Grab Bar:Supply Vertical Pole | Disabled Adaptations - Grab Bar:Supply Vertical Pole, unit of measure NO | Disabled Adaptations-DA941045 | Y | Y | Y | Y | Y
M3NHFScheduleOfRatesCode | Disabled Adaptations/Grab Bar:Supply Double Bar With Foot Support | Disabled Adaptations - Grab Bar:Supply Double Bar With Foot Support, unit of measure NO | Disabled Adaptations-DA941047 | Y | Y | Y | Y | Y
M3NHFScheduleOfRatesCode | Disabled Adaptations/Grab Bar:Supply Sgl Folding Toilet Roll Fitment | Disabled Adaptations - Grab Bar:Supply Sgl Folding Toilet Roll Fitment, unit of measure NO | Disabled Adaptations-DA941049 | Y | Y | Y | Y | Y
M3NHFScheduleOfRatesCode | Disabled Adaptations/Grab Bar:Supply Dbl Folding Toilet Roll Fitment | Disabled Adaptations - Grab Bar:Supply Dbl Folding Toilet Roll Fitment, unit of measure NO | Disabled Adaptations-DA941051 | Y
M3NHFScheduleOfRatesCode | Disabled Adaptations/Handrail:Supply Proprietary To Wall | Disabled Adaptations - Handrail:Supply Proprietary To Wall, unit of measure LM | Disabled Adaptations-DA943001 | Y | Y | Y | Y | Y
M3NHFScheduleOfRatesCode | Disabled Adaptations/Balustrade:Supply And Fix Proprietary 1.1M High | Disabled Adaptations - Balustrade:Supply And Fix Proprietary 1.1M High, unit of measure LM | Disabled Adaptations-DA943005 | Y | Y | Y | Y | Y
M3NHFScheduleOfRatesCode | Disabled Adaptations/Handrail:Supply And Fix Mopstick On Brackets | Disabled Adaptations - Handrail:Supply And Fix Mopstick On Brackets, unit of measure LM | Disabled Adaptations-DA943009 | Y | Y | Y | Y | Y
M3NHFScheduleOfRatesCode | Disabled Adaptations/Handrail:Supply And Fix 34Mm Kee Klamp To Wall | Disabled Adaptations - Handrail:Supply And Fix 34Mm Kee Klamp To Wall, unit of measure LM | Disabled Adaptations-DA943016 | Y | Y | Y | Y | Y
M3NHFScheduleOfRatesCode | Disabled Adaptations/Handrail:Supply And Fix 48Mm Kee Klamp To Wall | Disabled Adaptations - Handrail:Supply And Fix 48Mm Kee Klamp To Wall, unit of measure LM | Disabled Adaptations-DA943017 | Y | Y | Y | Y | Y
M3NHFScheduleOfRatesCode | Disabled Adaptations/Handrail:Supply And Fix 42Mm Kee Klamp To Wall | Disabled Adaptations - Handrail:Supply And Fix 42Mm Kee Klamp To Wall, unit of measure LM | Disabled Adaptations-DA943018 | Y | Y | Y | Y | Y
M3NHFScheduleOfRatesCode | Disabled Adaptations/Balustrade:Supply And Fix Kee Klamp Disabled | Disabled Adaptations - Balustrade:Supply And Fix Kee Klamp Disabled, unit of measure LM | Disabled Adaptations-DA943019 | Y | Y | Y | Y | Y
M3NHFScheduleOfRatesCode | Disabled Adaptations/Balustrade:Supply And Fix 1.2M High | Disabled Adaptations - Balustrade:Supply And Fix 1.2M High, unit of measure LM | Disabled Adaptations-DA943021 | Y | Y | Y | Y | Y
M3NHFScheduleOfRatesCode | Disabled Adaptations/Balustrade:Remove To Store | Disabled Adaptations - Balustrade:Remove To Store, unit of measure LM | Disabled Adaptations-DA943025 | Y | Y | Y | Y | Y
M3NHFScheduleOfRatesCode | Disabled Adaptations/Handrail:Remove To Store | Disabled Adaptations - Handrail:Remove To Store, unit of measure LM | Disabled Adaptations-DA943027 | Y | Y | Y | Y | Y
M3NHFScheduleOfRatesCode | Disabled Adaptations/Handrail:6X50Mm Rail On Brackets | Disabled Adaptations - Handrail:6X50Mm Rail On Brackets, unit of measure LM | Disabled Adaptations-DA943029 | Y | Y | Y | Y | Y
M3NHFScheduleOfRatesCode | Disabled Adaptations/Handrail:48Mm Galvanised Steel Tubular On Brackets | Disabled Adaptations - Handrail:48Mm Galvanised Steel Tubular On Brackets, unit of measure LM | Disabled Adaptations-DA943031 | Y | Y | Y | Y | Y
M3NHFScheduleOfRatesCode | Disabled Adaptations/Handrail:Pvc To Core Rail | Disabled Adaptations - Handrail:Pvc To Core Rail, unit of measure LM | Disabled Adaptations-DA943033 | Y | Y | Y | Y | Y
M3NHFScheduleOfRatesCode | Disabled Adaptations/Handrail:Renew 44X69Mm On Brackets | Disabled Adaptations - Handrail:Renew 44X69Mm On Brackets, unit of measure LM | Disabled Adaptations-DA943035 | Y | Y | Y | Y | Y
M3NHFScheduleOfRatesCode | Disabled Adaptations/Handrail:Renew 32X119Mm On Brackets | Disabled Adaptations - Handrail:Renew 32X119Mm On Brackets, unit of measure LM | Disabled Adaptations-DA943037 | Y | Y | Y | Y | Y
M3NHFScheduleOfRatesCode | Disabled Adaptations/Wc Suite:Install Special Needs Type | Disabled Adaptations - Wc Suite:Install Special Needs Type, unit of measure NO | Disabled Adaptations-DA951001 | Y | Y | Y | Y | Y
M3NHFScheduleOfRatesCode | Disabled Adaptations/Wc Suite:Install Close Coupled Special Needs Type | Disabled Adaptations - Wc Suite:Install Close Coupled Special Needs Type, unit of measure NO | Disabled Adaptations-DA951003 | Y | Y | Y | Y | Y
M3NHFScheduleOfRatesCode | Disabled Adaptations/Wc Pan:Install Special Needs Type | Disabled Adaptations - Wc Pan:Install Special Needs Type, unit of measure NO | Disabled Adaptations-DA951005 | Y | Y | Y | Y | Y
M3NHFScheduleOfRatesCode | Disabled Adaptations/Wc Suite:Renew Low Level With Plastic Cistern | Disabled Adaptations - Wc Suite:Renew Low Level With Plastic Cistern, unit of measure NO | Disabled Adaptations-DA951013 | Y | Y | Y | Y | Y
M3NHFScheduleOfRatesCode | Disabled Adaptations/Wc Suite:Renew Low Level With China Cistern | Disabled Adaptations - Wc Suite:Renew Low Level With China Cistern, unit of measure NO | Disabled Adaptations-DA951015 | Y | Y | Y | Y | Y
M3NHFScheduleOfRatesCode | Disabled Adaptations/Wc Suite:Renew Close Coupled | Disabled Adaptations - Wc Suite:Renew Close Coupled, unit of measure NO | Disabled Adaptations-DA951017 | Y | Y | Y | Y | Y
M3NHFScheduleOfRatesCode | Disabled Adaptations/Wc Pan:Renew Complete | Disabled Adaptations - Wc Pan:Renew Complete, unit of measure NO | Disabled Adaptations-DA951019 | Y | Y | Y | Y | Y
M3NHFScheduleOfRatesCode | Disabled Adaptations/Wc Pan:Provide 55Mm Proprietary Plinth | Disabled Adaptations - Wc Pan:Provide 55Mm Proprietary Plinth, unit of measure NO | Disabled Adaptations-DA951020 | Y | Y | Y | Y | Y
M3NHFScheduleOfRatesCode | Disabled Adaptations/Wc Pan:Provide 75Mm Proprietary Plinth | Disabled Adaptations - Wc Pan:Provide 75Mm Proprietary Plinth, unit of measure NO | Disabled Adaptations-DA951021 | Y | Y | Y | Y | Y
M3NHFScheduleOfRatesCode | Disabled Adaptations/Wc Pan:Provide 105Mm Proprietary Plinth | Disabled Adaptations - Wc Pan:Provide 105Mm Proprietary Plinth, unit of measure NO | Disabled Adaptations-DA951022 | Y | Y | Y | Y | Y
M3NHFScheduleOfRatesCode | Disabled Adaptations/Wc Cistern:Renew Low Level Plastic | Disabled Adaptations - Wc Cistern:Renew Low Level Plastic, unit of measure NO | Disabled Adaptations-DA951025 | Y | Y | Y | Y | Y
M3NHFScheduleOfRatesCode | Disabled Adaptations/Wc Cistern:Renew Low Level China | Disabled Adaptations - Wc Cistern:Renew Low Level China, unit of measure NO | Disabled Adaptations-DA951027 | Y | Y | Y | Y | Y
M3NHFScheduleOfRatesCode | Disabled Adaptations/Wc Cistern:Renew Or Supply Fix Spatulate Concealed | Disabled Adaptations - Wc Cistern:Renew Or Supply Fix Spatulate Concealed, unit of measure NO | Disabled Adaptations-DA951029 | Y | Y | Y | Y | Y
M3NHFScheduleOfRatesCode | Disabled Adaptations/Wc Cistern:Renew With Extended Chain | Disabled Adaptations - Wc Cistern:Renew With Extended Chain, unit of measure NO | Disabled Adaptations-DA951031 | Y | Y | Y | Y | Y
M3NHFScheduleOfRatesCode | Disabled Adaptations/Basin:Install Adjustable Height Type Taps | Disabled Adaptations - Basin:Install Adjustable Height Type Taps, unit of measure NO | Disabled Adaptations-DA951101 | Y | Y | Y | Y | Y
M3NHFScheduleOfRatesCode | Disabled Adaptations/Basin:Renew On Brackets Complete | Disabled Adaptations - Basin:Renew On Brackets Complete, unit of measure NO | Disabled Adaptations-DA951103 | Y | Y | Y | Y | Y
M3NHFScheduleOfRatesCode | Disabled Adaptations/Basin:Install Special Needs On Brackets | Disabled Adaptations - Basin:Install Special Needs On Brackets, unit of measure NO | Disabled Adaptations-DA951105 | Y | Y | Y | Y | Y
M3NHFScheduleOfRatesCode | Disabled Adaptations/Basin:Install Special Needs Lever Action Taps | Disabled Adaptations - Basin:Install Special Needs Lever Action Taps, unit of measure NO | Disabled Adaptations-DA951106 | Y | Y | Y | Y | Y
M3NHFScheduleOfRatesCode | Disabled Adaptations/Basin:Renew Complete With Pedestal | Disabled Adaptations - Basin:Renew Complete With Pedestal, unit of measure NO | Disabled Adaptations-DA951107 | Y | Y | Y | Y | Y
M3NHFScheduleOfRatesCode | Disabled Adaptations/Basin:Renew Pedestal Only | Disabled Adaptations - Basin:Renew Pedestal Only, unit of measure NO | Disabled Adaptations-DA951109 | Y | Y | Y | Y | Y
M3NHFScheduleOfRatesCode | Disabled Adaptations/Basin:Resite Whb | Disabled Adaptations - Basin:Resite Whb, unit of measure NO | Disabled Adaptations-DA951111 | Y | Y | Y | Y | Y
M3NHFScheduleOfRatesCode | Disabled Adaptations/Bath:Disconnect And Remove | Disabled Adaptations - Bath:Disconnect And Remove, unit of measure NO | Disabled Adaptations-DA951112 | Y
M3NHFScheduleOfRatesCode | Disabled Adaptations/Basin:Raise Height | Disabled Adaptations - Basin:Raise Height, unit of measure NO | Disabled Adaptations-DA951113 | Y | Y | Y | Y | Y
M3NHFScheduleOfRatesCode | Disabled Adaptations/Basin:Lower Height | Disabled Adaptations - Basin:Lower Height, unit of measure NO | Disabled Adaptations-DA951115 | Y | Y | Y | Y | Y
M3NHFScheduleOfRatesCode | Disabled Adaptations/Basin:Provide Leg Support | Disabled Adaptations - Basin:Provide Leg Support, unit of measure NO | Disabled Adaptations-DA951117 | Y | Y | Y | Y | Y
M3NHFScheduleOfRatesCode | Disabled Adaptations/Bath:Install Special Needs Bath | Disabled Adaptations - Bath:Install Special Needs Bath, unit of measure NO | Disabled Adaptations-DA951201 | Y | Y | Y | Y | Y
M3NHFScheduleOfRatesCode | Disabled Adaptations/Bath:Install Special Needs Hip Type | Disabled Adaptations - Bath:Install Special Needs Hip Type, unit of measure NO | Disabled Adaptations-DA951203 | Y | Y | Y | Y | Y
M3NHFScheduleOfRatesCode | Disabled Adaptations/Bath:Renew 1700Mm Steel With Taps | Disabled Adaptations - Bath:Renew 1700Mm Steel With Taps, unit of measure NO | Disabled Adaptations-DA951205 | Y | Y | Y | Y | Y
M3NHFScheduleOfRatesCode | Disabled Adaptations/Bath:Renew 1700Mm Acrylic | Disabled Adaptations - Bath:Renew 1700Mm Acrylic, unit of measure NO | Disabled Adaptations-DA951207 | Y | Y | Y | Y | Y
M3NHFScheduleOfRatesCode | Disabled Adaptations/Bath:Install Shallow | Disabled Adaptations - Bath:Install Shallow, unit of measure NO | Disabled Adaptations-DA951209 | Y | Y | Y | Y | Y
M3NHFScheduleOfRatesCode | Disabled Adaptations/Macerator:Renew Or Install 5M | Disabled Adaptations - Macerator:Renew Or Install 5M, unit of measure IT | Disabled Adaptations-DA951301 | Y | Y | Y | Y | Y
M3NHFScheduleOfRatesCode | Disabled Adaptations/Macerator:Renew Or Install 10M | Disabled Adaptations - Macerator:Renew Or Install 10M, unit of measure IT | Disabled Adaptations-DA951303 | Y | Y | Y | Y | Y
M3NHFScheduleOfRatesCode | Disabled Adaptations/Shower:Install Front Entry Tray - Timber Floor | Disabled Adaptations - Shower:Install Front Entry Tray - Timber Floor, unit of measure NO | Disabled Adaptations-DA951401 | Y | Y | Y | Y | Y
M3NHFScheduleOfRatesCode | Disabled Adaptations/Shower:Install Front Entry Tray - Concrete Floor | Disabled Adaptations - Shower:Install Front Entry Tray - Concrete Floor, unit of measure NO | Disabled Adaptations-DA951403 | Y | Y | Y | Y | Y
M3NHFScheduleOfRatesCode | Disabled Adaptations/Shower:Install Corner Entry Tray - Timber Floor | Disabled Adaptations - Shower:Install Corner Entry Tray - Timber Floor, unit of measure NO | Disabled Adaptations-DA951405 | Y | Y | Y | Y | Y
M3NHFScheduleOfRatesCode | Disabled Adaptations/Shower:Install Corner Entry Tray - Concrete Floor | Disabled Adaptations - Shower:Install Corner Entry Tray - Concrete Floor, unit of measure NO | Disabled Adaptations-DA951407 | Y | Y | Y | Y | Y
M3NHFScheduleOfRatesCode | Disabled Adaptations/Shower:Install Shower Tray Half Screen - Timber | Disabled Adaptations - Shower:Install Shower Tray Half Screen - Timber, unit of measure NO | Disabled Adaptations-DA951451 | Y | Y | Y | Y | Y
M3NHFScheduleOfRatesCode | Disabled Adaptations/Shower:Install Shower Tray Half Screen - Concrete | Disabled Adaptations - Shower:Install Shower Tray Half Screen - Concrete, unit of measure NO | Disabled Adaptations-DA951453 | Y | Y | Y | Y | Y
M3NHFScheduleOfRatesCode | Disabled Adaptations/Shower:Install Shower Tray Full Screen - Timber | Disabled Adaptations - Shower:Install Shower Tray Full Screen - Timber, unit of measure NO | Disabled Adaptations-DA951455 | Y | Y | Y | Y | Y
M3NHFScheduleOfRatesCode | Disabled Adaptations/Shower:Install Shower Tray Full Screen - Concrete | Disabled Adaptations - Shower:Install Shower Tray Full Screen - Concrete, unit of measure NO | Disabled Adaptations-DA951457 | Y | Y | Y | Y | Y
M3NHFScheduleOfRatesCode | Disabled Adaptations/Shower:Install Ramp Access Tray Screen - Concrete | Disabled Adaptations - Shower:Install Ramp Access Tray Screen - Concrete, unit of measure NO | Disabled Adaptations-DA951467 | Y | Y | Y | Y | Y
M3NHFScheduleOfRatesCode | Disabled Adaptations/Shower:Install Ramp Access Tray Screen - Timber | Disabled Adaptations - Shower:Install Ramp Access Tray Screen - Timber, unit of measure NO | Disabled Adaptations-DA951473 | Y | Y | Y | Y | Y
M3NHFScheduleOfRatesCode | Disabled Adaptations/Shower:Install Wet Floor Former Screen - Timber | Disabled Adaptations - Shower:Install Wet Floor Former Screen - Timber, unit of measure NO | Disabled Adaptations-DA951477 | Y | Y | Y | Y | Y
M3NHFScheduleOfRatesCode | Disabled Adaptations/Shower:Install Wet Floor Former Screen - Concrete | Disabled Adaptations - Shower:Install Wet Floor Former Screen - Concrete, unit of measure NO | Disabled Adaptations-DA951479 | Y | Y | Y | Y | Y
M3NHFScheduleOfRatesCode | Disabled Adaptations/Shower:Install Or Renew Pumped Waste Preparation | Disabled Adaptations - Shower:Install Or Renew Pumped Waste Preparation, unit of measure NO | Disabled Adaptations-DA951487 | Y | Y | Y | Y | Y
M3NHFScheduleOfRatesCode | Disabled Adaptations/Shower:Install Or Renew Automatic Pump Kit | Disabled Adaptations - Shower:Install Or Renew Automatic Pump Kit, unit of measure NO | Disabled Adaptations-DA951489 | Y | Y | Y | Y | Y
M3NHFScheduleOfRatesCode | Disabled Adaptations/Shower:Install Or Renew Surge Damper | Disabled Adaptations - Shower:Install Or Renew Surge Damper, unit of measure NO | Disabled Adaptations-DA951491 | Y | Y | Y | Y | Y
M3NHFScheduleOfRatesCode | Disabled Adaptations/Taps:Renew With Basin Levers - Pair | Disabled Adaptations - Taps:Renew With Basin Levers - Pair, unit of measure IT | Disabled Adaptations-DA952001 | Y | Y | Y | Y | Y
M3NHFScheduleOfRatesCode | Disabled Adaptations/Taps:Renew With Sink Levers - Pair | Disabled Adaptations - Taps:Renew With Sink Levers - Pair, unit of measure IT | Disabled Adaptations-DA952003 | Y | Y | Y | Y | Y
M3NHFScheduleOfRatesCode | Disabled Adaptations/Taps:Renew With Bath Levers - Pair | Disabled Adaptations - Taps:Renew With Bath Levers - Pair, unit of measure IT | Disabled Adaptations-DA952005 | Y | Y | Y | Y | Y
M3NHFScheduleOfRatesCode | Disabled Adaptations/Stop Tap:Resite And Renew With Lever | Disabled Adaptations - Stop Tap:Resite And Renew With Lever, unit of measure IT | Disabled Adaptations-DA952007 | Y | Y | Y | Y | Y
M3NHFScheduleOfRatesCode | Disabled Adaptations/Mixer:Deck Sink Lever Action Type | Disabled Adaptations - Mixer:Deck Sink Lever Action Type, unit of measure IT | Disabled Adaptations-DA952009 | Y | Y | Y | Y | Y
M3NHFScheduleOfRatesCode | Disabled Adaptations/Mixer:Extended Lever Bath | Disabled Adaptations - Mixer:Extended Lever Bath, unit of measure IT | Disabled Adaptations-DA952011 | Y | Y | Y | Y | Y
M3NHFScheduleOfRatesCode | Disabled Adaptations/Stopcock:Renew 15Mm Diameter | Disabled Adaptations - Stopcock:Renew 15Mm Diameter, unit of measure NO | Disabled Adaptations-DA953001 | Y | Y | Y | Y | Y
M3NHFScheduleOfRatesCode | Disabled Adaptations/Stopcock:Renew 20Mm Diameter | Disabled Adaptations - Stopcock:Renew 20Mm Diameter, unit of measure NO | Disabled Adaptations-DA953003 | Y | Y | Y | Y | Y
M3NHFScheduleOfRatesCode | Disabled Adaptations/Stopcock:Renew 22Mm Diameter | Disabled Adaptations - Stopcock:Renew 22Mm Diameter, unit of measure NO | Disabled Adaptations-DA953005 | Y | Y | Y | Y | Y
M3NHFScheduleOfRatesCode | Disabled Adaptations/Stopcock:Renew 25Mm Diameter | Disabled Adaptations - Stopcock:Renew 25Mm Diameter, unit of measure NO | Disabled Adaptations-DA953007 | Y | Y | Y | Y | Y
M3NHFScheduleOfRatesCode | Disabled Adaptations/Stopcock:Renew 28Mm Diameter | Disabled Adaptations - Stopcock:Renew 28Mm Diameter, unit of measure NO | Disabled Adaptations-DA953009 | Y | Y | Y | Y | Y
M3NHFScheduleOfRatesCode | Disabled Adaptations/Stopcock:Overhaul Any Size And Type | Disabled Adaptations - Stopcock:Overhaul Any Size And Type, unit of measure NO | Disabled Adaptations-DA953013 | Y | Y | Y | Y | Y
M3NHFScheduleOfRatesCode | Disabled Adaptations/Gatevalve:Renew 15Mm Diameter | Disabled Adaptations - Gatevalve:Renew 15Mm Diameter, unit of measure NO | Disabled Adaptations-DA953021 | Y | Y | Y | Y | Y
M3NHFScheduleOfRatesCode | Disabled Adaptations/Gatevalve:Overhaul Any Size And Type | Disabled Adaptations - Gatevalve:Overhaul Any Size And Type, unit of measure NO | Disabled Adaptations-DA953023 | Y | Y | Y | Y | Y
M3NHFScheduleOfRatesCode | Disabled Adaptations/Service Valve:Renew Or Install 15Mm | Disabled Adaptations - Service Valve:Renew Or Install 15Mm, unit of measure NO | Disabled Adaptations-DA953031 | Y | Y | Y | Y | Y
M3NHFScheduleOfRatesCode | Disabled Adaptations/Service Valve:Renew Or Install 22Mm | Disabled Adaptations - Service Valve:Renew Or Install 22Mm, unit of measure NO | Disabled Adaptations-DA953033 | Y | Y | Y | Y | Y
M3NHFScheduleOfRatesCode | Disabled Adaptations/Service Valve:Overhaul Any Size Or Type | Disabled Adaptations - Service Valve:Overhaul Any Size Or Type, unit of measure NO | Disabled Adaptations-DA953035 | Y | Y | Y | Y | Y
M3NHFScheduleOfRatesCode | Disabled Adaptations/Draincock:Renew Ne 19Mm Drain Cock | Disabled Adaptations - Draincock:Renew Ne 19Mm Drain Cock, unit of measure NO | Disabled Adaptations-DA953041 | Y | Y | Y | Y | Y
M3NHFScheduleOfRatesCode | Disabled Adaptations/Washing Machine:Form New Waste Outlet | Disabled Adaptations - Washing Machine:Form New Waste Outlet, unit of measure IT | Disabled Adaptations-DA954001 | Y | Y | Y | Y | Y
M3NHFScheduleOfRatesCode | Disabled Adaptations/Washing Machine:Supply Valves Or Stop Taps | Disabled Adaptations - Washing Machine:Supply Valves Or Stop Taps, unit of measure IT | Disabled Adaptations-DA954003 | Y | Y | Y | Y | Y
M3NHFScheduleOfRatesCode | Disabled Adaptations/Washing Machine:Renew Individual Valve | Disabled Adaptations - Washing Machine:Renew Individual Valve, unit of measure NO | Disabled Adaptations-DA954005 | Y | Y | Y | Y | Y
M3NHFScheduleOfRatesCode | Disabled Adaptations/Washing Machine:Renew Pair Stop Taps | Disabled Adaptations - Washing Machine:Renew Pair Stop Taps, unit of measure IT | Disabled Adaptations-DA954007 | Y | Y | Y | Y | Y
M3NHFScheduleOfRatesCode | Disabled Adaptations/Tank:Renew With Ne 113Ltr Plastic | Disabled Adaptations - Tank:Renew With Ne 113Ltr Plastic, unit of measure IT | Disabled Adaptations-DA955001 | Y | Y | Y | Y | Y
M3NHFScheduleOfRatesCode | Disabled Adaptations/Tank:Supply 113L Plastic | Disabled Adaptations - Tank:Supply 113L Plastic, unit of measure IT | Disabled Adaptations-DA955003 | Y | Y | Y | Y | Y
M3NHFScheduleOfRatesCode | Disabled Adaptations/Seat:Supply And Fix Shower Seat | Disabled Adaptations - Seat:Supply And Fix Shower Seat, unit of measure NO | Disabled Adaptations-DA961001 | Y | Y | Y | Y | Y
M3NHFScheduleOfRatesCode | Disabled Adaptations/Seat:Remove And Refix | Disabled Adaptations - Seat:Remove And Refix, unit of measure NO | Disabled Adaptations-DA961002 | Y
M3NHFScheduleOfRatesCode | Disabled Adaptations/Seat:Supply And Fix Rigid Folding | Disabled Adaptations - Seat:Supply And Fix Rigid Folding, unit of measure NO | Disabled Adaptations-DA961003 | Y | Y | Y | Y | Y
M3NHFScheduleOfRatesCode | Disabled Adaptations/Seat:Supply And Fix Rigid Folding With Hole | Disabled Adaptations - Seat:Supply And Fix Rigid Folding With Hole, unit of measure NO | Disabled Adaptations-DA961005 | Y | Y | Y | Y | Y
M3NHFScheduleOfRatesCode | Disabled Adaptations/Seat:Supply And Fix Padded | Disabled Adaptations - Seat:Supply And Fix Padded, unit of measure NO | Disabled Adaptations-DA961007 | Y | Y | Y | Y | Y
M3NHFScheduleOfRatesCode | Disabled Adaptations/Seat:Supply And Fix Padded - Extra Wide | Disabled Adaptations - Seat:Supply And Fix Padded - Extra Wide, unit of measure NO | Disabled Adaptations-DA961008 | Y | Y | Y | Y | Y
M3NHFScheduleOfRatesCode | Disabled Adaptations/Seat:Supply And Fix Adjustable Padded | Disabled Adaptations - Seat:Supply And Fix Adjustable Padded, unit of measure NO | Disabled Adaptations-DA961009 | Y | Y | Y | Y | Y
M3NHFScheduleOfRatesCode | Disabled Adaptations/Seat:Supply And Fix Adjustable Padded - Extra Wide | Disabled Adaptations - Seat:Supply And Fix Adjustable Padded - Extra Wide, unit of measure NO | Disabled Adaptations-DA961010 | Y | Y | Y | Y | Y
M3NHFScheduleOfRatesCode | Disabled Adaptations/Seat:Supply And Fix Clinic | Disabled Adaptations - Seat:Supply And Fix Clinic, unit of measure NO | Disabled Adaptations-DA961011 | Y | Y | Y | Y | Y
M3NHFScheduleOfRatesCode | Disabled Adaptations/Seat:Supply And Fix Clinic With Arms | Disabled Adaptations - Seat:Supply And Fix Clinic With Arms, unit of measure NO | Disabled Adaptations-DA961013 | Y | Y | Y | Y | Y
M3NHFScheduleOfRatesCode | Disabled Adaptations/Seat:Supply And Fix Floor Support | Disabled Adaptations - Seat:Supply And Fix Floor Support, unit of measure NO | Disabled Adaptations-DA961015 | Y | Y | Y | Y | Y
M3NHFScheduleOfRatesCode | Disabled Adaptations/Seat:Resite New Position | Disabled Adaptations - Seat:Resite New Position, unit of measure NO | Disabled Adaptations-DA961017 | Y | Y | Y | Y | Y
M3NHFScheduleOfRatesCode | Disabled Adaptations/Soap Dish:Supply And Fix Wheelchair Height | Disabled Adaptations - Soap Dish:Supply And Fix Wheelchair Height, unit of measure NO | Disabled Adaptations-DA962001 | Y | Y | Y | Y | Y
M3NHFScheduleOfRatesCode | Disabled Adaptations/Disabled Adapts Shower:Renew 9.5 Kw Complete | Disabled Adaptations - Disabled Adapts Shower:Renew 9.5 Kw Complete, unit of measure IT | Disabled Adaptations-DA963001 | Y | Y | Y | Y | Y
M3NHFScheduleOfRatesCode | Disabled Adaptations/Disab Adapt Shower:Renew 9.5 Kw Audio Visual Compl | Disabled Adaptations - Disab Adapt Shower:Renew 9.5 Kw Audio Visual Compl, unit of measure IT | Disabled Adaptations-DA963002 | Y
M3NHFScheduleOfRatesCode | Disabled Adaptations/Disabled Shower:Install 8.7 Kw Complete | Disabled Adaptations - Disabled Shower:Install 8.7 Kw Complete, unit of measure IT | Disabled Adaptations-DA963003 | Y | Y | Y | Y | Y
M3NHFScheduleOfRatesCode | Disabled Adaptations/Disabled Shower:Install 8.7 Kw Complete W/Curtain | Disabled Adaptations - Disabled Shower:Install 8.7 Kw Complete W/Curtain, unit of measure NO | Disabled Adaptations-DA963005 | Y | Y | Y | Y | Y
M3NHFScheduleOfRatesCode | Disabled Adaptations/Dis Adapt Shower:Install 9.5 Kw Audio Visual Compl | Disabled Adaptations - Dis Adapt Shower:Install 9.5 Kw Audio Visual Compl, unit of measure IT | Disabled Adaptations-DA963007 | Y
M3NHFScheduleOfRatesCode | Disabled Adaptations/Disabled Shower:Install 8.7 Kw Unit Over Bath | Disabled Adaptations - Disabled Shower:Install 8.7 Kw Unit Over Bath, unit of measure NO | Disabled Adaptations-DA963011 | Y | Y | Y | Y | Y
M3NHFScheduleOfRatesCode | Disabled Adaptations/Shower:Disconnect And Remove | Disabled Adaptations - Shower:Disconnect And Remove, unit of measure NO | Disabled Adaptations-DA963019 | Y | Y | Y | Y | Y
M3NHFScheduleOfRatesCode | Disabled Adaptations/Pump:Install Shower System With Curtain | Disabled Adaptations - Pump:Install Shower System With Curtain, unit of measure NO | Disabled Adaptations-DA963021 | Y | Y | Y | Y | Y
M3NHFScheduleOfRatesCode | Disabled Adaptations/Pump:Install Shower System Over Bath | Disabled Adaptations - Pump:Install Shower System Over Bath, unit of measure NO | Disabled Adaptations-DA963023 | Y | Y | Y | Y | Y
M3NHFScheduleOfRatesCode | Disabled Adaptations/Disabled Shower:Install 9.5Kw Unit With Curtain | Disabled Adaptations - Disabled Shower:Install 9.5Kw Unit With Curtain, unit of measure NO | Disabled Adaptations-DA963025 | Y | Y | Y | Y | Y
M3NHFScheduleOfRatesCode | Disabled Adaptations/Disabled Shower:Install 9.5Kw Unit Over Bath | Disabled Adaptations - Disabled Shower:Install 9.5Kw Unit Over Bath, unit of measure NO | Disabled Adaptations-DA963027 | Y | Y | Y | Y | Y
M3NHFScheduleOfRatesCode | Disabled Adaptations/Shower:Renew Extended Hose | Disabled Adaptations - Shower:Renew Extended Hose, unit of measure IT | Disabled Adaptations-DA963031 | Y | Y | Y | Y | Y
M3NHFScheduleOfRatesCode | Disabled Adaptations/Shower:Renew Extended Bar | Disabled Adaptations - Shower:Renew Extended Bar, unit of measure IT | Disabled Adaptations-DA963033 | Y | Y | Y | Y | Y
M3NHFScheduleOfRatesCode | Disabled Adaptations/Disabled Shower Room:Convert With Floor Drain | Disabled Adaptations - Disabled Shower Room:Convert With Floor Drain, unit of measure IT | Disabled Adaptations-DA964001 | Y | Y | Y | Y | Y
M3NHFScheduleOfRatesCode | Disabled Adaptations/Disabled Shower Room:Convert With Shower Tray | Disabled Adaptations - Disabled Shower Room:Convert With Shower Tray, unit of measure IT | Disabled Adaptations-DA964003 | Y | Y | Y | Y | Y
M3NHFScheduleOfRatesCode | Disabled Adaptations/Shower Room:Convert For Level Access Non Slip | Disabled Adaptations - Shower Room:Convert For Level Access Non Slip, unit of measure IT | Disabled Adaptations-DA964005 | Y | Y | Y | Y | Y
M3NHFScheduleOfRatesCode | Disabled Adaptations/Shower Room:Convert With Graded Floor Non Slip | Disabled Adaptations - Shower Room:Convert With Graded Floor Non Slip, unit of measure IT | Disabled Adaptations-DA964007 | Y | Y | Y | Y | Y
M3NHFScheduleOfRatesCode | Disabled Adaptations/Shower Room:Convert For Shower Loo - Non Slip | Disabled Adaptations - Shower Room:Convert For Shower Loo - Non Slip, unit of measure IT | Disabled Adaptations-DA964011 | Y | Y | Y | Y | Y
M3NHFScheduleOfRatesCode | Disabled Adaptations/Shower Room:Convert To Receive Shower Loo | Disabled Adaptations - Shower Room:Convert To Receive Shower Loo, unit of measure IT | Disabled Adaptations-DA964013 | Y | Y | Y | Y | Y
M3NHFScheduleOfRatesCode | Disabled Adaptations/Shower Room:Convert For Shower Cubicle-Non Slip | Disabled Adaptations - Shower Room:Convert For Shower Cubicle-Non Slip, unit of measure IT | Disabled Adaptations-DA964015 | Y | Y | Y | Y | Y
M3NHFScheduleOfRatesCode | Disabled Adaptations/Shower Room:Convert To Receive Shower Cubicle | Disabled Adaptations - Shower Room:Convert To Receive Shower Cubicle, unit of measure IT | Disabled Adaptations-DA964017 | Y | Y | Y | Y | Y
M3NHFScheduleOfRatesCode | Disabled Adaptations/Shower Room:Convert 8.7Kw Shower Graded Floor | Disabled Adaptations - Shower Room:Convert 8.7Kw Shower Graded Floor, unit of measure IT | Disabled Adaptations-DA964021 | Y | Y | Y | Y | Y
M3NHFScheduleOfRatesCode | Disabled Adaptations/Shower Room:Convert 8.7Kw Shower Level Access | Disabled Adaptations - Shower Room:Convert 8.7Kw Shower Level Access, unit of measure IT | Disabled Adaptations-DA964027 | Y | Y | Y | Y | Y
M3NHFScheduleOfRatesCode | Disabled Adaptations/Shower Room:Convert 8.7Kw Shower Low Step | Disabled Adaptations - Shower Room:Convert 8.7Kw Shower Low Step, unit of measure IT | Disabled Adaptations-DA964033 | Y | Y | Y | Y | Y
M3NHFScheduleOfRatesCode | Disabled Adaptations/Shower Room:Convert 9.5Kw Graded Floor | Disabled Adaptations - Shower Room:Convert 9.5Kw Graded Floor, unit of measure IT | Disabled Adaptations-DA964038 | Y | Y | Y | Y | Y
M3NHFScheduleOfRatesCode | Disabled Adaptations/Shower Room:Convert 9.5Kw Level Access | Disabled Adaptations - Shower Room:Convert 9.5Kw Level Access, unit of measure IT | Disabled Adaptations-DA964039 | Y | Y | Y | Y | Y
M3NHFScheduleOfRatesCode | Disabled Adaptations/Shower Room:Convert 9.5Kw Low Step | Disabled Adaptations - Shower Room:Convert 9.5Kw Low Step, unit of measure IT | Disabled Adaptations-DA964040 | Y | Y | Y | Y | Y
M3NHFScheduleOfRatesCode | Disabled Adaptations/Shower Loo:Side Entry Including Room Preparation | Disabled Adaptations - Shower Loo:Side Entry Including Room Preparation, unit of measure IT | Disabled Adaptations-DA964041 | Y | Y | Y | Y | Y
M3NHFScheduleOfRatesCode | Disabled Adaptations/Shower Loo:Front Entry Including Room Preparation | Disabled Adaptations - Shower Loo:Front Entry Including Room Preparation, unit of measure IT | Disabled Adaptations-DA964043 | Y | Y | Y | Y | Y
M3NHFScheduleOfRatesCode | Disabled Adaptations/Shower Loo:Install Side Entry In Prepared Room | Disabled Adaptations - Shower Loo:Install Side Entry In Prepared Room, unit of measure IT | Disabled Adaptations-DA964101 | Y | Y | Y | Y | Y
M3NHFScheduleOfRatesCode | Disabled Adaptations/Shower Loo:Install Front Entry In Prepared Room | Disabled Adaptations - Shower Loo:Install Front Entry In Prepared Room, unit of measure IT | Disabled Adaptations-DA964103 | Y | Y | Y | Y | Y
M3NHFScheduleOfRatesCode | Disabled Adaptations/Shower Cubicle:Side Entry Including Room Prep | Disabled Adaptations - Shower Cubicle:Side Entry Including Room Prep, unit of measure IT | Disabled Adaptations-DA964201 | Y | Y | Y | Y | Y
M3NHFScheduleOfRatesCode | Disabled Adaptations/Shower Cubicle:Side Entry Incl Pump And Room Prep | Disabled Adaptations - Shower Cubicle:Side Entry Incl Pump And Room Prep, unit of measure IT | Disabled Adaptations-DA964202 | Y | Y | Y | Y
M3NHFScheduleOfRatesCode | Disabled Adaptations/Shower Cubicle:Front Entry Including Room Prep | Disabled Adaptations - Shower Cubicle:Front Entry Including Room Prep, unit of measure IT | Disabled Adaptations-DA964203 | Y | Y | Y | Y | Y
M3NHFScheduleOfRatesCode | Disabled Adaptations/Shower Cubicle:Front Entry Incl Pump And Room Prep | Disabled Adaptations - Shower Cubicle:Front Entry Incl Pump And Room Prep, unit of measure IT | Disabled Adaptations-DA964204 | Y | Y | Y | Y
M3NHFScheduleOfRatesCode | Disabled Adaptations/Shower Cubicle:Corner Entry Including Room Prep | Disabled Adaptations - Shower Cubicle:Corner Entry Including Room Prep, unit of measure IT | Disabled Adaptations-DA964205 | Y | Y | Y | Y | Y
M3NHFScheduleOfRatesCode | Disabled Adaptations/Shower Cubicle:Corner Entry Incl Pump + Room Prep | Disabled Adaptations - Shower Cubicle:Corner Entry Incl Pump + Room Prep, unit of measure IT | Disabled Adaptations-DA964206 | Y | Y | Y | Y
M3NHFScheduleOfRatesCode | Disabled Adaptations/Shower Cubicle:Install Side Entry In Prepared Room | Disabled Adaptations - Shower Cubicle:Install Side Entry In Prepared Room, unit of measure IT | Disabled Adaptations-DA964301 | Y | Y | Y | Y | Y
M3NHFScheduleOfRatesCode | Disabled Adaptations/Shower Cubicle:Install Side Entry Prep Room Pump | Disabled Adaptations - Shower Cubicle:Install Side Entry Prep Room Pump, unit of measure IT | Disabled Adaptations-DA964302 | Y | Y | Y | Y
M3NHFScheduleOfRatesCode | Disabled Adaptations/Shower Cubicle:Install Front Entry In Prep Room | Disabled Adaptations - Shower Cubicle:Install Front Entry In Prep Room, unit of measure IT | Disabled Adaptations-DA964303 | Y | Y | Y | Y | Y
M3NHFScheduleOfRatesCode | Disabled Adaptations/Shower Cubicle:Install Front Entry Prep Room Pump | Disabled Adaptations - Shower Cubicle:Install Front Entry Prep Room Pump, unit of measure IT | Disabled Adaptations-DA964304 | Y | Y | Y | Y
M3NHFScheduleOfRatesCode | Disabled Adaptations/Shower Cubicle:Install Corner Entry In Prep Room | Disabled Adaptations - Shower Cubicle:Install Corner Entry In Prep Room, unit of measure IT | Disabled Adaptations-DA964305 | Y | Y | Y | Y | Y
M3NHFScheduleOfRatesCode | Disabled Adaptations/Shower Cubicle:Install Corner Entry Prep Room Pump | Disabled Adaptations - Shower Cubicle:Install Corner Entry Prep Room Pump, unit of measure IT | Disabled Adaptations-DA964306 | Y | Y | Y | Y
M3NHFScheduleOfRatesCode | Disabled Adaptations/Shower:Renew Rails And Curtains | Disabled Adaptations - Shower:Renew Rails And Curtains, unit of measure IT | Disabled Adaptations-DA965001 | Y | Y | Y | Y | Y
M3NHFScheduleOfRatesCode | Disabled Adaptations/Shower:Renew Curtain | Disabled Adaptations - Shower:Renew Curtain, unit of measure IT | Disabled Adaptations-DA965003 | Y | Y | Y | Y | Y
M3NHFScheduleOfRatesCode | Disabled Adaptations/Screen:Install Carer Front Entry | Disabled Adaptations - Screen:Install Carer Front Entry, unit of measure NO | Disabled Adaptations-DA966001 | Y | Y | Y | Y | Y
M3NHFScheduleOfRatesCode | Disabled Adaptations/Screen:Install Carer Corner Entry | Disabled Adaptations - Screen:Install Carer Corner Entry, unit of measure NO | Disabled Adaptations-DA966005 | Y | Y | Y | Y | Y
M3NHFScheduleOfRatesCode | Disabled Adaptations/Unit:Remove Any Unit And Clear Away | Disabled Adaptations - Unit:Remove Any Unit And Clear Away, unit of measure NO | Disabled Adaptations-DA970001 | Y | Y | Y | Y | Y
M3NHFScheduleOfRatesCode | Disabled Adaptations/Base Unit:Supply 300Mm Long Adjustable Height | Disabled Adaptations - Base Unit:Supply 300Mm Long Adjustable Height, unit of measure NO | Disabled Adaptations-DA970003 | Y | Y | Y | Y | Y
M3NHFScheduleOfRatesCode | Disabled Adaptations/Base Unit:Supply 400Mm Long Adjustable Height | Disabled Adaptations - Base Unit:Supply 400Mm Long Adjustable Height, unit of measure NO | Disabled Adaptations-DA970005 | Y | Y | Y | Y | Y
M3NHFScheduleOfRatesCode | Disabled Adaptations/Base Unit:Supply 500Mm Long Adjustable Height | Disabled Adaptations - Base Unit:Supply 500Mm Long Adjustable Height, unit of measure NO | Disabled Adaptations-DA970007 | Y | Y | Y | Y | Y
M3NHFScheduleOfRatesCode | Disabled Adaptations/Base Unit:Supply 600Mm Long Adjustable Height | Disabled Adaptations - Base Unit:Supply 600Mm Long Adjustable Height, unit of measure NO | Disabled Adaptations-DA970009 | Y | Y | Y | Y | Y
M3NHFScheduleOfRatesCode | Disabled Adaptations/Base Unit:Supply 1000Mm Long Adjustable Height | Disabled Adaptations - Base Unit:Supply 1000Mm Long Adjustable Height, unit of measure NO | Disabled Adaptations-DA970011 | Y | Y | Y | Y | Y
M3NHFScheduleOfRatesCode | Disabled Adaptations/Sink Top:Renew Adjustable Height Complete | Disabled Adaptations - Sink Top:Renew Adjustable Height Complete, unit of measure NO | Disabled Adaptations-DA970013 | Y | Y | Y | Y | Y
M3NHFScheduleOfRatesCode | Disabled Adaptations/Wall Unit:Supply 300Mm Long Adjustable Height | Disabled Adaptations - Wall Unit:Supply 300Mm Long Adjustable Height, unit of measure NO | Disabled Adaptations-DA970015 | Y | Y | Y | Y | Y
M3NHFScheduleOfRatesCode | Disabled Adaptations/Wall Unit:Supply 400Mm Long Adjustable Height | Disabled Adaptations - Wall Unit:Supply 400Mm Long Adjustable Height, unit of measure NO | Disabled Adaptations-DA970017 | Y | Y | Y | Y | Y
M3NHFScheduleOfRatesCode | Disabled Adaptations/Wall Unit:Supply 500Mm Long Adjustable Height | Disabled Adaptations - Wall Unit:Supply 500Mm Long Adjustable Height, unit of measure NO | Disabled Adaptations-DA970019 | Y | Y | Y | Y | Y
M3NHFScheduleOfRatesCode | Disabled Adaptations/Wall Unit:Supply 600Mm Long Adjustable Height | Disabled Adaptations - Wall Unit:Supply 600Mm Long Adjustable Height, unit of measure NO | Disabled Adaptations-DA970021 | Y | Y | Y | Y | Y
M3NHFScheduleOfRatesCode | Disabled Adaptations/Wall Unit:Supply 1000Mm Long Adjustable Height | Disabled Adaptations - Wall Unit:Supply 1000Mm Long Adjustable Height, unit of measure NO | Disabled Adaptations-DA970023 | Y | Y | Y | Y | Y
M3NHFScheduleOfRatesCode | Disabled Adaptations/Kitchen Unit:Renew Single Base To Match Existing | Disabled Adaptations - Kitchen Unit:Renew Single Base To Match Existing, unit of measure NO | Disabled Adaptations-DA970025 | Y | Y | Y | Y | Y
M3NHFScheduleOfRatesCode | Disabled Adaptations/Kitchen Unit:Renew Double Base To Match Existing | Disabled Adaptations - Kitchen Unit:Renew Double Base To Match Existing, unit of measure NO | Disabled Adaptations-DA970027 | Y | Y | Y | Y | Y
M3NHFScheduleOfRatesCode | Disabled Adaptations/Kitchen Unit:Renew Corner Base To Match Existing | Disabled Adaptations - Kitchen Unit:Renew Corner Base To Match Existing, unit of measure NO | Disabled Adaptations-DA970029 | Y | Y | Y | Y | Y
M3NHFScheduleOfRatesCode | Disabled Adaptations/Sink Unit:Remove Sink Top And Renew 1M Base Taps | Disabled Adaptations - Sink Unit:Remove Sink Top And Renew 1M Base Taps, unit of measure NO | Disabled Adaptations-DA970031 | Y | Y | Y | Y | Y
M3NHFScheduleOfRatesCode | Disabled Adaptations/Sink Unit:Renew Single Drainer Top Taps Base Unit | Disabled Adaptations - Sink Unit:Renew Single Drainer Top Taps Base Unit, unit of measure NO | Disabled Adaptations-DA970033 | Y | Y | Y | Y | Y
M3NHFScheduleOfRatesCode | Disabled Adaptations/Kitchen Unit:Renew Tall Floor To Match Existing | Disabled Adaptations - Kitchen Unit:Renew Tall Floor To Match Existing, unit of measure NO | Disabled Adaptations-DA970035 | Y | Y | Y | Y | Y
M3NHFScheduleOfRatesCode | Disabled Adaptations/Kitchen Unit:Renew Single Wall To Match Existing | Disabled Adaptations - Kitchen Unit:Renew Single Wall To Match Existing, unit of measure NO | Disabled Adaptations-DA970037 | Y | Y | Y | Y | Y
M3NHFScheduleOfRatesCode | Disabled Adaptations/Kitchen Unit:Renew Double Wall To Match Existing | Disabled Adaptations - Kitchen Unit:Renew Double Wall To Match Existing, unit of measure NO | Disabled Adaptations-DA970039 | Y | Y | Y | Y | Y
M3NHFScheduleOfRatesCode | Disabled Adaptations/Kitchen Unit:Renew Corner Wall To Match Existing | Disabled Adaptations - Kitchen Unit:Renew Corner Wall To Match Existing, unit of measure NO | Disabled Adaptations-DA970041 | Y | Y | Y | Y | Y
M3NHFScheduleOfRatesCode | Disabled Adaptations/Wall:Remove And Refix Base Unit In Association | Disabled Adaptations - Wall:Remove And Refix Base Unit In Association, unit of measure IT | Disabled Adaptations-DA970043 | Y | Y | Y | Y | Y
M3NHFScheduleOfRatesCode | Disabled Adaptations/Wall:Remove Refix Sink Base Unit In Association | Disabled Adaptations - Wall:Remove Refix Sink Base Unit In Association, unit of measure IT | Disabled Adaptations-DA970045 | Y | Y | Y | Y | Y
M3NHFScheduleOfRatesCode | Disabled Adaptations/Sink Top:Refix Any Loose Sink Top | Disabled Adaptations - Sink Top:Refix Any Loose Sink Top, unit of measure NO | Disabled Adaptations-DA970047 | Y | Y | Y | Y | Y
M3NHFScheduleOfRatesCode | Disabled Adaptations/Sink:Renew Plug And Chain | Disabled Adaptations - Sink:Renew Plug And Chain, unit of measure NO | Disabled Adaptations-DA970049 | Y | Y | Y | Y | Y
M3NHFScheduleOfRatesCode | Disabled Adaptations/Unit:Remove/Refix Tall Unit | Disabled Adaptations - Unit:Remove/Refix Tall Unit, unit of measure IT | Disabled Adaptations-DA970051 | Y | Y | Y | Y | Y
M3NHFScheduleOfRatesCode | Disabled Adaptations/Wall Unit:Remove/Refix | Disabled Adaptations - Wall Unit:Remove/Refix, unit of measure IT | Disabled Adaptations-DA970053 | Y | Y | Y | Y | Y
M3NHFScheduleOfRatesCode | Disabled Adaptations/Unit:Remove/Refix Base Unit | Disabled Adaptations - Unit:Remove/Refix Base Unit, unit of measure IT | Disabled Adaptations-DA970055 | Y | Y | Y | Y | Y
M3NHFScheduleOfRatesCode | Disabled Adaptations/Unit:Remove/Refix Sink Base Unit | Disabled Adaptations - Unit:Remove/Refix Sink Base Unit, unit of measure IT | Disabled Adaptations-DA970057 | Y | Y | Y | Y | Y
M3NHFScheduleOfRatesCode | Disabled Adaptations/Unit:Ease And Adjust Drawer | Disabled Adaptations - Unit:Ease And Adjust Drawer, unit of measure NO | Disabled Adaptations-DA970059 | Y | Y | Y | Y | Y
M3NHFScheduleOfRatesCode | Disabled Adaptations/Worktop:Renew Ne 40Mm Thick Post Formed | Disabled Adaptations - Worktop:Renew Ne 40Mm Thick Post Formed, unit of measure LM | Disabled Adaptations-DA971001 | Y | Y | Y | Y | Y
M3NHFScheduleOfRatesCode | Disabled Adaptations/Worktop:Remove And Refix | Disabled Adaptations - Worktop:Remove And Refix, unit of measure LM | Disabled Adaptations-DA971005 | Y | Y | Y | Y | Y
M3NHFScheduleOfRatesCode | Disabled Adaptations/Wall:Remove And Refix Independent Worktop | Disabled Adaptations - Wall:Remove And Refix Independent Worktop, unit of measure LM | Disabled Adaptations-DA971007 | Y | Y | Y | Y | Y
M3NHFScheduleOfRatesCode | Disabled Adaptations/Worktop:Provide Fly End Panel | Disabled Adaptations - Worktop:Provide Fly End Panel, unit of measure NO | Disabled Adaptations-DA971009 | Y | Y | Y | Y | Y
M3NHFScheduleOfRatesCode | Disabled Adaptations/Worktop:Renew Leg To Worktop | Disabled Adaptations - Worktop:Renew Leg To Worktop, unit of measure NO | Disabled Adaptations-DA971011 | Y | Y | Y | Y | Y
M3NHFScheduleOfRatesCode | Disabled Adaptations/Sealant:Apply To Worktop And Wall | Disabled Adaptations - Sealant:Apply To Worktop And Wall, unit of measure LM | Disabled Adaptations-DA971013 | Y | Y | Y | Y | Y
M3NHFScheduleOfRatesCode | Disabled Adaptations/Worktop:Renew Joint Strip | Disabled Adaptations - Worktop:Renew Joint Strip, unit of measure NO | Disabled Adaptations-DA971015 | Y | Y | Y | Y | Y
M3NHFScheduleOfRatesCode | Disabled Adaptations/Worktop:25X25Mm Edge Trim | Disabled Adaptations - Worktop:25X25Mm Edge Trim, unit of measure LM | Disabled Adaptations-DA971017 | Y | Y | Y | Y | Y
M3NHFScheduleOfRatesCode | Disabled Adaptations/Worktop:Provide Coverbead | Disabled Adaptations - Worktop:Provide Coverbead, unit of measure NO | Disabled Adaptations-DA971019 | Y | Y | Y | Y | Y
M3NHFScheduleOfRatesCode | Disabled Adaptations/Door:Renew Sliding Door Not Exceeding 900Mm | Disabled Adaptations - Door:Renew Sliding Door Not Exceeding 900Mm, unit of measure NO | Disabled Adaptations-DA974001 | Y | Y | Y | Y | Y
M3NHFScheduleOfRatesCode | Disabled Adaptations/Door:Renew Sliding Door Exceeding 900Mm | Disabled Adaptations - Door:Renew Sliding Door Exceeding 900Mm, unit of measure NO | Disabled Adaptations-DA974003 | Y | Y | Y | Y | Y
M3NHFScheduleOfRatesCode | Disabled Adaptations/Door:Renew With 826Mm Folding | Disabled Adaptations - Door:Renew With 826Mm Folding, unit of measure IT | Disabled Adaptations-DA974005 | Y | Y | Y | Y | Y
M3NHFScheduleOfRatesCode | Disabled Adaptations/Door:Renew With 902Mm Folding | Disabled Adaptations - Door:Renew With 902Mm Folding, unit of measure IT | Disabled Adaptations-DA974007 | Y | Y | Y | Y | Y
M3NHFScheduleOfRatesCode | Disabled Adaptations/Door:Renew With 1200Mm Folding | Disabled Adaptations - Door:Renew With 1200Mm Folding, unit of measure IT | Disabled Adaptations-DA974009 | Y | Y | Y | Y | Y
M3NHFScheduleOfRatesCode | Disabled Adaptations/Door:Renew Hw Panelled Or Glazed Back Door | Disabled Adaptations - Door:Renew Hw Panelled Or Glazed Back Door, unit of measure NO | Disabled Adaptations-DA974011 | Y | Y | Y | Y | Y
M3NHFScheduleOfRatesCode | Disabled Adaptations/Door:Renew Hw Panelled Or Glazed Front Door | Disabled Adaptations - Door:Renew Hw Panelled Or Glazed Front Door, unit of measure NO | Disabled Adaptations-DA974013 | Y | Y | Y | Y | Y
M3NHFScheduleOfRatesCode | Disabled Adaptations/Door:Renew Pm Hw Panelled Or Glazed Back Door | Disabled Adaptations - Door:Renew Pm Hw Panelled Or Glazed Back Door, unit of measure NO | Disabled Adaptations-DA974021 | Y | Y | Y | Y | Y
M3NHFScheduleOfRatesCode | Disabled Adaptations/Door:Renew Pm Hw Panelled Or Glazed Front Door | Disabled Adaptations - Door:Renew Pm Hw Panelled Or Glazed Front Door, unit of measure NO | Disabled Adaptations-DA974023 | Y | Y | Y | Y | Y
M3NHFScheduleOfRatesCode | Disabled Adaptations/Door:Renew Sw Panelled Or Glazed Back Door | Disabled Adaptations - Door:Renew Sw Panelled Or Glazed Back Door, unit of measure NO | Disabled Adaptations-DA974031 | Y | Y | Y | Y | Y
M3NHFScheduleOfRatesCode | Disabled Adaptations/Door:Renew Sw Panelled Or Glazed Front Door | Disabled Adaptations - Door:Renew Sw Panelled Or Glazed Front Door, unit of measure NO | Disabled Adaptations-DA974033 | Y | Y | Y | Y | Y
M3NHFScheduleOfRatesCode | Disabled Adaptations/Door:Renew Pm Sw Panelled Or Glazed Back Door | Disabled Adaptations - Door:Renew Pm Sw Panelled Or Glazed Back Door, unit of measure NO | Disabled Adaptations-DA974041 | Y | Y | Y | Y | Y
M3NHFScheduleOfRatesCode | Disabled Adaptations/Door:Renew Pm Sw Panelled Or Glazed Front Door | Disabled Adaptations - Door:Renew Pm Sw Panelled Or Glazed Front Door, unit of measure NO | Disabled Adaptations-DA974043 | Y | Y | Y | Y | Y
M3NHFScheduleOfRatesCode | Disabled Adaptations/Door:High Performance Composite Back Door | Disabled Adaptations - Door:High Performance Composite Back Door, unit of measure NO | Disabled Adaptations-DA974051 | Y | Y | Y | Y | Y
M3NHFScheduleOfRatesCode | Disabled Adaptations/Door:High Performance Composite Front Door | Disabled Adaptations - Door:High Performance Composite Front Door, unit of measure NO | Disabled Adaptations-DA974053 | Y | Y | Y | Y | Y
M3NHFScheduleOfRatesCode | Disabled Adaptations/Door:Renew Internal Hardwood Veneered | Disabled Adaptations - Door:Renew Internal Hardwood Veneered, unit of measure NO | Disabled Adaptations-DA974081 | Y | Y | Y | Y | Y
M3NHFScheduleOfRatesCode | Disabled Adaptations/Door:Renew 1/2Hr Fire Internal | Disabled Adaptations - Door:Renew 1/2Hr Fire Internal, unit of measure NO | Disabled Adaptations-DA974083 | Y | Y | Y | Y | Y
M3NHFScheduleOfRatesCode | Disabled Adaptations/Door:Renew 1Hr Fire Internal-Standard Size | Disabled Adaptations - Door:Renew 1Hr Fire Internal-Standard Size, unit of measure NO | Disabled Adaptations-DA974085 | Y | Y | Y | Y | Y
M3NHFScheduleOfRatesCode | Disabled Adaptations/Door:Supply And Fix Sliding Door Gear | Disabled Adaptations - Door:Supply And Fix Sliding Door Gear, unit of measure NO | Disabled Adaptations-DA974089 | Y | Y | Y | Y | Y
M3NHFScheduleOfRatesCode | Disabled Adaptations/Door:Cut Openings/Supply And Fix 225X75Mm Vents | Disabled Adaptations - Door:Cut Openings/Supply And Fix 225X75Mm Vents, unit of measure IT | Disabled Adaptations-DA974091 | Y | Y | Y | Y | Y
M3NHFScheduleOfRatesCode | Disabled Adaptations/Door:Form Vision Panel To Internal | Disabled Adaptations - Door:Form Vision Panel To Internal, unit of measure NO | Disabled Adaptations-DA974093 | Y | Y | Y | Y | Y
M3NHFScheduleOfRatesCode | Disabled Adaptations/Frame:Renew Softwood Ext Door Complete | Disabled Adaptations - Frame:Renew Softwood Ext Door Complete, unit of measure NO | Disabled Adaptations-DA974101 | Y | Y | Y | Y | Y
M3NHFScheduleOfRatesCode | Disabled Adaptations/Frame:Renew Softwood Ext Door With Cill Complete | Disabled Adaptations - Frame:Renew Softwood Ext Door With Cill Complete, unit of measure NO | Disabled Adaptations-DA974103 | Y | Y | Y | Y | Y
M3NHFScheduleOfRatesCode | Disabled Adaptations/Frame:Renew Softwood Ext Door Fanlight Complete | Disabled Adaptations - Frame:Renew Softwood Ext Door Fanlight Complete, unit of measure NO | Disabled Adaptations-DA974105 | Y | Y | Y | Y | Y
M3NHFScheduleOfRatesCode | Disabled Adaptations/Frame:Renew Internal With Stops And Architraves | Disabled Adaptations - Frame:Renew Internal With Stops And Architraves, unit of measure NO | Disabled Adaptations-DA974121 | Y | Y | Y | Y | Y
M3NHFScheduleOfRatesCode | Disabled Adaptations/Door:Ease Adjust Rehang Internal New Butts | Disabled Adaptations - Door:Ease Adjust Rehang Internal New Butts, unit of measure NO | Disabled Adaptations-DA974201 | Y | Y | Y | Y | Y
M3NHFScheduleOfRatesCode | Disabled Adaptations/Door:Ease Adjust Including Remove | Disabled Adaptations - Door:Ease Adjust Including Remove, unit of measure NO | Disabled Adaptations-DA974203 | Y | Y | Y | Y | Y
M3NHFScheduleOfRatesCode | Disabled Adaptations/Door:Change To Two Way Operation | Disabled Adaptations - Door:Change To Two Way Operation, unit of measure IT | Disabled Adaptations-DA974205 | Y | Y | Y | Y | Y
M3NHFScheduleOfRatesCode | Disabled Adaptations/Door:Change To Sliding | Disabled Adaptations - Door:Change To Sliding, unit of measure IT | Disabled Adaptations-DA974207 | Y | Y | Y | Y | Y
M3NHFScheduleOfRatesCode | Disabled Adaptations/Door:Change Inward To Out Opening | Disabled Adaptations - Door:Change Inward To Out Opening, unit of measure IT | Disabled Adaptations-DA974209 | Y | Y | Y | Y | Y
M3NHFScheduleOfRatesCode | Disabled Adaptations/Door:Change To Folding | Disabled Adaptations - Door:Change To Folding, unit of measure IT | Disabled Adaptations-DA974211 | Y | Y | Y | Y | Y
M3NHFScheduleOfRatesCode | Disabled Adaptations/Intumescent Strip:Renew Upto 1 Hour | Disabled Adaptations - Intumescent Strip:Renew Upto 1 Hour, unit of measure LM | Disabled Adaptations-DA974503 | Y | Y | Y | Y | Y
M3NHFScheduleOfRatesCode | Disabled Adaptations/Intumescent Strip:Renew Upto 1 Hour Smoke Seal | Disabled Adaptations - Intumescent Strip:Renew Upto 1 Hour Smoke Seal, unit of measure LM | Disabled Adaptations-DA974505 | Y | Y | Y | Y | Y
M3NHFScheduleOfRatesCode | Disabled Adaptations/Intumescent Strip:Renew Upto 1 Hour To Glass | Disabled Adaptations - Intumescent Strip:Renew Upto 1 Hour To Glass, unit of measure LM | Disabled Adaptations-DA974509 | Y | Y | Y | Y | Y
M3NHFScheduleOfRatesCode | Disabled Adaptations/Smoke Seal:Renew To Frame 1/2 Hour | Disabled Adaptations - Smoke Seal:Renew To Frame 1/2 Hour, unit of measure LM | Disabled Adaptations-DA974513 | Y | Y | Y | Y | Y
M3NHFScheduleOfRatesCode | Disabled Adaptations/Window:Relocate Any Window Fitting | Disabled Adaptations - Window:Relocate Any Window Fitting, unit of measure NO | Disabled Adaptations-DA975001 | Y | Y | Y | Y | Y
M3NHFScheduleOfRatesCode | Disabled Adaptations/Window:Replace With Extended Arm Stay | Disabled Adaptations - Window:Replace With Extended Arm Stay, unit of measure NO | Disabled Adaptations-DA975003 | Y | Y | Y | Y | Y
M3NHFScheduleOfRatesCode | Disabled Adaptations/Window:Supply And Fix Teleflex Gear | Disabled Adaptations - Window:Supply And Fix Teleflex Gear, unit of measure NO | Disabled Adaptations-DA975005 | Y | Y | Y | Y | Y
M3NHFScheduleOfRatesCode | Disabled Adaptations/Window:Supply And Fix Chain Drive Handle | Disabled Adaptations - Window:Supply And Fix Chain Drive Handle, unit of measure NO | Disabled Adaptations-DA975007 | Y | Y | Y | Y | Y
M3NHFScheduleOfRatesCode | Disabled Adaptations/Window:Supply Electrically Operated Gear | Disabled Adaptations - Window:Supply Electrically Operated Gear, unit of measure IT | Disabled Adaptations-DA975008 | Y | Y | Y | Y | Y
M3NHFScheduleOfRatesCode | Disabled Adaptations/Window:Renew Standard Softwood Casement 1 Light | Disabled Adaptations - Window:Renew Standard Softwood Casement 1 Light, unit of measure SM | Disabled Adaptations-DA975011 | Y | Y | Y | Y | Y
M3NHFScheduleOfRatesCode | Disabled Adaptations/Window:Renew Standard Softwood Casement 2 Light | Disabled Adaptations - Window:Renew Standard Softwood Casement 2 Light, unit of measure SM | Disabled Adaptations-DA975015 | Y | Y | Y | Y | Y
M3NHFScheduleOfRatesCode | Disabled Adaptations/Window:Renew With Pvcu Casement Pvcu | Disabled Adaptations - Window:Renew With Pvcu Casement Pvcu, unit of measure SM | Disabled Adaptations-DA975017 | Y
M3NHFScheduleOfRatesCode | Disabled Adaptations/Window:Renew Purpose Softwood Casement 1 Light | Disabled Adaptations - Window:Renew Purpose Softwood Casement 1 Light, unit of measure SM | Disabled Adaptations-DA975021 | Y | Y | Y | Y | Y
M3NHFScheduleOfRatesCode | Disabled Adaptations/Window:Renew Purpose Softwood Casement 2 Light | Disabled Adaptations - Window:Renew Purpose Softwood Casement 2 Light, unit of measure SM | Disabled Adaptations-DA975025 | Y | Y | Y | Y | Y
M3NHFScheduleOfRatesCode | Disabled Adaptations/Vent:Fit New Circular To Existing Glass | Disabled Adaptations - Vent:Fit New Circular To Existing Glass, unit of measure NO | Disabled Adaptations-DA975069 | Y | Y | Y | Y | Y
M3NHFScheduleOfRatesCode | Disabled Adaptations/Windowboard:Renew Softwood | Disabled Adaptations - Windowboard:Renew Softwood, unit of measure LM | Disabled Adaptations-DA975071 | Y | Y | Y | Y | Y
M3NHFScheduleOfRatesCode | Disabled Adaptations/Windowboard:Renew Mdf | Disabled Adaptations - Windowboard:Renew Mdf, unit of measure LM | Disabled Adaptations-DA975073 | Y | Y | Y | Y | Y
M3NHFScheduleOfRatesCode | Disabled Adaptations/Windowboard:Renew Hardwood | Disabled Adaptations - Windowboard:Renew Hardwood, unit of measure LM | Disabled Adaptations-DA975075 | Y | Y | Y | Y | Y
M3NHFScheduleOfRatesCode | Disabled Adaptations/Windowboard:Renew Pvcu | Disabled Adaptations - Windowboard:Renew Pvcu, unit of measure LM | Disabled Adaptations-DA975077 | Y | Y | Y | Y | Y
M3NHFScheduleOfRatesCode | Disabled Adaptations/Garage Door:Electrically Operated Up And Over Door | Disabled Adaptations - Garage Door:Electrically Operated Up And Over Door, unit of measure IT | Disabled Adaptations-DA975401 | Y | Y | Y | Y | Y
M3NHFScheduleOfRatesCode | Disabled Adaptations/Door:Supply And Fix Kicking Plate 300Mm | Disabled Adaptations - Door:Supply And Fix Kicking Plate 300Mm, unit of measure NO | Disabled Adaptations-DA980001 | Y | Y | Y | Y | Y
M3NHFScheduleOfRatesCode | Disabled Adaptations/Door:Supply And Fix Kicking Plate 400Mm | Disabled Adaptations - Door:Supply And Fix Kicking Plate 400Mm, unit of measure NO | Disabled Adaptations-DA980002 | Y | Y | Y | Y | Y
M3NHFScheduleOfRatesCode | Disabled Adaptations/Door:Replace Knobset With Lever Handles | Disabled Adaptations - Door:Replace Knobset With Lever Handles, unit of measure IT | Disabled Adaptations-DA980003 | Y | Y | Y | Y | Y
M3NHFScheduleOfRatesCode | Disabled Adaptations/Angle Trim:Fix Saa Angle Trim | Disabled Adaptations - Angle Trim:Fix Saa Angle Trim, unit of measure NO | Disabled Adaptations-DA980009 | Y | Y | Y | Y | Y
M3NHFScheduleOfRatesCode | Disabled Adaptations/Closer:Renew Light Duty Overhead/Door Restrictor | Disabled Adaptations - Closer:Renew Light Duty Overhead/Door Restrictor, unit of measure NO | Disabled Adaptations-DA980011 | Y | Y | Y | Y | Y
M3NHFScheduleOfRatesCode | Disabled Adaptations/Closer:Renew Heavy Duty Overhead | Disabled Adaptations - Closer:Renew Heavy Duty Overhead, unit of measure NO | Disabled Adaptations-DA980013 | Y | Y | Y | Y | Y
M3NHFScheduleOfRatesCode | Disabled Adaptations/Closer:Renew Or Supply Perko Type | Disabled Adaptations - Closer:Renew Or Supply Perko Type, unit of measure NO | Disabled Adaptations-DA980015 | Y | Y | Y | Y | Y
M3NHFScheduleOfRatesCode | Disabled Adaptations/Closer:Ease And Adjust Any Type | Disabled Adaptations - Closer:Ease And Adjust Any Type, unit of measure NO | Disabled Adaptations-DA980017 | Y | Y | Y | Y | Y
M3NHFScheduleOfRatesCode | Disabled Adaptations/Bolt:Facility Indicator | Disabled Adaptations - Bolt:Facility Indicator, unit of measure NO | Disabled Adaptations-DA980019 | Y | Y | Y | Y | Y
M3NHFScheduleOfRatesCode | Disabled Adaptations/Door Furniture:Renew Or Install Viewer | Disabled Adaptations - Door Furniture:Renew Or Install Viewer, unit of measure NO | Disabled Adaptations-DA980021 | Y | Y | Y | Y | Y
M3NHFScheduleOfRatesCode | Disabled Adaptations/Door Furniture:Renew Or Install Chain | Disabled Adaptations - Door Furniture:Renew Or Install Chain, unit of measure NO | Disabled Adaptations-DA980023 | Y | Y | Y | Y | Y
M3NHFScheduleOfRatesCode | Disabled Adaptations/Door Furniture:Renew Or Install Push Plates | Disabled Adaptations - Door Furniture:Renew Or Install Push Plates, unit of measure NO | Disabled Adaptations-DA980025 | Y | Y | Y | Y | Y
M3NHFScheduleOfRatesCode | Disabled Adaptations/Door Stop:Provide Rubber Stop | Disabled Adaptations - Door Stop:Provide Rubber Stop, unit of measure NO | Disabled Adaptations-DA980027 | Y | Y | Y | Y | Y
M3NHFScheduleOfRatesCode | Disabled Adaptations/Door Buffer:Provide Wall Mounted | Disabled Adaptations - Door Buffer:Provide Wall Mounted, unit of measure NO | Disabled Adaptations-DA980029 | Y | Y | Y | Y | Y
M3NHFScheduleOfRatesCode | Disabled Adaptations/Cupboard:Renew Knob | Disabled Adaptations - Cupboard:Renew Knob, unit of measure NO | Disabled Adaptations-DA980031 | Y | Y | Y | Y | Y
M3NHFScheduleOfRatesCode | Disabled Adaptations/Relocate:Any Surface Fixed Item | Disabled Adaptations - Relocate:Any Surface Fixed Item, unit of measure NO | Disabled Adaptations-DA980051 | Y | Y | Y | Y | Y
M3NHFScheduleOfRatesCode | Disabled Adaptations/Relocate:Any Morticed Or Housed Item | Disabled Adaptations - Relocate:Any Morticed Or Housed Item, unit of measure NO | Disabled Adaptations-DA980053 | Y | Y | Y | Y | Y
M3NHFScheduleOfRatesCode | Disabled Adaptations/Ramp:Construct Concrete Ramp | Disabled Adaptations - Ramp:Construct Concrete Ramp, unit of measure LM | Disabled Adaptations-DA985001 | Y | Y | Y | Y | Y
M3NHFScheduleOfRatesCode | Disabled Adaptations/Disabled Ramp:Construct Timber Ramp | Disabled Adaptations - Disabled Ramp:Construct Timber Ramp, unit of measure LM | Disabled Adaptations-DA985003 | Y | Y | Y | Y | Y
M3NHFScheduleOfRatesCode | Disabled Adaptations/Staircase:Renew Newel Post | Disabled Adaptations - Staircase:Renew Newel Post, unit of measure NO | Disabled Adaptations-DA985401 | Y | Y | Y | Y | Y
M3NHFScheduleOfRatesCode | Disabled Adaptations/Staircase:Renew Softwood Baluster | Disabled Adaptations - Staircase:Renew Softwood Baluster, unit of measure NO | Disabled Adaptations-DA985403 | Y | Y | Y | Y | Y
M3NHFScheduleOfRatesCode | Disabled Adaptations/Handrail:Renew 44X69Mm Newel Type | Disabled Adaptations - Handrail:Renew 44X69Mm Newel Type, unit of measure LM | Disabled Adaptations-DA985411 | Y | Y | Y | Y | Y
M3NHFScheduleOfRatesCode | Disabled Adaptations/Handrail:Renew 32X119Mm Newel Type | Disabled Adaptations - Handrail:Renew 32X119Mm Newel Type, unit of measure LM | Disabled Adaptations-DA985413 | Y | Y | Y | Y | Y
M3NHFScheduleOfRatesCode | Disabled Adaptations/Step:Form Half Step-Concrete | Disabled Adaptations - Step:Form Half Step-Concrete, unit of measure IT | Disabled Adaptations-DA985501 | Y | Y | Y | Y | Y
M3NHFScheduleOfRatesCode | Disabled Adaptations/Step:Form Half Step-Timber/Ply | Disabled Adaptations - Step:Form Half Step-Timber/Ply, unit of measure IT | Disabled Adaptations-DA985503 | Y | Y | Y | Y | Y
M3NHFScheduleOfRatesCode | Disabled Adaptations/Path:Excavate Lay Ne 100Mm Concrete Bed | Disabled Adaptations - Path:Excavate Lay Ne 100Mm Concrete Bed, unit of measure SM | Disabled Adaptations-DA985601 | Y | Y | Y | Y | Y
M3NHFScheduleOfRatesCode | Disabled Adaptations/Hardstanding:Provide Concrete | Disabled Adaptations - Hardstanding:Provide Concrete, unit of measure IT | Disabled Adaptations-DA985605 | Y | Y | Y | Y | Y
M3NHFScheduleOfRatesCode | Disabled Adaptations/Path:Renew Ne 100Mm Concrete Bed And Sub-Base | Disabled Adaptations - Path:Renew Ne 100Mm Concrete Bed And Sub-Base, unit of measure SM | Disabled Adaptations-DA985607 | Y | Y | Y | Y | Y
M3NHFScheduleOfRatesCode | Disabled Adaptations/Finish:Extra For Non-Slip Finish To Path | Disabled Adaptations - Finish:Extra For Non-Slip Finish To Path, unit of measure SM | Disabled Adaptations-DA985611 | Y | Y | Y | Y | Y
M3NHFScheduleOfRatesCode | Disabled Adaptations/Finish:Extra Tactile Finish | Disabled Adaptations - Finish:Extra Tactile Finish, unit of measure SM | Disabled Adaptations-DA985613 | Y | Y | Y | Y | Y
M3NHFScheduleOfRatesCode | Disabled Adaptations/Macadam:Excavate And Lay 70Mm Paving | Disabled Adaptations - Macadam:Excavate And Lay 70Mm Paving, unit of measure SM | Disabled Adaptations-DA985621 | Y | Y | Y | Y | Y
M3NHFScheduleOfRatesCode | Disabled Adaptations/Macadam:Renew 70Mm Paving | Disabled Adaptations - Macadam:Renew 70Mm Paving, unit of measure SM | Disabled Adaptations-DA985623 | Y | Y | Y | Y | Y
M3NHFScheduleOfRatesCode | Disabled Adaptations/Flag:Excavate And Lay New Precast Concrete | Disabled Adaptations - Flag:Excavate And Lay New Precast Concrete, unit of measure SM | Disabled Adaptations-DA985631 | Y | Y | Y | Y | Y
M3NHFScheduleOfRatesCode | Disabled Adaptations/Flags:Renew Pcc Paving | Disabled Adaptations - Flags:Renew Pcc Paving, unit of measure SM | Disabled Adaptations-DA985635 | Y | Y | Y | Y | Y
M3NHFScheduleOfRatesCode | Disabled Adaptations/Flag:Renew Single Pcc Paving | Disabled Adaptations - Flag:Renew Single Pcc Paving, unit of measure NO | Disabled Adaptations-DA985637 | Y | Y | Y | Y | Y
M3NHFScheduleOfRatesCode | Disabled Adaptations/Flags:Lift And Rebed Pcc Paving | Disabled Adaptations - Flags:Lift And Rebed Pcc Paving, unit of measure SM | Disabled Adaptations-DA985641 | Y | Y | Y | Y | Y
M3NHFScheduleOfRatesCode | Disabled Adaptations/Finish:Extra Tactile Flags | Disabled Adaptations - Finish:Extra Tactile Flags, unit of measure SM | Disabled Adaptations-DA985643 | Y | Y | Y | Y | Y
M3NHFScheduleOfRatesCode | Disabled Adaptations/Kerb:Lower Any Type Of Pcc Kerb | Disabled Adaptations - Kerb:Lower Any Type Of Pcc Kerb, unit of measure IT | Disabled Adaptations-DA985651 | Y | Y | Y | Y | Y
M3NHFScheduleOfRatesCode | Disabled Adaptations/Shed:Install Proprietary Wheelchair Including Slab | Disabled Adaptations - Shed:Install Proprietary Wheelchair Including Slab, unit of measure IT | Disabled Adaptations-DA985701 | Y | Y | Y | Y | Y
M3NHFScheduleOfRatesCode | Disabled Adaptations/Shed:Install Proprietary Wheelchair Excluding Slab | Disabled Adaptations - Shed:Install Proprietary Wheelchair Excluding Slab, unit of measure IT | Disabled Adaptations-DA985703 | Y | Y | Y | Y | Y
M3NHFScheduleOfRatesCode | Disabled Adaptations/Threshold:Remove For Access | Disabled Adaptations - Threshold:Remove For Access, unit of measure NO | Disabled Adaptations-DA986001 | Y | Y | Y | Y | Y
M3NHFScheduleOfRatesCode | Disabled Adaptations/Threshold:Form Ramp For Wheelchair | Disabled Adaptations - Threshold:Form Ramp For Wheelchair, unit of measure IT | Disabled Adaptations-DA986003 | Y | Y | Y | Y | Y
M3NHFScheduleOfRatesCode | Disabled Adaptations/Threshold:Renew To Door Opening | Disabled Adaptations - Threshold:Renew To Door Opening, unit of measure IT | Disabled Adaptations-DA986005 | Y | Y | Y | Y | Y
M3NHFScheduleOfRatesCode | Disabled Adaptations/Threshold:Fit Proprietary | Disabled Adaptations - Threshold:Fit Proprietary, unit of measure IT | Disabled Adaptations-DA986007 | Y | Y | Y | Y | Y
M3NHFScheduleOfRatesCode | Disabled Adaptations/Threshold:Fit Visibility | Disabled Adaptations - Threshold:Fit Visibility, unit of measure IT | Disabled Adaptations-DA986009 | Y | Y | Y | Y | Y
M3NHFScheduleOfRatesCode | Disabled Adaptations/Threshold:Internal | Disabled Adaptations - Threshold:Internal, unit of measure IT | Disabled Adaptations-DA986011 | Y | Y | Y | Y | Y
M3NHFScheduleOfRatesCode | Disabled Adaptations/Floor:Renew Internal Concrete | Disabled Adaptations - Floor:Renew Internal Concrete, unit of measure SM | Disabled Adaptations-DA990101 | Y | Y | Y | Y | Y
M3NHFScheduleOfRatesCode | Disabled Adaptations/Wall:Build 1/2B Wall In Commons | Disabled Adaptations - Wall:Build 1/2B Wall In Commons, unit of measure SM | Disabled Adaptations-DA990201 | Y | Y | Y | Y | Y
M3NHFScheduleOfRatesCode | Disabled Adaptations/Wall:Build Cavity Wall In Commons | Disabled Adaptations - Wall:Build Cavity Wall In Commons, unit of measure SM | Disabled Adaptations-DA990203 | Y | Y | Y | Y | Y
M3NHFScheduleOfRatesCode | Disabled Adaptations/Wall:Build 1/2B Wall In Facings | Disabled Adaptations - Wall:Build 1/2B Wall In Facings, unit of measure SM | Disabled Adaptations-DA990205 | Y | Y | Y | Y | Y
M3NHFScheduleOfRatesCode | Disabled Adaptations/Wall:New Cavity Wall In Facings | Disabled Adaptations - Wall:New Cavity Wall In Facings, unit of measure SM | Disabled Adaptations-DA990207 | Y | Y | Y | Y | Y
M3NHFScheduleOfRatesCode | Disabled Adaptations/Wall:New 75Mm Block Wall | Disabled Adaptations - Wall:New 75Mm Block Wall, unit of measure SM | Disabled Adaptations-DA990209 | Y | Y | Y | Y | Y
M3NHFScheduleOfRatesCode | Disabled Adaptations/Wall:New 100Mm Block Wall | Disabled Adaptations - Wall:New 100Mm Block Wall, unit of measure SM | Disabled Adaptations-DA990211 | Y | Y | Y | Y | Y
M3NHFScheduleOfRatesCode | Disabled Adaptations/Wall:New 225Mm Block Wall | Disabled Adaptations - Wall:New 225Mm Block Wall, unit of measure SM | Disabled Adaptations-DA990213 | Y | Y | Y | Y | Y
M3NHFScheduleOfRatesCode | Disabled Adaptations/Opening:Form In 1/2B Wall Exceeding 1.00Sm | Disabled Adaptations - Opening:Form In 1/2B Wall Exceeding 1.00Sm, unit of measure SM | Disabled Adaptations-DA990221 | Y | Y | Y | Y | Y
M3NHFScheduleOfRatesCode | Disabled Adaptations/Opening:Form Door In External Wall | Disabled Adaptations - Opening:Form Door In External Wall, unit of measure SM | Disabled Adaptations-DA990223 | Y | Y | Y | Y | Y
M3NHFScheduleOfRatesCode | Disabled Adaptations/Opening:Widen Door - Brick | Disabled Adaptations - Opening:Widen Door - Brick, unit of measure NO | Disabled Adaptations-DA990225 | Y | Y | Y | Y | Y
M3NHFScheduleOfRatesCode | Disabled Adaptations/Lintel:Renew Pcc Lintel Ne 1.5M Long | Disabled Adaptations - Lintel:Renew Pcc Lintel Ne 1.5M Long, unit of measure NO | Disabled Adaptations-DA990231 | Y | Y | Y | Y | Y
M3NHFScheduleOfRatesCode | Disabled Adaptations/Lintel:Renew Pcc Lintel Over 1.5M Long | Disabled Adaptations - Lintel:Renew Pcc Lintel Over 1.5M Long, unit of measure NO | Disabled Adaptations-DA990233 | Y | Y | Y | Y | Y
M3NHFScheduleOfRatesCode | Disabled Adaptations/Dpc:Install New Cavity Tray Dpc | Disabled Adaptations - Dpc:Install New Cavity Tray Dpc, unit of measure LM | Disabled Adaptations-DA990241 | Y | Y | Y | Y | Y
M3NHFScheduleOfRatesCode | Disabled Adaptations/Airbrick:Install New Pvc Vent | Disabled Adaptations - Airbrick:Install New Pvc Vent, unit of measure NO | Disabled Adaptations-DA990251 | Y | Y | Y | Y | Y
M3NHFScheduleOfRatesCode | Disabled Adaptations/Partition:Erect Timber Stud And Plasterboard Bf | Disabled Adaptations - Partition:Erect Timber Stud And Plasterboard Bf, unit of measure SM | Disabled Adaptations-DA990301 | Y | Y | Y | Y | Y
M3NHFScheduleOfRatesCode | Disabled Adaptations/Partition:Erect Timber Stud Plasterboard Skim Bf | Disabled Adaptations - Partition:Erect Timber Stud Plasterboard Skim Bf, unit of measure SM | Disabled Adaptations-DA990303 | Y | Y | Y | Y | Y
M3NHFScheduleOfRatesCode | Disabled Adaptations/Partition:Install Insulation Infill Ne 100Mm | Disabled Adaptations - Partition:Install Insulation Infill Ne 100Mm, unit of measure SM | Disabled Adaptations-DA990305 | Y | Y | Y | Y | Y
M3NHFScheduleOfRatesCode | Disabled Adaptations/Opening:Widen Door - Stud | Disabled Adaptations - Opening:Widen Door - Stud, unit of measure NO | Disabled Adaptations-DA990307 | Y | Y | Y | Y | Y
M3NHFScheduleOfRatesCode | Disabled Adaptations/Flooring:Renew In 19Mm Plywood | Disabled Adaptations - Flooring:Renew In 19Mm Plywood, unit of measure SM | Disabled Adaptations-DA990311 | Y | Y | Y | Y | Y
M3NHFScheduleOfRatesCode | Disabled Adaptations/Flooring:Renew In 6Mm Plywood | Disabled Adaptations - Flooring:Renew In 6Mm Plywood, unit of measure SM | Disabled Adaptations-DA990313 | Y | Y | Y | Y | Y
M3NHFScheduleOfRatesCode | Disabled Adaptations/Flooring:Renew In 19Mm Chipboard | Disabled Adaptations - Flooring:Renew In 19Mm Chipboard, unit of measure SM | Disabled Adaptations-DA990317 | Y | Y | Y | Y | Y
M3NHFScheduleOfRatesCode | Disabled Adaptations/Flooring:Renew In Insulated Chipboard | Disabled Adaptations - Flooring:Renew In Insulated Chipboard, unit of measure SM | Disabled Adaptations-DA990319 | Y | Y | Y | Y | Y
M3NHFScheduleOfRatesCode | Disabled Adaptations/Flooring:Supply And Lay Hardboard | Disabled Adaptations - Flooring:Supply And Lay Hardboard, unit of measure SM | Disabled Adaptations-DA990321 | Y | Y | Y | Y | Y
M3NHFScheduleOfRatesCode | Disabled Adaptations/Skirting:Renew Softwood Skirting | Disabled Adaptations - Skirting:Renew Softwood Skirting, unit of measure LM | Disabled Adaptations-DA990331 | Y | Y | Y | Y | Y
M3NHFScheduleOfRatesCode | Disabled Adaptations/Architrave:Renew Sw Set To One Side Of Door | Disabled Adaptations - Architrave:Renew Sw Set To One Side Of Door, unit of measure IT | Disabled Adaptations-DA990333 | Y | Y | Y | Y | Y
M3NHFScheduleOfRatesCode | Disabled Adaptations/Shelving:Renew Wrot Softwood Bearers | Disabled Adaptations - Shelving:Renew Wrot Softwood Bearers, unit of measure LM | Disabled Adaptations-DA990341 | Y | Y | Y | Y | Y
M3NHFScheduleOfRatesCode | Disabled Adaptations/Shelving:Renew Slatted Complete | Disabled Adaptations - Shelving:Renew Slatted Complete, unit of measure SM | Disabled Adaptations-DA990343 | Y | Y | Y | Y | Y
M3NHFScheduleOfRatesCode | Disabled Adaptations/Shelving:Melamine Faced Ne 300Mm | Disabled Adaptations - Shelving:Melamine Faced Ne 300Mm, unit of measure LM | Disabled Adaptations-DA990345 | Y | Y | Y | Y | Y
M3NHFScheduleOfRatesCode | Disabled Adaptations/Shelving:12Mm Plywood Hardwood Edged Ne 300Mm | Disabled Adaptations - Shelving:12Mm Plywood Hardwood Edged Ne 300Mm, unit of measure LM | Disabled Adaptations-DA990347 | Y | Y | Y | Y | Y
M3NHFScheduleOfRatesCode | Disabled Adaptations/Duct:Renew 6Mm Plywood Casing Side Ne 300Mm | Disabled Adaptations - Duct:Renew 6Mm Plywood Casing Side Ne 300Mm, unit of measure LM | Disabled Adaptations-DA990351 | Y | Y | Y | Y | Y
M3NHFScheduleOfRatesCode | Disabled Adaptations/Duct:Renew 6Mm Plywood Sided Casing Over 300Mm | Disabled Adaptations - Duct:Renew 6Mm Plywood Sided Casing Over 300Mm, unit of measure SM | Disabled Adaptations-DA990353 | Y | Y | Y | Y | Y
M3NHFScheduleOfRatesCode | Disabled Adaptations/Duct:Renew Plywood Sided Casing Ne 450Mm | Disabled Adaptations - Duct:Renew Plywood Sided Casing Ne 450Mm, unit of measure LM | Disabled Adaptations-DA990355 | Y | Y | Y | Y | Y
M3NHFScheduleOfRatesCode | Disabled Adaptations/Duct:Renew Plasterboard Casing Ne 300Mm | Disabled Adaptations - Duct:Renew Plasterboard Casing Ne 300Mm, unit of measure LM | Disabled Adaptations-DA990359 | Y | Y | Y | Y | Y
M3NHFScheduleOfRatesCode | Disabled Adaptations/Duct:Renew Plasterboard Casing Over 300Mm | Disabled Adaptations - Duct:Renew Plasterboard Casing Over 300Mm, unit of measure SM | Disabled Adaptations-DA990361 | Y | Y | Y | Y | Y
M3NHFScheduleOfRatesCode | Disabled Adaptations/Duct:Renew Plasterboard Sided Ne 450Mm | Disabled Adaptations - Duct:Renew Plasterboard Sided Ne 450Mm, unit of measure LM | Disabled Adaptations-DA990363 | Y | Y | Y | Y | Y
M3NHFScheduleOfRatesCode | Disabled Adaptations/Duct:Form Access Panel In Existing | Disabled Adaptations - Duct:Form Access Panel In Existing, unit of measure IT | Disabled Adaptations-DA990369 | Y | Y | Y | Y | Y
M3NHFScheduleOfRatesCode | Disabled Adaptations/Wall:Renew Apply 3Mm Skim Coat Plaster | Disabled Adaptations - Wall:Renew Apply 3Mm Skim Coat Plaster, unit of measure SM | Disabled Adaptations-DA990403 | Y | Y | Y | Y | Y
M3NHFScheduleOfRatesCode | Disabled Adaptations/Wall:Two Coats Dub Out | Disabled Adaptations - Wall:Two Coats Dub Out, unit of measure SM | Disabled Adaptations-DA990405 | Y | Y | Y | Y | Y
M3NHFScheduleOfRatesCode | Disabled Adaptations/Wall:Hack Replaster Two Coats Dub Out | Disabled Adaptations - Wall:Hack Replaster Two Coats Dub Out, unit of measure SM | Disabled Adaptations-DA990409 | Y | Y | Y | Y | Y
M3NHFScheduleOfRatesCode | Disabled Adaptations/Wall:Two Coats Bonding Walls | Disabled Adaptations - Wall:Two Coats Bonding Walls, unit of measure SM | Disabled Adaptations-DA990413 | Y | Y | Y | Y | Y
M3NHFScheduleOfRatesCode | Disabled Adaptations/Wall:Fix Ne 12.5Mm Plasterboard Scrim Joints | Disabled Adaptations - Wall:Fix Ne 12.5Mm Plasterboard Scrim Joints, unit of measure SM | Disabled Adaptations-DA990425 | Y | Y | Y | Y | Y
M3NHFScheduleOfRatesCode | Disabled Adaptations/Wall:Fix Ne 12.5Mm Plasterboard 3Mm Skim Coat | Disabled Adaptations - Wall:Fix Ne 12.5Mm Plasterboard 3Mm Skim Coat, unit of measure SM | Disabled Adaptations-DA990427 | Y | Y | Y | Y | Y
M3NHFScheduleOfRatesCode | Disabled Adaptations/Wall:Renew Ne 12.5Mm Plasterboard 3Mm Skim | Disabled Adaptations - Wall:Renew Ne 12.5Mm Plasterboard 3Mm Skim, unit of measure SM | Disabled Adaptations-DA990431 | Y | Y | Y | Y | Y
M3NHFScheduleOfRatesCode | Disabled Adaptations/Wall:Renew Double Plasterboard 3Mm Skim Coat | Disabled Adaptations - Wall:Renew Double Plasterboard 3Mm Skim Coat, unit of measure SM | Disabled Adaptations-DA990433 | Y | Y | Y | Y | Y
M3NHFScheduleOfRatesCode | Disabled Adaptations/Wall:Hack Off Render | Disabled Adaptations - Wall:Hack Off Render, unit of measure SM | Disabled Adaptations-DA990441 | Y | Y | Y | Y | Y
M3NHFScheduleOfRatesCode | Disabled Adaptations/Wall:Apply Smooth Render Dub Out | Disabled Adaptations - Wall:Apply Smooth Render Dub Out, unit of measure SM | Disabled Adaptations-DA990443 | Y | Y | Y | Y | Y
M3NHFScheduleOfRatesCode | Disabled Adaptations/Wall Tiles:Hack Off And Make Good | Disabled Adaptations - Wall Tiles:Hack Off And Make Good, unit of measure SM | Disabled Adaptations-DA990451 | Y | Y | Y | Y | Y
M3NHFScheduleOfRatesCode | Disabled Adaptations/Wall Tiles:Renew Or Fix New Glazed Tiles | Disabled Adaptations - Wall Tiles:Renew Or Fix New Glazed Tiles, unit of measure SM | Disabled Adaptations-DA990453 | Y | Y | Y | Y | Y
M3NHFScheduleOfRatesCode | Disabled Adaptations/Wall Tiles:New Splashback To Basin | Disabled Adaptations - Wall Tiles:New Splashback To Basin, unit of measure IT | Disabled Adaptations-DA990455 |  | Y | Y | Y | Y
M3NHFScheduleOfRatesCode | Disabled Adaptations/Wall Tiles:New Splashback To Bath | Disabled Adaptations - Wall Tiles:New Splashback To Bath, unit of measure LM | Disabled Adaptations-DA990457 |  | Y | Y | Y | Y
M3NHFScheduleOfRatesCode | Disabled Adaptations/Wall Tiles:New Splashback To Sink | Disabled Adaptations - Wall Tiles:New Splashback To Sink, unit of measure LM | Disabled Adaptations-DA990459 |  | Y | Y | Y | Y
M3NHFScheduleOfRatesCode | Disabled Adaptations/Ceiling:Renew Apply Skim Coat | Disabled Adaptations - Ceiling:Renew Apply Skim Coat, unit of measure SM | Disabled Adaptations-DA990503 | Y | Y | Y | Y | Y
M3NHFScheduleOfRatesCode | Disabled Adaptations/Ceiling:Two Coats Bonding | Disabled Adaptations - Ceiling:Two Coats Bonding, unit of measure SM | Disabled Adaptations-DA990505 | Y | Y | Y | Y | Y
M3NHFScheduleOfRatesCode | Disabled Adaptations/Ceiling:Hack Renew Plaster | Disabled Adaptations - Ceiling:Hack Renew Plaster, unit of measure SM | Disabled Adaptations-DA990509 | Y | Y | Y | Y | Y
M3NHFScheduleOfRatesCode | Disabled Adaptations/Ceiling:Fix Ne 12.5Mm Plasterboard 3Mm Skim Coat | Disabled Adaptations - Ceiling:Fix Ne 12.5Mm Plasterboard 3Mm Skim Coat, unit of measure SM | Disabled Adaptations-DA990513 | Y | Y | Y | Y | Y
M3NHFScheduleOfRatesCode | Disabled Adaptations/Ceiling:Fix Double Ne 12.5Mm Plasterboard 3Mm Skim | Disabled Adaptations - Ceiling:Fix Double Ne 12.5Mm Plasterboard 3Mm Skim, unit of measure SM | Disabled Adaptations-DA990515 | Y | Y | Y | Y | Y
M3NHFScheduleOfRatesCode | Disabled Adaptations/Ceiling:Renew Ne 12.5Mm Plasterboard 3Mm Skim Coat | Disabled Adaptations - Ceiling:Renew Ne 12.5Mm Plasterboard 3Mm Skim Coat, unit of measure SM | Disabled Adaptations-DA990519 | Y | Y | Y | Y | Y
M3NHFScheduleOfRatesCode | Disabled Adaptations/Ceiling:Renew Double Plasterboard 3Mm Skim Coat | Disabled Adaptations - Ceiling:Renew Double Plasterboard 3Mm Skim Coat, unit of measure SM | Disabled Adaptations-DA990521 | Y | Y | Y | Y | Y
M3NHFScheduleOfRatesCode | Disabled Adaptations/Ceiling:Overlay Ne 12.5Mm Plasterboard 3Mm Skim | Disabled Adaptations - Ceiling:Overlay Ne 12.5Mm Plasterboard 3Mm Skim, unit of measure SM | Disabled Adaptations-DA990523 | Y | Y | Y | Y | Y
M3NHFScheduleOfRatesCode | Disabled Adaptations/Coving:Fix Plaster Coving | Disabled Adaptations - Coving:Fix Plaster Coving, unit of measure LM | Disabled Adaptations-DA990531 | Y | Y | Y | Y | Y
M3NHFScheduleOfRatesCode | Disabled Adaptations/Ceiling:Apply Artex Type Finish | Disabled Adaptations - Ceiling:Apply Artex Type Finish, unit of measure SM | Disabled Adaptations-DA990541 | Y | Y | Y | Y | Y
M3NHFScheduleOfRatesCode | Disabled Adaptations/Screed:Hack Up Screed | Disabled Adaptations - Screed:Hack Up Screed, unit of measure SM | Disabled Adaptations-DA990601 | Y | Y | Y | Y | Y
M3NHFScheduleOfRatesCode | Disabled Adaptations/Screed:Lay 40Mm Thick Screed | Disabled Adaptations - Screed:Lay 40Mm Thick Screed, unit of measure SM | Disabled Adaptations-DA990603 | Y | Y | Y | Y | Y
M3NHFScheduleOfRatesCode | Disabled Adaptations/Screed:Overlay With Concrete Ne 65Mm | Disabled Adaptations - Screed:Overlay With Concrete Ne 65Mm, unit of measure SM | Disabled Adaptations-DA990605 | Y | Y | Y | Y | Y
M3NHFScheduleOfRatesCode | Disabled Adaptations/Screed:Latex Self Level | Disabled Adaptations - Screed:Latex Self Level, unit of measure SM | Disabled Adaptations-DA990613 | Y | Y | Y | Y | Y
M3NHFScheduleOfRatesCode | Disabled Adaptations/Sheet Flooring:Renew Vinyl | Disabled Adaptations - Sheet Flooring:Renew Vinyl, unit of measure SM | Disabled Adaptations-DA990621 | Y | Y | Y | Y | Y
M3NHFScheduleOfRatesCode | Disabled Adaptations/Sheet Flooring:Renew Vinyl And Sub-Base | Disabled Adaptations - Sheet Flooring:Renew Vinyl And Sub-Base, unit of measure SM | Disabled Adaptations-DA990623 | Y | Y | Y | Y | Y
M3NHFScheduleOfRatesCode | Disabled Adaptations/Sheet Flooring:Lay New Vinyl | Disabled Adaptations - Sheet Flooring:Lay New Vinyl, unit of measure SM | Disabled Adaptations-DA990625 | Y | Y | Y | Y | Y
M3NHFScheduleOfRatesCode | Disabled Adaptations/Sheet Flooring:Lay New Vinyl And Sub-Base | Disabled Adaptations - Sheet Flooring:Lay New Vinyl And Sub-Base, unit of measure SM | Disabled Adaptations-DA990627 | Y | Y | Y | Y | Y
M3NHFScheduleOfRatesCode | Disabled Adaptations/Sheet Flooring:Renew Polysafe | Disabled Adaptations - Sheet Flooring:Renew Polysafe, unit of measure SM | Disabled Adaptations-DA990631 | Y | Y | Y | Y | Y
M3NHFScheduleOfRatesCode | Disabled Adaptations/Sheet Flooring:Renew Polysafe And Sub-Base | Disabled Adaptations - Sheet Flooring:Renew Polysafe And Sub-Base, unit of measure SM | Disabled Adaptations-DA990633 | Y | Y | Y | Y | Y
M3NHFScheduleOfRatesCode | Disabled Adaptations/Sheet Flooring:Lay New Polysafe | Disabled Adaptations - Sheet Flooring:Lay New Polysafe, unit of measure SM | Disabled Adaptations-DA990635 | Y | Y | Y | Y | Y
M3NHFScheduleOfRatesCode | Disabled Adaptations/Sheet Flooring:Lay New Proprietary And Sub-Base | Disabled Adaptations - Sheet Flooring:Lay New Proprietary And Sub-Base, unit of measure SM | Disabled Adaptations-DA990637 | Y | Y | Y | Y | Y
M3NHFScheduleOfRatesCode | Disabled Adaptations/Skirting:Renew Vinyl Etc Ne 1.0Lm | Disabled Adaptations - Skirting:Renew Vinyl Etc Ne 1.0Lm, unit of measure IT | Disabled Adaptations-DA990641 | Y | Y | Y | Y | Y
M3NHFScheduleOfRatesCode | Disabled Adaptations/Skirting:Renew Vinyl Etc Over 1.0M | Disabled Adaptations - Skirting:Renew Vinyl Etc Over 1.0M, unit of measure LM | Disabled Adaptations-DA990643 | Y | Y | Y | Y | Y
M3NHFScheduleOfRatesCode | Disabled Adaptations/Skirting:Refix Vinyl Etc Ne 1.0Lm | Disabled Adaptations - Skirting:Refix Vinyl Etc Ne 1.0Lm, unit of measure IT | Disabled Adaptations-DA990645 | Y | Y | Y | Y | Y
M3NHFScheduleOfRatesCode | Disabled Adaptations/Skirting:Refix Vinyl Etc Over 1.0M | Disabled Adaptations - Skirting:Refix Vinyl Etc Over 1.0M, unit of measure LM | Disabled Adaptations-DA990647 | Y | Y | Y | Y | Y
M3NHFScheduleOfRatesCode | Disabled Adaptations/Flooring:Lay New Altro Marine On Latex Screed | Disabled Adaptations - Flooring:Lay New Altro Marine On Latex Screed, unit of measure SM | Disabled Adaptations-DA990651 | Y | Y | Y | Y | Y
M3NHFScheduleOfRatesCode | Disabled Adaptations/Flooring:Lay New Altro Marine On 6Mm Plywood | Disabled Adaptations - Flooring:Lay New Altro Marine On 6Mm Plywood, unit of measure SM | Disabled Adaptations-DA990653 | Y | Y | Y | Y | Y
M3NHFScheduleOfRatesCode | Disabled Adaptations/Wash:Wash Surfaces To Any Room | Disabled Adaptations - Wash:Wash Surfaces To Any Room, unit of measure IT | Disabled Adaptations-DA990701 | Y | Y | Y | Y | Y
M3NHFScheduleOfRatesCode | Disabled Adaptations/Walls And Ceilings:Apply Mist 2 Coats Emulsion | Disabled Adaptations - Walls And Ceilings:Apply Mist 2 Coats Emulsion, unit of measure SM | Disabled Adaptations-DA990711 | Y | Y | Y | Y | Y
M3NHFScheduleOfRatesCode | Disabled Adaptations/Walls And Ceilings:Apply 2 Coats Eggshell Gloss | Disabled Adaptations - Walls And Ceilings:Apply 2 Coats Eggshell Gloss, unit of measure SM | Disabled Adaptations-DA990713 | Y | Y | Y | Y | Y
M3NHFScheduleOfRatesCode | Disabled Adaptations/Walls And Ceilings:Hang Lining,Woodchip In Repair | Disabled Adaptations - Walls And Ceilings:Hang Lining,Woodchip In Repair, unit of measure SM | Disabled Adaptations-DA990721 | Y | Y | Y | Y | Y
M3NHFScheduleOfRatesCode | Disabled Adaptations/Walls:Hang Wallpaper In Repair | Disabled Adaptations - Walls:Hang Wallpaper In Repair, unit of measure SM | Disabled Adaptations-DA990723 | Y | Y | Y | Y | Y
M3NHFScheduleOfRatesCode | Disabled Adaptations/Keysafe:Provide For Access | Disabled Adaptations - Keysafe:Provide For Access, unit of measure NO | Disabled Adaptations-DA990800 | Y | Y | Y | Y | Y
M3NHFScheduleOfRatesCode | Electrical/Conduit:Install Ne 25Mm Pvc Make Good | Electrical - Conduit:Install Ne 25Mm Pvc Make Good, unit of measure LM | Electrical-EE040101 | Y | Y | Y
M3NHFScheduleOfRatesCode | Electrical/Conduit:Install Ne 25Mm Steel Make Good | Electrical - Conduit:Install Ne 25Mm Steel Make Good, unit of measure LM | Electrical-EE040201 | Y | Y | Y
M3NHFScheduleOfRatesCode | Electrical/Trunking:Install Ne 3600Mm2 Aluminium | Electrical - Trunking:Install Ne 3600Mm2 Aluminium, unit of measure LM | Electrical-EE040301 | Y | Y | Y
M3NHFScheduleOfRatesCode | Electrical/Trunking:Install Ne 6000Mm2 Aluminium | Electrical - Trunking:Install Ne 6000Mm2 Aluminium, unit of measure LM | Electrical-EE040303 | Y | Y | Y
M3NHFScheduleOfRatesCode | Electrical/Trunking:Install Ne 3600Mm2 Pvc | Electrical - Trunking:Install Ne 3600Mm2 Pvc, unit of measure LM | Electrical-EE040401 | Y | Y | Y
M3NHFScheduleOfRatesCode | Electrical/Trunking:Install Ne 6000Mm2 Pvc | Electrical - Trunking:Install Ne 6000Mm2 Pvc, unit of measure LM | Electrical-EE040403 | Y | Y | Y
M3NHFScheduleOfRatesCode | Electrical/Trunking:Install Ne 600Mm2 Mini Pvc | Electrical - Trunking:Install Ne 600Mm2 Mini Pvc, unit of measure LM | Electrical-EE040501 | Y | Y | Y
M3NHFScheduleOfRatesCode | Electrical/Trunking:Install Ne 1200Mm2 Mini Pvc | Electrical - Trunking:Install Ne 1200Mm2 Mini Pvc, unit of measure LM | Electrical-EE040503 | Y | Y | Y
M3NHFScheduleOfRatesCode | Electrical/Trunking:Install Ne 600Mm2 Mini Pvc Computer | Electrical - Trunking:Install Ne 600Mm2 Mini Pvc Computer, unit of measure LM | Electrical-EE040505 | Y | Y | Y
M3NHFScheduleOfRatesCode | Electrical/Trunking:Install Ne 1200Mm2 Mini Pvc Computer | Electrical - Trunking:Install Ne 1200Mm2 Mini Pvc Computer, unit of measure LM | Electrical-EE040507 | Y | Y | Y
M3NHFScheduleOfRatesCode | Electrical/Trunking:Install Ne 600Mm2 Mini It | Electrical - Trunking:Install Ne 600Mm2 Mini It, unit of measure LM | Electrical-EE040509 | Y | Y | Y
M3NHFScheduleOfRatesCode | Electrical/Trunking:Install Ne 1200Mm2 Mini It | Electrical - Trunking:Install Ne 1200Mm2 Mini It, unit of measure LM | Electrical-EE040511 | Y | Y | Y
M3NHFScheduleOfRatesCode | Electrical/Trunking:Install Ne 2500Mm2 Cornice | Electrical - Trunking:Install Ne 2500Mm2 Cornice, unit of measure LM | Electrical-EE040515 | Y
M3NHFScheduleOfRatesCode | Electrical/Trunking:Install Ne 2500Mm2 Twin Compartments | Electrical - Trunking:Install Ne 2500Mm2 Twin Compartments, unit of measure LM | Electrical-EE040517 | Y
M3NHFScheduleOfRatesCode | Electrical/Cable:Fix 1.5Mm Or 2.5Mm T And E And Conduit | Electrical - Cable:Fix 1.5Mm Or 2.5Mm T And E And Conduit, unit of measure LM | Electrical-EE040601 | Y | Y | Y
M3NHFScheduleOfRatesCode | Electrical/Cable:Fix 6Mm T And E And Conduit | Electrical - Cable:Fix 6Mm T And E And Conduit, unit of measure LM | Electrical-EE040603 | Y | Y | Y
M3NHFScheduleOfRatesCode | Electrical/Cable:Fix 10Mm2 T And E And Conduit | Electrical - Cable:Fix 10Mm2 T And E And Conduit, unit of measure LM | Electrical-EE040605 | Y | Y | Y
M3NHFScheduleOfRatesCode | Electrical/Cable:Fix 16Mm2 T And E And Conduit | Electrical - Cable:Fix 16Mm2 T And E And Conduit, unit of measure LM | Electrical-EE040607 | Y | Y | Y
M3NHFScheduleOfRatesCode | Electrical/Cable:Fix 1.5Mm Or 2.5Mm T And E And Mini-Trunking | Electrical - Cable:Fix 1.5Mm Or 2.5Mm T And E And Mini-Trunking, unit of measure LM | Electrical-EE040701 | Y | Y | Y
M3NHFScheduleOfRatesCode | Electrical/Cable:Fix 6.0Mm T And E And Mini-Trunking | Electrical - Cable:Fix 6.0Mm T And E And Mini-Trunking, unit of measure LM | Electrical-EE040703 | Y | Y | Y
M3NHFScheduleOfRatesCode | Electrical/Cable:Fix 10.0Mm2 T And E And Mini-Trunking | Electrical - Cable:Fix 10.0Mm2 T And E And Mini-Trunking, unit of measure LM | Electrical-EE040705 | Y | Y | Y
M3NHFScheduleOfRatesCode | Electrical/Cable:Fix 16.0Mm2 T And E And Mini-Trunking | Electrical - Cable:Fix 16.0Mm2 T And E And Mini-Trunking, unit of measure LM | Electrical-EE040707 | Y | Y | Y
M3NHFScheduleOfRatesCode | Electrical/Trunking:Install Powder Coated 150 X 50Mm Brown | Electrical - Trunking:Install Powder Coated 150 X 50Mm Brown, unit of measure LM | Electrical-EE040709 | Y
M3NHFScheduleOfRatesCode | Electrical/Trunking:Install Powder Coated Bend 150X50Mm Brown | Electrical - Trunking:Install Powder Coated Bend 150X50Mm Brown, unit of measure IT | Electrical-EE040711 | Y
M3NHFScheduleOfRatesCode | Electrical/Trunking:Install Powder Coated 150 X 150Mm White | Electrical - Trunking:Install Powder Coated 150 X 150Mm White, unit of measure LM | Electrical-EE040713 | Y
M3NHFScheduleOfRatesCode | Electrical/Trunking:Install Pc Bend 150 X 150Mm White | Electrical - Trunking:Install Pc Bend 150 X 150Mm White, unit of measure IT | Electrical-EE040715 | Y
M3NHFScheduleOfRatesCode | Electrical/Micc:Install 2L 1.5Mm Or 2.5Mm Cable | Electrical - Micc:Install 2L 1.5Mm Or 2.5Mm Cable, unit of measure LM | Electrical-EE040801 | Y | Y | Y
M3NHFScheduleOfRatesCode | Electrical/Micc:Install 4.0Mm2 Cable | Electrical - Micc:Install 4.0Mm2 Cable, unit of measure LM | Electrical-EE040803 | Y | Y | Y
M3NHFScheduleOfRatesCode | Electrical/Micc:Install 6.0Mm2 Cable | Electrical - Micc:Install 6.0Mm2 Cable, unit of measure LM | Electrical-EE040805 | Y | Y | Y
M3NHFScheduleOfRatesCode | Electrical/Micc:Install 10.0Mm2 Cable | Electrical - Micc:Install 10.0Mm2 Cable, unit of measure LM | Electrical-EE040807 | Y | Y | Y
M3NHFScheduleOfRatesCode | Electrical/Micc:Install 16.0Mm2 Cable | Electrical - Micc:Install 16.0Mm2 Cable, unit of measure LM | Electrical-EE040809 | Y | Y | Y
M3NHFScheduleOfRatesCode | Electrical/Micc:Terminate 2L 1.5Mm Or 2.5Mm Cable | Electrical - Micc:Terminate 2L 1.5Mm Or 2.5Mm Cable, unit of measure NO | Electrical-EE040811 | Y | Y | Y
M3NHFScheduleOfRatesCode | Electrical/Micc:Terminate 4.00Mm2 Or 6.0Mm2 Cable | Electrical - Micc:Terminate 4.00Mm2 Or 6.0Mm2 Cable, unit of measure NO | Electrical-EE040813 | Y | Y | Y
M3NHFScheduleOfRatesCode | Electrical/Micc:Terminate 10.0Mm2 Cable | Electrical - Micc:Terminate 10.0Mm2 Cable, unit of measure NO | Electrical-EE040815 | Y | Y | Y
M3NHFScheduleOfRatesCode | Electrical/Micc:Terminate 16.0Mm2 Cable | Electrical - Micc:Terminate 16.0Mm2 Cable, unit of measure NO | Electrical-EE040817 | Y | Y | Y
M3NHFScheduleOfRatesCode | Electrical/Armoured:Install 3 Core 10.0Mm2 Cable | Electrical - Armoured:Install 3 Core 10.0Mm2 Cable, unit of measure LM | Electrical-EE040901 | Y | Y | Y
M3NHFScheduleOfRatesCode | Electrical/Armoured:Install 3 Core 16.0Mm2 Cable | Electrical - Armoured:Install 3 Core 16.0Mm2 Cable, unit of measure LM | Electrical-EE040903 | Y | Y | Y
M3NHFScheduleOfRatesCode | Electrical/Armoured:Install 3 Core 25.0Mm2 Cable | Electrical - Armoured:Install 3 Core 25.0Mm2 Cable, unit of measure LM | Electrical-EE040905 | Y | Y | Y
M3NHFScheduleOfRatesCode | Electrical/Armoured:Install 4 Core 10.0Mm2 Cable | Electrical - Armoured:Install 4 Core 10.0Mm2 Cable, unit of measure LM | Electrical-EE040907 | Y | Y | Y
M3NHFScheduleOfRatesCode | Electrical/Armoured:Install 4 Core 16.0Mm2 Cable | Electrical - Armoured:Install 4 Core 16.0Mm2 Cable, unit of measure LM | Electrical-EE040911 | Y | Y | Y
M3NHFScheduleOfRatesCode | Electrical/Armoured:Install 4 Core 25.0Mm2 Cable | Electrical - Armoured:Install 4 Core 25.0Mm2 Cable, unit of measure LM | Electrical-EE040913 | Y | Y | Y
M3NHFScheduleOfRatesCode | Electrical/Joint:10Mm2 Armoured Cable | Electrical - Joint:10Mm2 Armoured Cable, unit of measure NO | Electrical-EE040915 | Y | Y | Y
M3NHFScheduleOfRatesCode | Electrical/Joint:16Mm2 Armoured Cable | Electrical - Joint:16Mm2 Armoured Cable, unit of measure NO | Electrical-EE040917 | Y | Y | Y
M3NHFScheduleOfRatesCode | Electrical/Joint:25Mm2 Armoured Cable | Electrical - Joint:25Mm2 Armoured Cable, unit of measure NO | Electrical-EE040919 | Y | Y | Y
M3NHFScheduleOfRatesCode | Electrical/Cable:New 1.5Mm2 Or 2.5Mm2 T&E In Trench | Electrical - Cable:New 1.5Mm2 Or 2.5Mm2 T&E In Trench, unit of measure LM | Electrical-EE041001 | Y | Y | Y
M3NHFScheduleOfRatesCode | Electrical/Cable:New 4.0Mm2 Or 6.0Mm2 3 Or 4 Core In Trench | Electrical - Cable:New 4.0Mm2 Or 6.0Mm2 3 Or 4 Core In Trench, unit of measure LM | Electrical-EE041003 | Y | Y | Y
M3NHFScheduleOfRatesCode | Electrical/Cable:New 10.0Mm2 4 Core In Trench | Electrical - Cable:New 10.0Mm2 4 Core In Trench, unit of measure LM | Electrical-EE041005 | Y | Y | Y
M3NHFScheduleOfRatesCode | Electrical/Cable:New 16.0Mm2 4 Core In Trench | Electrical - Cable:New 16.0Mm2 4 Core In Trench, unit of measure LM | Electrical-EE041007 | Y | Y | Y
M3NHFScheduleOfRatesCode | Electrical/Cable:New 25.0Mm2 4 Core In Trench | Electrical - Cable:New 25.0Mm2 4 Core In Trench, unit of measure LM | Electrical-EE041009 | Y | Y | Y
M3NHFScheduleOfRatesCode | Electrical/Armoured:New 10.0Mm2 3 Or 4 Core In Trench | Electrical - Armoured:New 10.0Mm2 3 Or 4 Core In Trench, unit of measure LM | Electrical-EE041011 | Y | Y | Y
M3NHFScheduleOfRatesCode | Electrical/Armoured:New 16.0Mm2 3 Or 4 Core In Trench | Electrical - Armoured:New 16.0Mm2 3 Or 4 Core In Trench, unit of measure LM | Electrical-EE041013 | Y | Y | Y
M3NHFScheduleOfRatesCode | Electrical/Armoured:New 25.0Mm2 3 Or 4 Core In Trench | Electrical - Armoured:New 25.0Mm2 3 Or 4 Core In Trench, unit of measure LM | Electrical-EE041015 | Y | Y | Y
M3NHFScheduleOfRatesCode | Electrical/Buried Cable:Non Armoured Response Call-Out | Electrical - Buried Cable:Non Armoured Response Call-Out, unit of measure IT | Electrical-EE041101 | Y | Y | Y
M3NHFScheduleOfRatesCode | Electrical/Buried Cable:Armoured Response Call-Out | Electrical - Buried Cable:Armoured Response Call-Out, unit of measure IT | Electrical-EE041103 | Y | Y | Y
M3NHFScheduleOfRatesCode | Electrical/Buried Cable:Non Armoured Repair Upto 6.0Mm2 | Electrical - Buried Cable:Non Armoured Repair Upto 6.0Mm2, unit of measure IT | Electrical-EE041201 | Y | Y | Y
M3NHFScheduleOfRatesCode | Electrical/Buried Cable:Non Armoured Repair Upto 10.0Mm2 | Electrical - Buried Cable:Non Armoured Repair Upto 10.0Mm2, unit of measure IT | Electrical-EE041203 | Y | Y | Y
M3NHFScheduleOfRatesCode | Electrical/Buried Cable:Non Armoured Repair Upto 16.0M2 | Electrical - Buried Cable:Non Armoured Repair Upto 16.0M2, unit of measure IT | Electrical-EE041205 | Y | Y | Y
M3NHFScheduleOfRatesCode | Electrical/Buried Cable:Non Armoured Repair Upto 25.0Mm2 | Electrical - Buried Cable:Non Armoured Repair Upto 25.0Mm2, unit of measure IT | Electrical-EE041207 | Y | Y | Y
M3NHFScheduleOfRatesCode | Electrical/Buried Cable:Armoured Repair Upto 10.0Mm2 | Electrical - Buried Cable:Armoured Repair Upto 10.0Mm2, unit of measure IT | Electrical-EE041209 | Y | Y | Y
M3NHFScheduleOfRatesCode | Electrical/Buried Cable:Armoured Repair Upto 16.0M2 | Electrical - Buried Cable:Armoured Repair Upto 16.0M2, unit of measure IT | Electrical-EE041211 | Y | Y | Y
M3NHFScheduleOfRatesCode | Electrical/Buried Cable:Armoured Repair Upto 25.0Mm2 | Electrical - Buried Cable:Armoured Repair Upto 25.0Mm2, unit of measure IT | Electrical-EE041213 | Y | Y | Y
M3NHFScheduleOfRatesCode | Electrical/Cable:Install 16Mm 2 Core Swa Cable | Electrical - Cable:Install 16Mm 2 Core Swa Cable, unit of measure LM | Electrical-EE041301 | Y
M3NHFScheduleOfRatesCode | Electrical/Cable:Install 16Mm 3 Core Swa Cable | Electrical - Cable:Install 16Mm 3 Core Swa Cable, unit of measure LM | Electrical-EE041303 | Y
M3NHFScheduleOfRatesCode | Electrical/Cable:Install 16Mm 4 Core Swa Cable | Electrical - Cable:Install 16Mm 4 Core Swa Cable, unit of measure LM | Electrical-EE041305 | Y
M3NHFScheduleOfRatesCode | Electrical/Cable:Draw Upto 6Mm Single Cable | Electrical - Cable:Draw Upto 6Mm Single Cable, unit of measure LM | Electrical-EE041401 | Y | Y | Y
M3NHFScheduleOfRatesCode | Electrical/Cable:Draw 10Mm Single Cable | Electrical - Cable:Draw 10Mm Single Cable, unit of measure LM | Electrical-EE041403 | Y | Y | Y
M3NHFScheduleOfRatesCode | Electrical/Cable:Draw 16Mm Single Cable | Electrical - Cable:Draw 16Mm Single Cable, unit of measure LM | Electrical-EE041405 | Y | Y | Y
M3NHFScheduleOfRatesCode | Electrical/Cable:Draw 25Mm Single Cable | Electrical - Cable:Draw 25Mm Single Cable, unit of measure LM | Electrical-EE041407 | Y | Y | Y
M3NHFScheduleOfRatesCode | Electrical/Cable:Draw 1.5Mm2 Or 2.5Mm2 Pvc Flat T And E | Electrical - Cable:Draw 1.5Mm2 Or 2.5Mm2 Pvc Flat T And E, unit of measure LM | Electrical-EE041409 | Y | Y | Y
M3NHFScheduleOfRatesCode | Electrical/Cable:Draw 4 Mm2 Or 6Mm2 Pvc Flat T And E | Electrical - Cable:Draw 4 Mm2 Or 6Mm2 Pvc Flat T And E, unit of measure LM | Electrical-EE041411 | Y | Y | Y
M3NHFScheduleOfRatesCode | Electrical/Cable:Draw 10Mm2 Pvc Flat T And E | Electrical - Cable:Draw 10Mm2 Pvc Flat T And E, unit of measure LM | Electrical-EE041413 | Y | Y | Y
M3NHFScheduleOfRatesCode | Electrical/Cable:Draw 16Mm2 Pvc Flat T And E | Electrical - Cable:Draw 16Mm2 Pvc Flat T And E, unit of measure LM | Electrical-EE041415 | Y | Y | Y
M3NHFScheduleOfRatesCode | Electrical/Cable:Draw 25Mm2 Pvc Flat T And E | Electrical - Cable:Draw 25Mm2 Pvc Flat T And E, unit of measure LM | Electrical-EE041417 | Y | Y | Y
M3NHFScheduleOfRatesCode | Electrical/Cable:Install 1.5Mm Or 2.5Mm Single Cable | Electrical - Cable:Install 1.5Mm Or 2.5Mm Single Cable, unit of measure LM | Electrical-EE041501 | Y | Y | Y
M3NHFScheduleOfRatesCode | Electrical/Cable:Install 4Mm2 Or 6Mm2 Cable | Electrical - Cable:Install 4Mm2 Or 6Mm2 Cable, unit of measure LM | Electrical-EE041503 | Y | Y | Y
M3NHFScheduleOfRatesCode | Electrical/Cable:Install 10Mm2 Single Cable | Electrical - Cable:Install 10Mm2 Single Cable, unit of measure LM | Electrical-EE041505 | Y | Y | Y
M3NHFScheduleOfRatesCode | Electrical/Cable:Install 16Mm2 Single Cable | Electrical - Cable:Install 16Mm2 Single Cable, unit of measure LM | Electrical-EE041507 | Y | Y | Y
M3NHFScheduleOfRatesCode | Electrical/Cable:Install 25Mm2 Cable | Electrical - Cable:Install 25Mm2 Cable, unit of measure LM | Electrical-EE041509 | Y | Y | Y
M3NHFScheduleOfRatesCode | Electrical/Cable:Install 1.5Mm2 Or 2.5Mm2 T And E | Electrical - Cable:Install 1.5Mm2 Or 2.5Mm2 T And E, unit of measure LM | Electrical-EE041511 | Y | Y | Y
M3NHFScheduleOfRatesCode | Electrical/Cable:Install Ne 6Mm2 T And E | Electrical - Cable:Install Ne 6Mm2 T And E, unit of measure LM | Electrical-EE041513 | Y | Y | Y
M3NHFScheduleOfRatesCode | Electrical/Cable:Install 10Mm2 T And E | Electrical - Cable:Install 10Mm2 T And E, unit of measure LM | Electrical-EE041515 | Y | Y | Y
M3NHFScheduleOfRatesCode | Electrical/Cable:Install 16Mm2 T And E | Electrical - Cable:Install 16Mm2 T And E, unit of measure LM | Electrical-EE041517 | Y | Y | Y
M3NHFScheduleOfRatesCode | Electrical/Cable:Install 25Mm2 T And E | Electrical - Cable:Install 25Mm2 T And E, unit of measure LM | Electrical-EE041519 | Y | Y | Y
M3NHFScheduleOfRatesCode | Electrical/Trunking:Install 100 X 100Mm Galvanised | Electrical - Trunking:Install 100 X 100Mm Galvanised, unit of measure LM | Electrical-EE041601 | Y
M3NHFScheduleOfRatesCode | Electrical/Trunking:Install 150 X 100Mm Galvanised | Electrical - Trunking:Install 150 X 100Mm Galvanised, unit of measure LM | Electrical-EE041603 | Y
M3NHFScheduleOfRatesCode | Electrical/Trunking:Install 150 X 150Mm Galvanised | Electrical - Trunking:Install 150 X 150Mm Galvanised, unit of measure LM | Electrical-EE041605 | Y
M3NHFScheduleOfRatesCode | Electrical/Trunking:Install Powder Coated 50 X 50Mm White | Electrical - Trunking:Install Powder Coated 50 X 50Mm White, unit of measure LM | Electrical-EE041701 | Y
M3NHFScheduleOfRatesCode | Electrical/Trunking:Install Powder Coated Bend 50X50Mm White | Electrical - Trunking:Install Powder Coated Bend 50X50Mm White, unit of measure IT | Electrical-EE041703 | Y
M3NHFScheduleOfRatesCode | Electrical/Trunking:Install Pc 100X50Mm To 50X50Mm Reducer | Electrical - Trunking:Install Pc 100X50Mm To 50X50Mm Reducer, unit of measure IT | Electrical-EE041705 | Y
M3NHFScheduleOfRatesCode | Electrical/Cable:Install 25Mm Swa Lsf Cable | Electrical - Cable:Install 25Mm Swa Lsf Cable, unit of measure LM | Electrical-EE042401 | Y
M3NHFScheduleOfRatesCode | Electrical/Cable:Install 35Mm Swa Lsf Cable | Electrical - Cable:Install 35Mm Swa Lsf Cable, unit of measure LM | Electrical-EE042403 | Y
M3NHFScheduleOfRatesCode | Electrical/Cable:Install 50Mm Swa Lsf Cable | Electrical - Cable:Install 50Mm Swa Lsf Cable, unit of measure LM | Electrical-EE042405 | Y
M3NHFScheduleOfRatesCode | Electrical/Cable:Install 70Mm Swa Lsf Cable | Electrical - Cable:Install 70Mm Swa Lsf Cable, unit of measure LM | Electrical-EE042407 | Y
M3NHFScheduleOfRatesCode | Electrical/Cable:Install 95Mm Swa Lsf Cable | Electrical - Cable:Install 95Mm Swa Lsf Cable, unit of measure LM | Electrical-EE042409 | Y
M3NHFScheduleOfRatesCode | Electrical/Light:Renew Circuit 1 Way | Electrical - Light:Renew Circuit 1 Way, unit of measure NO | Electrical-EE050101 | Y | Y | Y
M3NHFScheduleOfRatesCode | Electrical/Light:Renew Circuit 2 Way | Electrical - Light:Renew Circuit 2 Way, unit of measure NO | Electrical-EE050103 | Y | Y | Y
M3NHFScheduleOfRatesCode | Electrical/Light:Additional Light Point | Electrical - Light:Additional Light Point, unit of measure NO | Electrical-EE050105 | Y | Y | Y
M3NHFScheduleOfRatesCode | Electrical/Light:Additional Switch Point | Electrical - Light:Additional Switch Point, unit of measure NO | Electrical-EE050107 | Y | Y | Y
M3NHFScheduleOfRatesCode | Electrical/Light:Renew Hall/Stairway Circuit 2 Way | Electrical - Light:Renew Hall/Stairway Circuit 2 Way, unit of measure NO | Electrical-EE050109 | Y | Y | Y
M3NHFScheduleOfRatesCode | Electrical/Power:Renew Circuit Ne 4 No Sockets | Electrical - Power:Renew Circuit Ne 4 No Sockets, unit of measure NO | Electrical-EE050201 | Y | Y | Y
M3NHFScheduleOfRatesCode | Electrical/Power:Renew Circuit 4-8 No Sockets | Electrical - Power:Renew Circuit 4-8 No Sockets, unit of measure NO | Electrical-EE050203 | Y | Y | Y
M3NHFScheduleOfRatesCode | Electrical/Power:Renew Circuit 8-12 No Sockets | Electrical - Power:Renew Circuit 8-12 No Sockets, unit of measure NO | Electrical-EE050205 | Y | Y | Y
M3NHFScheduleOfRatesCode | Electrical/Power:Additional Outlets | Electrical - Power:Additional Outlets, unit of measure NO | Electrical-EE050207 | Y | Y | Y
M3NHFScheduleOfRatesCode | Electrical/Power:Renew Spur Outlet Ne 10M | Electrical - Power:Renew Spur Outlet Ne 10M, unit of measure NO | Electrical-EE050209 | Y | Y | Y
M3NHFScheduleOfRatesCode | Electrical/Power:New Spur Outlet Ground Floor Ne 10M | Electrical - Power:New Spur Outlet Ground Floor Ne 10M, unit of measure NO | Electrical-EE050211 | Y | Y | Y
M3NHFScheduleOfRatesCode | Electrical/Power:Renew Socket Outlet | Electrical - Power:Renew Socket Outlet, unit of measure NO | Electrical-EE050213 | Y | Y | Y
M3NHFScheduleOfRatesCode | Electrical/Power:Install Socket Outlet | Electrical - Power:Install Socket Outlet, unit of measure NO | Electrical-EE050215 | Y | Y | Y
M3NHFScheduleOfRatesCode | Electrical/Power:New Switch Spur Outlet Ne 10M | Electrical - Power:New Switch Spur Outlet Ne 10M, unit of measure NO | Electrical-EE050217 | Y | Y | Y
M3NHFScheduleOfRatesCode | Electrical/Distribution Board:Renew 4 Way | Electrical - Distribution Board:Renew 4 Way, unit of measure NO | Electrical-EE060101 | Y | Y | Y
M3NHFScheduleOfRatesCode | Electrical/Distribution Board:Renew 8 Way | Electrical - Distribution Board:Renew 8 Way, unit of measure NO | Electrical-EE060103 | Y | Y | Y
M3NHFScheduleOfRatesCode | Electrical/Distribution Board:Renew 12 Way | Electrical - Distribution Board:Renew 12 Way, unit of measure NO | Electrical-EE060105 | Y | Y | Y
M3NHFScheduleOfRatesCode | Electrical/Distribution Board:Renew Ryefield 12 Way | Electrical - Distribution Board:Renew Ryefield 12 Way, unit of measure IT | Electrical-EE060107 | Y
M3NHFScheduleOfRatesCode | Electrical/Ccu:Renew Ne 4 Way Moulded Unit | Electrical - Ccu:Renew Ne 4 Way Moulded Unit, unit of measure NO | Electrical-EE060201 |  | Y | Y
M3NHFScheduleOfRatesCode | Electrical/Ccu:Renew Ne 6 Way Moulded Metalclad Unit | Electrical - Ccu:Renew Ne 6 Way Moulded Metalclad Unit, unit of measure NO | Electrical-EE060203 | Y | Y | Y
M3NHFScheduleOfRatesCode | Electrical/Ccu:Renew 7 To 12 Way Moulded Unit | Electrical - Ccu:Renew 7 To 12 Way Moulded Unit, unit of measure NO | Electrical-EE060205 |  | Y | Y
M3NHFScheduleOfRatesCode | Electrical/Ccu:Renew Ne 10 Way Moulded Split Load Unit | Electrical - Ccu:Renew Ne 10 Way Moulded Split Load Unit, unit of measure NO | Electrical-EE060207 |  | Y | Y
M3NHFScheduleOfRatesCode | Electrical/Ccu:Renew 11 To 14 Way Moulded Split Load Unit | Electrical - Ccu:Renew 11 To 14 Way Moulded Split Load Unit, unit of measure NO | Electrical-EE060209 |  | Y | Y
M3NHFScheduleOfRatesCode | Electrical/Ccu:Ren 11-14 Way Moulded Metaclad Split Load Unit | Electrical - Ccu:Ren 11-14 Way Moulded Metaclad Split Load Unit, unit of measure NO | Electrical-EE060210 | Y
M3NHFScheduleOfRatesCode | Electrical/Ccu:Install Any Size Rcd New Meter Tails | Electrical - Ccu:Install Any Size Rcd New Meter Tails, unit of measure NO | Electrical-EE060211 | Y | Y | Y
M3NHFScheduleOfRatesCode | Electrical/Ccu:Renew 2 Way Moulded Metalclad Unit | Electrical - Ccu:Renew 2 Way Moulded Metalclad Unit, unit of measure NO | Electrical-EE060212 | Y
M3NHFScheduleOfRatesCode | Electrical/Ccu:Install Any Size Rcd | Electrical - Ccu:Install Any Size Rcd, unit of measure NO | Electrical-EE060213 | Y | Y | Y
M3NHFScheduleOfRatesCode | Electrical/Ccu:Renew 7-12 Way Moulded Metalclad Unit | Electrical - Ccu:Renew 7-12 Way Moulded Metalclad Unit, unit of measure NO | Electrical-EE060214 | Y
M3NHFScheduleOfRatesCode | Electrical/Ccu:Install Rcbo/Rcd To Bath/Wetroom Circuits | Electrical - Ccu:Install Rcbo/Rcd To Bath/Wetroom Circuits, unit of measure NO | Electrical-EE060215 | Y | Y | Y
M3NHFScheduleOfRatesCode | Electrical/Ccu:Ren Ne10 Way Moulded Metalclad Split Load Unit | Electrical - Ccu:Ren Ne10 Way Moulded Metalclad Split Load Unit, unit of measure NO | Electrical-EE060216 | Y
M3NHFScheduleOfRatesCode | Electrical/Ccu:Install New Meter Tails | Electrical - Ccu:Install New Meter Tails, unit of measure IT | Electrical-EE060217 | Y | Y | Y
M3NHFScheduleOfRatesCode | Electrical/Ccu:Renew Ne 4 Way Moulded Metalclad Unit | Electrical - Ccu:Renew Ne 4 Way Moulded Metalclad Unit, unit of measure NO | Electrical-EE060218 | Y
M3NHFScheduleOfRatesCode | Electrical/Ccu:Renew Mounting Board | Electrical - Ccu:Renew Mounting Board, unit of measure NO | Electrical-EE060219 | Y | Y | Y
M3NHFScheduleOfRatesCode | Electrical/Ccu:Renew 1 Way Moulded Metalclad Unit | Electrical - Ccu:Renew 1 Way Moulded Metalclad Unit, unit of measure NO | Electrical-EE060220 | Y
M3NHFScheduleOfRatesCode | Electrical/Ccu:Modify Backboard | Electrical - Ccu:Modify Backboard, unit of measure NO | Electrical-EE060221 | Y | Y | Y
M3NHFScheduleOfRatesCode | Electrical/Ccu:Install Rcbo | Electrical - Ccu:Install Rcbo, unit of measure NO | Electrical-EE060222 | Y
M3NHFScheduleOfRatesCode | Electrical/Consumer Unit:Reposition | Electrical - Consumer Unit:Reposition, unit of measure IT | Electrical-EE060223 | Y | Y | Y
M3NHFScheduleOfRatesCode | Electrical/Ccu:Renew Any Size Mcb | Electrical - Ccu:Renew Any Size Mcb, unit of measure NO | Electrical-EE060225 | Y | Y | Y
M3NHFScheduleOfRatesCode | Electrical/Ccu:Renew Fuse Carrier Or Shield | Electrical - Ccu:Renew Fuse Carrier Or Shield, unit of measure NO | Electrical-EE060227 | Y | Y | Y
M3NHFScheduleOfRatesCode | Electrical/Ccu:Renew Hrc Fuse | Electrical - Ccu:Renew Hrc Fuse, unit of measure NO | Electrical-EE060229 | Y | Y | Y
M3NHFScheduleOfRatesCode | Electrical/Ccu:Renew Or Install 100Amp Dp Isolator Switch | Electrical - Ccu:Renew Or Install 100Amp Dp Isolator Switch, unit of measure NO | Electrical-EE060233 | Y
M3NHFScheduleOfRatesCode | Electrical/Ccu:Renew Or Install 100Amp Service Connection Box | Electrical - Ccu:Renew Or Install 100Amp Service Connection Box, unit of measure NO | Electrical-EE060235 | Y
M3NHFScheduleOfRatesCode | Electrical/Connection Unit:Renew 13A Fused Switch | Electrical - Connection Unit:Renew 13A Fused Switch, unit of measure NO | Electrical-EE060261 | Y
M3NHFScheduleOfRatesCode | Electrical/Connection Unit:Renew 13A Fused Switch Neon | Electrical - Connection Unit:Renew 13A Fused Switch Neon, unit of measure NO | Electrical-EE060263 | Y
M3NHFScheduleOfRatesCode | Electrical/Connection Unit:Renew 13A Fused Unswitched | Electrical - Connection Unit:Renew 13A Fused Unswitched, unit of measure NO | Electrical-EE060265 | Y
M3NHFScheduleOfRatesCode | Electrical/Connection Unit:Renew 13A Fused Unswitched Neon | Electrical - Connection Unit:Renew 13A Fused Unswitched Neon, unit of measure NO | Electrical-EE060267 | Y
M3NHFScheduleOfRatesCode | Electrical/Switchgear:Renew 3 Phase Contactor 20A | Electrical - Switchgear:Renew 3 Phase Contactor 20A, unit of measure NO | Electrical-EE060301 | Y | Y | Y
M3NHFScheduleOfRatesCode | Electrical/Switchgear:Renew 3 Phase Contactor 25A | Electrical - Switchgear:Renew 3 Phase Contactor 25A, unit of measure NO | Electrical-EE060303 | Y | Y | Y
M3NHFScheduleOfRatesCode | Electrical/Switchgear:Renew 3 Phase Contactor 40A | Electrical - Switchgear:Renew 3 Phase Contactor 40A, unit of measure NO | Electrical-EE060305 | Y | Y | Y
M3NHFScheduleOfRatesCode | Electrical/Switchgear:Renew 3 Phase Contactor 63A | Electrical - Switchgear:Renew 3 Phase Contactor 63A, unit of measure NO | Electrical-EE060307 | Y | Y | Y
M3NHFScheduleOfRatesCode | Electrical/Switchgear:Renew 3 Phase Contactor 100A | Electrical - Switchgear:Renew 3 Phase Contactor 100A, unit of measure NO | Electrical-EE060309 | Y | Y | Y
M3NHFScheduleOfRatesCode | Electrical/Switchgear:Renew 3 Phase Contactor 125A | Electrical - Switchgear:Renew 3 Phase Contactor 125A, unit of measure NO | Electrical-EE060311 | Y | Y | Y
M3NHFScheduleOfRatesCode | Electrical/Switchgear:Renew 3 Phase Contactor 160A | Electrical - Switchgear:Renew 3 Phase Contactor 160A, unit of measure NO | Electrical-EE060313 | Y | Y | Y
M3NHFScheduleOfRatesCode | Electrical/Switchgear:Renew 20 Amp On/Off | Electrical - Switchgear:Renew 20 Amp On/Off, unit of measure NO | Electrical-EE060315 | Y | Y | Y
M3NHFScheduleOfRatesCode | Electrical/Switchgear:Renew 25 Amp On/Off | Electrical - Switchgear:Renew 25 Amp On/Off, unit of measure NO | Electrical-EE060317 | Y | Y | Y
M3NHFScheduleOfRatesCode | Electrical/Switchgear:Renew 32 Amp On/Off | Electrical - Switchgear:Renew 32 Amp On/Off, unit of measure NO | Electrical-EE060319 | Y | Y | Y
M3NHFScheduleOfRatesCode | Electrical/Switchgear:Renew 63 Amp On/Off | Electrical - Switchgear:Renew 63 Amp On/Off, unit of measure NO | Electrical-EE060321 | Y | Y | Y
M3NHFScheduleOfRatesCode | Electrical/Switchgear:Renew 100 Amp On/Off | Electrical - Switchgear:Renew 100 Amp On/Off, unit of measure NO | Electrical-EE060323 | Y | Y | Y
M3NHFScheduleOfRatesCode | Electrical/Switchgear:Renew 63 Amp Sp | Electrical - Switchgear:Renew 63 Amp Sp, unit of measure NO | Electrical-EE060325 | Y | Y | Y
M3NHFScheduleOfRatesCode | Electrical/Switchgear:Renew 63 Amp Tp&N | Electrical - Switchgear:Renew 63 Amp Tp&N, unit of measure NO | Electrical-EE060327 | Y | Y | Y
M3NHFScheduleOfRatesCode | Electrical/Light:Renew Flex Lampholder Rose | Electrical - Light:Renew Flex Lampholder Rose, unit of measure NO | Electrical-EE070101 | Y | Y | Y
M3NHFScheduleOfRatesCode | Electrical/Light:Renew Batten Holder | Electrical - Light:Renew Batten Holder, unit of measure NO | Electrical-EE070103 | Y | Y | Y
M3NHFScheduleOfRatesCode | Electrical/Light Fitting:Renew 2X8W Bulkhead Type | Electrical - Light Fitting:Renew 2X8W Bulkhead Type, unit of measure NO | Electrical-EE070201 | Y | Y | Y
M3NHFScheduleOfRatesCode | Electrical/Light Fitting:Renew Rampart Light-70 W Type | Electrical - Light Fitting:Renew Rampart Light-70 W Type, unit of measure NO | Electrical-EE070203 | Y | Y | Y
M3NHFScheduleOfRatesCode | Electrical/Light:Renew 500W Amenity Fitting | Electrical - Light:Renew 500W Amenity Fitting, unit of measure NO | Electrical-EE070205 | Y | Y | Y
M3NHFScheduleOfRatesCode | Electrical/Light Fitting:Renew 1000W Security Type | Electrical - Light Fitting:Renew 1000W Security Type, unit of measure NO | Electrical-EE070207 | Y | Y | Y
M3NHFScheduleOfRatesCode | Electrical/Light Fitting:Renew 16W Lv Bulkhead Type | Electrical - Light Fitting:Renew 16W Lv Bulkhead Type, unit of measure NO | Electrical-EE070209 | Y | Y | Y
M3NHFScheduleOfRatesCode | Electrical/Light Fitting:Renew 28W Lv Bulkhead Type | Electrical - Light Fitting:Renew 28W Lv Bulkhead Type, unit of measure NO | Electrical-EE070211 | Y | Y | Y
M3NHFScheduleOfRatesCode | Electrical/Light Fitting:Renew Son-T 70W Amenity Type | Electrical - Light Fitting:Renew Son-T 70W Amenity Type, unit of measure NO | Electrical-EE070212 | Y
M3NHFScheduleOfRatesCode | Electrical/Light Fitting:Remove And Refix Any Type | Electrical - Light Fitting:Remove And Refix Any Type, unit of measure NO | Electrical-EE070213 | Y | Y | Y
M3NHFScheduleOfRatesCode | Electrical/Bath/Wetroom Light Fitting:Renew With Sealed Unit | Electrical - Bath/Wetroom Light Fitting:Renew With Sealed Unit, unit of measure NO | Electrical-EE070215 | Y | Y | Y
M3NHFScheduleOfRatesCode | Electrical/External Light:Install 150W Pir Unit Complete | Electrical - External Light:Install 150W Pir Unit Complete, unit of measure NO | Electrical-EE070217 | Y | Y | Y
M3NHFScheduleOfRatesCode | Electrical/External Light:Install 500W Pir Unit Complete | Electrical - External Light:Install 500W Pir Unit Complete, unit of measure NO | Electrical-EE070219 | Y | Y | Y
M3NHFScheduleOfRatesCode | Electrical/External Light:Install 1000W Pir Unit Complete | Electrical - External Light:Install 1000W Pir Unit Complete, unit of measure NO | Electrical-EE070221 | Y | Y | Y
M3NHFScheduleOfRatesCode | Electrical/Lamp:Renew 8 Watt Bulkhead Lamp | Electrical - Lamp:Renew 8 Watt Bulkhead Lamp, unit of measure NO | Electrical-EE070301 | Y | Y | Y
M3NHFScheduleOfRatesCode | Electrical/Lamp:Renew 150W Halogen Lamp | Electrical - Lamp:Renew 150W Halogen Lamp, unit of measure NO | Electrical-EE070303 | Y | Y | Y
M3NHFScheduleOfRatesCode | Electrical/Lamp:Renew 500W Halogen Lamp | Electrical - Lamp:Renew 500W Halogen Lamp, unit of measure NO | Electrical-EE070305 | Y | Y | Y
M3NHFScheduleOfRatesCode | Electrical/Lamp:Renew 1000W Halogen Lamp | Electrical - Lamp:Renew 1000W Halogen Lamp, unit of measure NO | Electrical-EE070309 | Y | Y | Y
M3NHFScheduleOfRatesCode | Electrical/Lamp:Renew 70W Son-T Lamp | Electrical - Lamp:Renew 70W Son-T Lamp, unit of measure NO | Electrical-EE070311 | Y | Y | Y
M3NHFScheduleOfRatesCode | Electrical/Lamp:Renew 16 Watt 2D Lamp | Electrical - Lamp:Renew 16 Watt 2D Lamp, unit of measure NO | Electrical-EE070313 | Y | Y | Y
M3NHFScheduleOfRatesCode | Electrical/Lamp:Renew 28 Watt 2D Lamp | Electrical - Lamp:Renew 28 Watt 2D Lamp, unit of measure NO | Electrical-EE070315 | Y | Y | Y
M3NHFScheduleOfRatesCode | Electrical/Lamp:Renew 80W Spot Light | Electrical - Lamp:Renew 80W Spot Light, unit of measure NO | Electrical-EE070319 | Y | Y | Y
M3NHFScheduleOfRatesCode | Electrical/Lamp:Renew 300W Spot Light | Electrical - Lamp:Renew 300W Spot Light, unit of measure NO | Electrical-EE070321 | Y | Y | Y
M3NHFScheduleOfRatesCode | Electrical/Lamp:Renew With Pl Low Energy | Electrical - Lamp:Renew With Pl Low Energy, unit of measure NO | Electrical-EE070323 | Y | Y | Y
M3NHFScheduleOfRatesCode | Electrical/Lamp:Renew With Sl Low Energy | Electrical - Lamp:Renew With Sl Low Energy, unit of measure NO | Electrical-EE070325 | Y | Y | Y
M3NHFScheduleOfRatesCode | Electrical/Lamp:Renew With Plce To Bulkhead | Electrical - Lamp:Renew With Plce To Bulkhead, unit of measure NO | Electrical-EE070327 | Y | Y | Y
M3NHFScheduleOfRatesCode | Electrical/Light Fitting:Renew Bulkhead Diffuser | Electrical - Light Fitting:Renew Bulkhead Diffuser, unit of measure NO | Electrical-EE070401 | Y | Y | Y
M3NHFScheduleOfRatesCode | Electrical/Light Fitting:Renew Single Fluorescent With Tube | Electrical - Light Fitting:Renew Single Fluorescent With Tube, unit of measure NO | Electrical-EE070501 | Y | Y | Y
M3NHFScheduleOfRatesCode | Electrical/Light Fitting:Renew Double Fluorescent With Tubes | Electrical - Light Fitting:Renew Double Fluorescent With Tubes, unit of measure NO | Electrical-EE070503 | Y | Y | Y
M3NHFScheduleOfRatesCode | Electrical/Light Fitting:Remove Refix Any Fluorescent Type | Electrical - Light Fitting:Remove Refix Any Fluorescent Type, unit of measure NO | Electrical-EE070505 | Y | Y | Y
M3NHFScheduleOfRatesCode | Electrical/Light Fitting:Overhaul Fluorescent Any Type | Electrical - Light Fitting:Overhaul Fluorescent Any Type, unit of measure IT | Electrical-EE070507 | Y | Y | Y
M3NHFScheduleOfRatesCode | Electrical/Light:Renew 28W Ballast To Fitting | Electrical - Light:Renew 28W Ballast To Fitting, unit of measure IT | Electrical-EE070509 | Y
M3NHFScheduleOfRatesCode | Electrical/Light:Renew Single Fluorescent Waterproof 1.2M 18W | Electrical - Light:Renew Single Fluorescent Waterproof 1.2M 18W, unit of measure NO | Electrical-EE070601 | Y | Y | Y
M3NHFScheduleOfRatesCode | Electrical/Light:Renew Single Fluorescent Waterproof 1.2M 36W | Electrical - Light:Renew Single Fluorescent Waterproof 1.2M 36W, unit of measure NO | Electrical-EE070603 | Y | Y | Y
M3NHFScheduleOfRatesCode | Electrical/Light:Renew Single Fluorescent Waterproof 1.5M 58W | Electrical - Light:Renew Single Fluorescent Waterproof 1.5M 58W, unit of measure NO | Electrical-EE070605 | Y | Y | Y
M3NHFScheduleOfRatesCode | Electrical/Light:Renew Double Fluorescent Waterproof 1.2M 18W | Electrical - Light:Renew Double Fluorescent Waterproof 1.2M 18W, unit of measure NO | Electrical-EE070607 | Y | Y | Y
M3NHFScheduleOfRatesCode | Electrical/Light:Renew Double Fluorescent Waterproof 1.2M 36W | Electrical - Light:Renew Double Fluorescent Waterproof 1.2M 36W, unit of measure NO | Electrical-EE070609 | Y | Y | Y
M3NHFScheduleOfRatesCode | Electrical/Light:Renew Double Fluorescent Waterproof 1.5M 58W | Electrical - Light:Renew Double Fluorescent Waterproof 1.5M 58W, unit of measure NO | Electrical-EE070611 | Y | Y | Y
M3NHFScheduleOfRatesCode | Electrical/Light:Renew Single Fluorescent Explosion 1.2M 36W | Electrical - Light:Renew Single Fluorescent Explosion 1.2M 36W, unit of measure NO | Electrical-EE070701 | Y | Y | Y
M3NHFScheduleOfRatesCode | Electrical/Light:Renew Single Fluorescent Explosion 1.5M 58W | Electrical - Light:Renew Single Fluorescent Explosion 1.5M 58W, unit of measure NO | Electrical-EE070703 | Y | Y | Y
M3NHFScheduleOfRatesCode | Electrical/Light:Renew Double Fluorescent Explosion 1.2M 36W | Electrical - Light:Renew Double Fluorescent Explosion 1.2M 36W, unit of measure NO | Electrical-EE070705 | Y | Y | Y
M3NHFScheduleOfRatesCode | Electrical/Light:Renew Double Fluorescent Explosion 1.5M 58W | Electrical - Light:Renew Double Fluorescent Explosion 1.5M 58W, unit of measure NO | Electrical-EE070707 | Y | Y | Y
M3NHFScheduleOfRatesCode | Electrical/Fitting:Renew With Cat1 Light Single 1200 36W | Electrical - Fitting:Renew With Cat1 Light Single 1200 36W, unit of measure NO | Electrical-EE070801 | Y | Y | Y
M3NHFScheduleOfRatesCode | Electrical/Fitting:Renew With Cat1 Light Single 1500 58W | Electrical - Fitting:Renew With Cat1 Light Single 1500 58W, unit of measure NO | Electrical-EE070803 | Y | Y | Y
M3NHFScheduleOfRatesCode | Electrical/Fitting:Renew With Cat1 Light Single 1800 58W | Electrical - Fitting:Renew With Cat1 Light Single 1800 58W, unit of measure NO | Electrical-EE070805 | Y | Y | Y
M3NHFScheduleOfRatesCode | Electrical/Fitting:Renew With Cat1 Light Double 1200 36W | Electrical - Fitting:Renew With Cat1 Light Double 1200 36W, unit of measure NO | Electrical-EE070807 | Y | Y | Y
M3NHFScheduleOfRatesCode | Electrical/Fitting:Renew With Cat1 Light Double 1500 58W | Electrical - Fitting:Renew With Cat1 Light Double 1500 58W, unit of measure NO | Electrical-EE070809 | Y | Y | Y
M3NHFScheduleOfRatesCode | Electrical/Fitting:Renew With Cat1 Light Double 1800 58W | Electrical - Fitting:Renew With Cat1 Light Double 1800 58W, unit of measure NO | Electrical-EE070811 | Y | Y | Y
M3NHFScheduleOfRatesCode | Electrical/Fitting:Renew With Cat1 Modular Light 600 X 600 | Electrical - Fitting:Renew With Cat1 Modular Light 600 X 600, unit of measure NO | Electrical-EE070813 | Y | Y | Y
M3NHFScheduleOfRatesCode | Electrical/Fitting:Renew With Cat1 Modular Light 600 X 1200 | Electrical - Fitting:Renew With Cat1 Modular Light 600 X 1200, unit of measure NO | Electrical-EE070815 | Y | Y | Y
M3NHFScheduleOfRatesCode | Electrical/Light Fitting:Renew Single Fluorescent Diffuser | Electrical - Light Fitting:Renew Single Fluorescent Diffuser, unit of measure NO | Electrical-EE070901 | Y | Y | Y
M3NHFScheduleOfRatesCode | Electrical/Light Fitting:Renew Double Fluorescent Diffuser | Electrical - Light Fitting:Renew Double Fluorescent Diffuser, unit of measure NO | Electrical-EE070903 | Y | Y | Y
M3NHFScheduleOfRatesCode | Electrical/Light Fitting:Renew Any Size Fluorescent Tube | Electrical - Light Fitting:Renew Any Size Fluorescent Tube, unit of measure NO | Electrical-EE071001 | Y | Y | Y
M3NHFScheduleOfRatesCode | Electrical/Light:Renew Mirror | Electrical - Light:Renew Mirror, unit of measure NO | Electrical-EE071101 | Y | Y | Y
M3NHFScheduleOfRatesCode | Electrical/Light:Renew Mirror/Shaver | Electrical - Light:Renew Mirror/Shaver, unit of measure NO | Electrical-EE071103 | Y | Y | Y
M3NHFScheduleOfRatesCode | Electrical/Light Fitting:Renew Square Or Round | Electrical - Light Fitting:Renew Square Or Round, unit of measure NO | Electrical-EE071105 | Y | Y | Y
M3NHFScheduleOfRatesCode | Electrical/Light:Renew Glass Globe Type | Electrical - Light:Renew Glass Globe Type, unit of measure NO | Electrical-EE071107 | Y | Y | Y
M3NHFScheduleOfRatesCode | Electrical/Light Fitting:Renew Uplighter Type | Electrical - Light Fitting:Renew Uplighter Type, unit of measure NO | Electrical-EE071109 | Y | Y | Y
M3NHFScheduleOfRatesCode | Electrical/Chandelier:Renew 3 Arm | Electrical - Chandelier:Renew 3 Arm, unit of measure NO | Electrical-EE071111 | Y | Y | Y
M3NHFScheduleOfRatesCode | Electrical/Chandelier:Renew 5 Arm | Electrical - Chandelier:Renew 5 Arm, unit of measure NO | Electrical-EE071113 | Y | Y | Y
M3NHFScheduleOfRatesCode | Electrical/Light Fitting:Renew Hanging | Electrical - Light Fitting:Renew Hanging, unit of measure NO | Electrical-EE071115 | Y | Y | Y
M3NHFScheduleOfRatesCode | Electrical/Pendant:Renew Rise/Fall | Electrical - Pendant:Renew Rise/Fall, unit of measure NO | Electrical-EE071117 | Y | Y | Y
M3NHFScheduleOfRatesCode | Electrical/Chandelier:Renew Glass Shade | Electrical - Chandelier:Renew Glass Shade, unit of measure NO | Electrical-EE071118 | Y | Y | Y
M3NHFScheduleOfRatesCode | Electrical/Luminaire:Repostion Any Type | Electrical - Luminaire:Repostion Any Type, unit of measure NO | Electrical-EE071119 | Y | Y | Y
M3NHFScheduleOfRatesCode | Electrical/Luminaire:Refix Any Type | Electrical - Luminaire:Refix Any Type, unit of measure NO | Electrical-EE071121 | Y | Y | Y
M3NHFScheduleOfRatesCode | Electrical/Hook:Refix/Renew | Electrical - Hook:Refix/Renew, unit of measure NO | Electrical-EE071123 | Y | Y | Y
M3NHFScheduleOfRatesCode | Electrical/Light Fitting:Renew Standard 18W Led Fitting | Electrical - Light Fitting:Renew Standard 18W Led Fitting, unit of measure IT | Electrical-EE071201 | Y
M3NHFScheduleOfRatesCode | Electrical/Light Fitting:Renew 3Hr Emergency 18W Led Fitting | Electrical - Light Fitting:Renew 3Hr Emergency 18W Led Fitting, unit of measure IT | Electrical-EE071203 | Y
M3NHFScheduleOfRatesCode | Electrical/Light Fitting:Renew 18W Led Fitting And Sensor | Electrical - Light Fitting:Renew 18W Led Fitting And Sensor, unit of measure IT | Electrical-EE071205 | Y
M3NHFScheduleOfRatesCode | Electrical/Light Fitting:Renew 3Hr 18W Led Fitting And Sensor | Electrical - Light Fitting:Renew 3Hr 18W Led Fitting And Sensor, unit of measure IT | Electrical-EE071207 | Y
M3NHFScheduleOfRatesCode | Electrical/Switch Or Outlet:Remove And Refix | Electrical - Switch Or Outlet:Remove And Refix, unit of measure NO | Electrical-EE080101 | Y | Y | Y
M3NHFScheduleOfRatesCode | Electrical/Switch Or Outlet:Fix Blank Plate | Electrical - Switch Or Outlet:Fix Blank Plate, unit of measure NO | Electrical-EE080103 | Y | Y | Y
M3NHFScheduleOfRatesCode | Electrical/Switch Or Outlet:Dry Lining Box | Electrical - Switch Or Outlet:Dry Lining Box, unit of measure NO | Electrical-EE080105 | Y | Y | Y
M3NHFScheduleOfRatesCode | Electrical/Switch Or Outlet:Secure Loose | Electrical - Switch Or Outlet:Secure Loose, unit of measure NO | Electrical-EE080107 | Y | Y | Y
M3NHFScheduleOfRatesCode | Electrical/Switch:Renew Flush Box | Electrical - Switch:Renew Flush Box, unit of measure NO | Electrical-EE080201 | Y | Y | Y
M3NHFScheduleOfRatesCode | Electrical/Switch:Renew Surface Box | Electrical - Switch:Renew Surface Box, unit of measure NO | Electrical-EE080203 | Y | Y | Y
M3NHFScheduleOfRatesCode | Electrical/Switch:Renew 5 Amp Ne 3 Gang Plate | Electrical - Switch:Renew 5 Amp Ne 3 Gang Plate, unit of measure NO | Electrical-EE080205 | Y | Y | Y
M3NHFScheduleOfRatesCode | Electrical/Switch:Renew 5Amp Ne 3 Gang 2 Way Plate | Electrical - Switch:Renew 5Amp Ne 3 Gang 2 Way Plate, unit of measure NO | Electrical-EE080207 | Y | Y | Y
M3NHFScheduleOfRatesCode | Electrical/Switch:Renew 5Amp Ne 3 Gang Plate And Box | Electrical - Switch:Renew 5Amp Ne 3 Gang Plate And Box, unit of measure NO | Electrical-EE080209 | Y | Y | Y
M3NHFScheduleOfRatesCode | Electrical/Switch:Renew 5Amp Ne 3 Gang 2 Way Plate And Box | Electrical - Switch:Renew 5Amp Ne 3 Gang 2 Way Plate And Box, unit of measure NO | Electrical-EE080211 | Y | Y | Y
M3NHFScheduleOfRatesCode | Electrical/Switch:Renew Ceiling Pull Switch | Electrical - Switch:Renew Ceiling Pull Switch, unit of measure NO | Electrical-EE080213 | Y | Y | Y
M3NHFScheduleOfRatesCode | Electrical/Switch:Renew Pull Switch Cord | Electrical - Switch:Renew Pull Switch Cord, unit of measure NO | Electrical-EE080215 | Y | Y | Y
M3NHFScheduleOfRatesCode | Electrical/Switch:Renew Dimmer Switch | Electrical - Switch:Renew Dimmer Switch, unit of measure NO | Electrical-EE080217 | Y | Y | Y
M3NHFScheduleOfRatesCode | Electrical/Switch:Renew Splashproof | Electrical - Switch:Renew Splashproof, unit of measure NO | Electrical-EE080219 | Y | Y | Y
M3NHFScheduleOfRatesCode | Electrical/Switch:Replace With Wide Rocker | Electrical - Switch:Replace With Wide Rocker, unit of measure NO | Electrical-EE080221 | Y | Y | Y
M3NHFScheduleOfRatesCode | Electrical/Switch:Lower Any Switch | Electrical - Switch:Lower Any Switch, unit of measure IT | Electrical-EE080223 | Y | Y | Y
M3NHFScheduleOfRatesCode | Electrical/Switch:Renew Concealed Door Operated | Electrical - Switch:Renew Concealed Door Operated, unit of measure NO | Electrical-EE080225 | Y | Y | Y
M3NHFScheduleOfRatesCode | Electrical/Socket:Renew Flush Box | Electrical - Socket:Renew Flush Box, unit of measure NO | Electrical-EE080301 | Y | Y | Y
M3NHFScheduleOfRatesCode | Electrical/Socket:Renew Surface Box | Electrical - Socket:Renew Surface Box, unit of measure NO | Electrical-EE080303 | Y | Y | Y
M3NHFScheduleOfRatesCode | Electrical/Socket:Renew 13A Single Plate | Electrical - Socket:Renew 13A Single Plate, unit of measure NO | Electrical-EE080305 | Y | Y | Y
M3NHFScheduleOfRatesCode | Electrical/Socket:Renew 13A Double Plate | Electrical - Socket:Renew 13A Double Plate, unit of measure NO | Electrical-EE080307 | Y | Y | Y
M3NHFScheduleOfRatesCode | Electrical/Socket:Renew 13A Triple Plate | Electrical - Socket:Renew 13A Triple Plate, unit of measure NO | Electrical-EE080309 | Y | Y | Y
M3NHFScheduleOfRatesCode | Electrical/Socket:Renew Single Outlet Plate And Box | Electrical - Socket:Renew Single Outlet Plate And Box, unit of measure NO | Electrical-EE080311 | Y | Y | Y
M3NHFScheduleOfRatesCode | Electrical/Socket:Renew Double Outlet Plate And Box | Electrical - Socket:Renew Double Outlet Plate And Box, unit of measure NO | Electrical-EE080313 | Y | Y | Y
M3NHFScheduleOfRatesCode | Electrical/Socket:Renew Triple Outlet Plate And Box | Electrical - Socket:Renew Triple Outlet Plate And Box, unit of measure NO | Electrical-EE080315 | Y | Y | Y
M3NHFScheduleOfRatesCode | Electrical/Socket:Renew Single Splashback | Electrical - Socket:Renew Single Splashback, unit of measure NO | Electrical-EE080317 | Y | Y | Y
M3NHFScheduleOfRatesCode | Electrical/Socket:Renew Double Splashback | Electrical - Socket:Renew Double Splashback, unit of measure NO | Electrical-EE080319 | Y | Y | Y
M3NHFScheduleOfRatesCode | Electrical/Socket:Renew Double Explosion Proof | Electrical - Socket:Renew Double Explosion Proof, unit of measure NO | Electrical-EE080321 | Y | Y | Y
M3NHFScheduleOfRatesCode | Electrical/Socket:Renew 13A Rcd Outlet | Electrical - Socket:Renew 13A Rcd Outlet, unit of measure NO | Electrical-EE080323 | Y | Y | Y
M3NHFScheduleOfRatesCode | Electrical/Socket:Single Surface Outlet Plate And Box | Electrical - Socket:Single Surface Outlet Plate And Box, unit of measure NO | Electrical-EE080325 | Y | Y | Y
M3NHFScheduleOfRatesCode | Electrical/Socket:Install 13A Double Outlet Plate And Box | Electrical - Socket:Install 13A Double Outlet Plate And Box, unit of measure NO | Electrical-EE080327 | Y | Y | Y
M3NHFScheduleOfRatesCode | Electrical/Socket:Renew Single Unswitched Outlet Plate + Box | Electrical - Socket:Renew Single Unswitched Outlet Plate + Box, unit of measure NO | Electrical-EE080328 | Y
M3NHFScheduleOfRatesCode | Electrical/Socket:Raise Height-Mini Trunk Or Kit | Electrical - Socket:Raise Height-Mini Trunk Or Kit, unit of measure IT | Electrical-EE080329 | Y | Y | Y
M3NHFScheduleOfRatesCode | Electrical/Socket:Lower Height-Mini Trunk Or Kit | Electrical - Socket:Lower Height-Mini Trunk Or Kit, unit of measure IT | Electrical-EE080332 | Y
M3NHFScheduleOfRatesCode | Electrical/Switch:Renew 20A Dp Switch | Electrical - Switch:Renew 20A Dp Switch, unit of measure NO | Electrical-EE080401 | Y | Y | Y
M3NHFScheduleOfRatesCode | Electrical/Switch:Renew 20A Dp Switch With Neon | Electrical - Switch:Renew 20A Dp Switch With Neon, unit of measure NO | Electrical-EE080402 | Y
M3NHFScheduleOfRatesCode | Electrical/Switch:Renew Ne 20A Dp Ceiling Switch | Electrical - Switch:Renew Ne 20A Dp Ceiling Switch, unit of measure NO | Electrical-EE080403 | Y | Y | Y
M3NHFScheduleOfRatesCode | Electrical/Switch:Renew 20A Dp Switch With Neon And Marking | Electrical - Switch:Renew 20A Dp Switch With Neon And Marking, unit of measure NO | Electrical-EE080404 | Y
M3NHFScheduleOfRatesCode | Electrical/Socket:Renew 13A Dp Plate With Outlet | Electrical - Socket:Renew 13A Dp Plate With Outlet, unit of measure NO | Electrical-EE080405 | Y | Y | Y
M3NHFScheduleOfRatesCode | Electrical/Socket:Renew 13A Dp Plate With Indicator | Electrical - Socket:Renew 13A Dp Plate With Indicator, unit of measure NO | Electrical-EE080407 | Y | Y | Y
M3NHFScheduleOfRatesCode | Electrical/Switch:Renew 15A/45A Dp Ceiling Switch | Electrical - Switch:Renew 15A/45A Dp Ceiling Switch, unit of measure NO | Electrical-EE080410 | Y
M3NHFScheduleOfRatesCode | Electrical/Shaver:Renew Shaver Supply Unit | Electrical - Shaver:Renew Shaver Supply Unit, unit of measure NO | Electrical-EE080501 | Y | Y | Y
M3NHFScheduleOfRatesCode | Electrical/Shaver Light:Install Complete | Electrical - Shaver Light:Install Complete, unit of measure NO | Electrical-EE080503 | Y | Y | Y
M3NHFScheduleOfRatesCode | Electrical/Shaver Light:Renew Complete | Electrical - Shaver Light:Renew Complete, unit of measure NO | Electrical-EE080505 | Y | Y | Y
M3NHFScheduleOfRatesCode | Electrical/Lamp:Renew Shaver Lamp | Electrical - Lamp:Renew Shaver Lamp, unit of measure NO | Electrical-EE080507 | Y | Y | Y
M3NHFScheduleOfRatesCode | Electrical/Shower:Renew 9.5 Kw Complete | Electrical - Shower:Renew 9.5 Kw Complete, unit of measure NO | Electrical-EE080551 | Y
M3NHFScheduleOfRatesCode | Electrical/Shower:Install 9.5 Kw Complete | Electrical - Shower:Install 9.5 Kw Complete, unit of measure NO | Electrical-EE080553 | Y
M3NHFScheduleOfRatesCode | Electrical/Shower:Renew 9.5 Kw Audio Visual Complete | Electrical - Shower:Renew 9.5 Kw Audio Visual Complete, unit of measure NO | Electrical-EE080555 | Y
M3NHFScheduleOfRatesCode | Electrical/Shower:Install 9.5 Kw Audio Visual Complete | Electrical - Shower:Install 9.5 Kw Audio Visual Complete, unit of measure NO | Electrical-EE080557 | Y
M3NHFScheduleOfRatesCode | Electrical/Telephone:Supply And Fix Visual Aid | Electrical - Telephone:Supply And Fix Visual Aid, unit of measure IT | Electrical-EE090101 | Y | Y | Y
M3NHFScheduleOfRatesCode | Electrical/Thermostat:Lower Position | Electrical - Thermostat:Lower Position, unit of measure IT | Electrical-EE090201 | Y | Y | Y
M3NHFScheduleOfRatesCode | Electrical/Wall Clock:Renew Analogue/Mains | Electrical - Wall Clock:Renew Analogue/Mains, unit of measure NO | Electrical-EE090301 | Y | Y | Y
M3NHFScheduleOfRatesCode | Electrical/Wall Clock:Renew Digital/Mains | Electrical - Wall Clock:Renew Digital/Mains, unit of measure NO | Electrical-EE090303 | Y | Y | Y
M3NHFScheduleOfRatesCode | Electrical/Wall Clock:Renew Analogue/Battery | Electrical - Wall Clock:Renew Analogue/Battery, unit of measure NO | Electrical-EE090305 | Y | Y | Y
M3NHFScheduleOfRatesCode | Electrical/Wall Clock:Renew Digital/Battery | Electrical - Wall Clock:Renew Digital/Battery, unit of measure NO | Electrical-EE090307 | Y | Y | Y
M3NHFScheduleOfRatesCode | Electrical/Wall Clock:Refix Loose | Electrical - Wall Clock:Refix Loose, unit of measure NO | Electrical-EE090309 | Y | Y | Y
M3NHFScheduleOfRatesCode | Electrical/Smoke Detector:Install Battery Operated Type | Electrical - Smoke Detector:Install Battery Operated Type, unit of measure NO | Electrical-EE090401 | Y | Y | Y
M3NHFScheduleOfRatesCode | Electrical/Smoke Detector:Install Mains Optical Type | Electrical - Smoke Detector:Install Mains Optical Type, unit of measure NO | Electrical-EE090403 | Y | Y | Y
M3NHFScheduleOfRatesCode | Electrical/Smoke Detector:Install Mains Ionisation Type | Electrical - Smoke Detector:Install Mains Ionisation Type, unit of measure NO | Electrical-EE090405 | Y | Y | Y
M3NHFScheduleOfRatesCode | Electrical/Smoke Detectors:Install Optical Ionisation System | Electrical - Smoke Detectors:Install Optical Ionisation System, unit of measure IT | Electrical-EE090407 | Y | Y | Y
M3NHFScheduleOfRatesCode | Electrical/Smoke Detector:Install Additional Detector | Electrical - Smoke Detector:Install Additional Detector, unit of measure NO | Electrical-EE090409 | Y | Y | Y
M3NHFScheduleOfRatesCode | Electrical/Smoke Detector:Renew With Optical Type | Electrical - Smoke Detector:Renew With Optical Type, unit of measure NO | Electrical-EE090411 | Y | Y | Y
M3NHFScheduleOfRatesCode | Electrical/Smoke Detector:Renew With Ionisation Type | Electrical - Smoke Detector:Renew With Ionisation Type, unit of measure NO | Electrical-EE090413 | Y | Y | Y
M3NHFScheduleOfRatesCode | Electrical/Smoke Detector:Install Visual Aid Type | Electrical - Smoke Detector:Install Visual Aid Type, unit of measure NO | Electrical-EE090415 | Y | Y | Y
M3NHFScheduleOfRatesCode | Electrical/Smoke Detector:Install Visual Aid Vibrating Pads | Electrical - Smoke Detector:Install Visual Aid Vibrating Pads, unit of measure NO | Electrical-EE090416 | Y
M3NHFScheduleOfRatesCode | Electrical/Smoke Detector:Service And Overhaul Any Type | Electrical - Smoke Detector:Service And Overhaul Any Type, unit of measure NO | Electrical-EE090417 | Y | Y | Y
M3NHFScheduleOfRatesCode | Electrical/Smoke Detector:Renew With Visual Aid Type | Electrical - Smoke Detector:Renew With Visual Aid Type, unit of measure NO | Electrical-EE090418 | Y
M3NHFScheduleOfRatesCode | Electrical/Smoke/Heat Detector:Renew Circuit | Electrical - Smoke/Heat Detector:Renew Circuit, unit of measure NO | Electrical-EE090430 | Y
M3NHFScheduleOfRatesCode | Electrical/Smoke/Heat Detector:Renew Circuit Disabled | Electrical - Smoke/Heat Detector:Renew Circuit Disabled, unit of measure NO | Electrical-EE090431 | Y
M3NHFScheduleOfRatesCode | Electrical/Heat Detector:Install | Electrical - Heat Detector:Install, unit of measure NO | Electrical-EE090501 | Y | Y | Y
M3NHFScheduleOfRatesCode | Electrical/Heat Detector:Service And Overhaul Hard Wire | Electrical - Heat Detector:Service And Overhaul Hard Wire, unit of measure IT | Electrical-EE090505 | Y
M3NHFScheduleOfRatesCode | Electrical/Carbon Monoxide Detector:Install Mains Operated | Electrical - Carbon Monoxide Detector:Install Mains Operated, unit of measure NO | Electrical-EE090601 | Y | Y | Y
M3NHFScheduleOfRatesCode | Electrical/Carbon Monoxide Detector:Install Battery Type | Electrical - Carbon Monoxide Detector:Install Battery Type, unit of measure NO | Electrical-EE090603 | Y | Y | Y
M3NHFScheduleOfRatesCode | Electrical/Carbon Monoxide Detector:Service Overhaul Wired | Electrical - Carbon Monoxide Detector:Service Overhaul Wired, unit of measure NO | Electrical-EE090605 | Y | Y | Y
M3NHFScheduleOfRatesCode | Electrical/Gas Detector:Install | Electrical - Gas Detector:Install, unit of measure NO | Electrical-EE090701 | Y | Y | Y
M3NHFScheduleOfRatesCode | Electrical/Stairlift:Obtain Quote And Attend | Electrical - Stairlift:Obtain Quote And Attend, unit of measure IT | Electrical-EE090801 | Y | Y | Y
M3NHFScheduleOfRatesCode | Electrical/Stairlift:Install Fused Spur | Electrical - Stairlift:Install Fused Spur, unit of measure NO | Electrical-EE090803 | Y | Y | Y
M3NHFScheduleOfRatesCode | Electrical/Stairlift:Install Fused Spur And Way | Electrical - Stairlift:Install Fused Spur And Way, unit of measure NO | Electrical-EE090805 | Y | Y | Y
M3NHFScheduleOfRatesCode | Electrical/Solar Panels:Inspect And Clean | Electrical - Solar Panels:Inspect And Clean, unit of measure SM | Electrical-EE090901 | Y | Y | Y
M3NHFScheduleOfRatesCode | Electrical/Computer/Power Floor Boxes:Renew | Electrical - Computer/Power Floor Boxes:Renew, unit of measure NO | Electrical-EE091001 | Y | Y | Y
M3NHFScheduleOfRatesCode | Electrical/Computer/Power Floor Boxes:Repairs No Parts | Electrical - Computer/Power Floor Boxes:Repairs No Parts, unit of measure NO | Electrical-EE091003 | Y | Y | Y
M3NHFScheduleOfRatesCode | Electrical/Computer/Power Floor Boxes:Call-Out And Fault | Electrical - Computer/Power Floor Boxes:Call-Out And Fault, unit of measure NO | Electrical-EE091005 | Y | Y | Y
M3NHFScheduleOfRatesCode | Electrical/Computer/Power Floor Boxes:Seal Redundant | Electrical - Computer/Power Floor Boxes:Seal Redundant, unit of measure NO | Electrical-EE091007 | Y | Y | Y
M3NHFScheduleOfRatesCode | Electrical/Time Switch:Reset Clock Or Switch | Electrical - Time Switch:Reset Clock Or Switch, unit of measure NO | Electrical-EE100101 | Y | Y | Y
M3NHFScheduleOfRatesCode | Electrical/Time Switch:Repair Switch Clock | Electrical - Time Switch:Repair Switch Clock, unit of measure NO | Electrical-EE100103 | Y | Y | Y
M3NHFScheduleOfRatesCode | Electrical/Time Switch:Renew Switch Clock | Electrical - Time Switch:Renew Switch Clock, unit of measure NO | Electrical-EE100105 | Y | Y | Y
M3NHFScheduleOfRatesCode | Electrical/Time Switch:Renew Photo Electric Type | Electrical - Time Switch:Renew Photo Electric Type, unit of measure NO | Electrical-EE100107 | Y | Y | Y
M3NHFScheduleOfRatesCode | Electrical/Time Switch:Renew With Photo Electric Type | Electrical - Time Switch:Renew With Photo Electric Type, unit of measure NO | Electrical-EE100109 | Y | Y | Y
M3NHFScheduleOfRatesCode | Electrical/Time Switch:Renew Passive Infra Red | Electrical - Time Switch:Renew Passive Infra Red, unit of measure NO | Electrical-EE100111 | Y | Y | Y
M3NHFScheduleOfRatesCode | Electrical/Light:Install Pir Unit Complete | Electrical - Light:Install Pir Unit Complete, unit of measure NO | Electrical-EE100113 | Y | Y | Y
M3NHFScheduleOfRatesCode | Electrical/Switch:Renew With Time Lag Switch | Electrical - Switch:Renew With Time Lag Switch, unit of measure NO | Electrical-EE100115 | Y | Y | Y
M3NHFScheduleOfRatesCode | Electrical/Power:Temporary Connection - 30Amp | Electrical - Power:Temporary Connection - 30Amp, unit of measure NO | Electrical-EE110101 | Y | Y | Y
M3NHFScheduleOfRatesCode | Electrical/Power:Temporary Connection - 63Amp | Electrical - Power:Temporary Connection - 63Amp, unit of measure NO | Electrical-EE110103 | Y | Y | Y
M3NHFScheduleOfRatesCode | Electrical/Power:Temporary Connection - 100Amp | Electrical - Power:Temporary Connection - 100Amp, unit of measure NO | Electrical-EE110105 | Y | Y | Y
M3NHFScheduleOfRatesCode | Electrical/Light:Temporary Connection | Electrical - Light:Temporary Connection, unit of measure NO | Electrical-EE110107 | Y | Y | Y
M3NHFScheduleOfRatesCode | Electrical/Power And Light:Temporary Connection | Electrical - Power And Light:Temporary Connection, unit of measure NO | Electrical-EE110109 | Y | Y | Y
M3NHFScheduleOfRatesCode | Electrical/Heater:Supply Temporary 3Kw Heater [Rate Per Week] | Electrical - Heater:Supply Temporary 3Kw Heater [Rate Per Week], unit of measure WK | Electrical-EE110201 | Y | Y | Y
M3NHFScheduleOfRatesCode | Electrical/Water Heater:Supply Temporary [Rate Per Week] | Electrical - Water Heater:Supply Temporary [Rate Per Week], unit of measure WK | Electrical-EE110203 | Y | Y | Y
M3NHFScheduleOfRatesCode | Electrical/De-Humidifier:Supply Temporary [Rate Per Week] | Electrical - De-Humidifier:Supply Temporary [Rate Per Week], unit of measure WK | Electrical-EE110205 | Y | Y | Y
M3NHFScheduleOfRatesCode | Electrical/Wet-Vac:Supply Temporary [Rate Per Week] | Electrical - Wet-Vac:Supply Temporary [Rate Per Week], unit of measure WK | Electrical-EE110207 | Y | Y | Y
M3NHFScheduleOfRatesCode | Electrical/Earth:Cross Bond Plumbing | Electrical - Earth:Cross Bond Plumbing, unit of measure IT | Electrical-EE120101 | Y | Y | Y
M3NHFScheduleOfRatesCode | Electrical/Earth:Renew Main Equipotential Bonding | Electrical - Earth:Renew Main Equipotential Bonding, unit of measure IT | Electrical-EE120103 | Y | Y | Y
M3NHFScheduleOfRatesCode | Electrical/Earth:Install Electrode And Cable | Electrical - Earth:Install Electrode And Cable, unit of measure NO | Electrical-EE120105 | Y | Y | Y
M3NHFScheduleOfRatesCode | Electrical/Earth:Refix Electrode | Electrical - Earth:Refix Electrode, unit of measure NO | Electrical-EE120107 | Y | Y | Y
M3NHFScheduleOfRatesCode | Electrical/Earth:Cross Bond Bathroom/Wetroom | Electrical - Earth:Cross Bond Bathroom/Wetroom, unit of measure IT | Electrical-EE120109 | Y | Y | Y
M3NHFScheduleOfRatesCode | Electrical/Earth:Supplementary Equipotential Bonding Any Item | Electrical - Earth:Supplementary Equipotential Bonding Any Item, unit of measure IT | Electrical-EE120111 | Y | Y | Y
M3NHFScheduleOfRatesCode | Electrical/Earth:Install 16Mm Cable | Electrical - Earth:Install 16Mm Cable, unit of measure LM | Electrical-EE120113 | Y | Y | Y
M3NHFScheduleOfRatesCode | Electrical/Earth:Reconnect Earth Bond | Electrical - Earth:Reconnect Earth Bond, unit of measure IT | Electrical-EE120115 | Y | Y | Y
M3NHFScheduleOfRatesCode | Electrical/Earth:Install 4.0Mm2 Cable | Electrical - Earth:Install 4.0Mm2 Cable, unit of measure LM | Electrical-EE120117 | Y | Y | Y
M3NHFScheduleOfRatesCode | Electrical/Earth:Install 6.0Mm2 Cable | Electrical - Earth:Install 6.0Mm2 Cable, unit of measure LM | Electrical-EE120119 | Y | Y | Y
M3NHFScheduleOfRatesCode | Electrical/Earth:Install 10.0Mm2 Cable | Electrical - Earth:Install 10.0Mm2 Cable, unit of measure LM | Electrical-EE120121 | Y | Y | Y
M3NHFScheduleOfRatesCode | Electrical/Earth:Install 16.0Mm2 Cable | Electrical - Earth:Install 16.0Mm2 Cable, unit of measure LM | Electrical-EE120123 | Y | Y | Y
M3NHFScheduleOfRatesCode | Electrical/Severe Penetration:Disconnect Repair Test | Electrical - Severe Penetration:Disconnect Repair Test, unit of measure IT | Electrical-EE130101 | Y | Y | Y
M3NHFScheduleOfRatesCode | Electrical/Client Inspection:Electrical | Electrical - Client Inspection:Electrical, unit of measure IT | Electrical-EE140101 | Y | Y | Y
M3NHFScheduleOfRatesCode | Electrical/Lighting:Response Call-Out Repair No Parts | Electrical - Lighting:Response Call-Out Repair No Parts, unit of measure IT | Electrical-EE150101 | Y | Y | Y
M3NHFScheduleOfRatesCode | Electrical/Lighting:Response Call-Out Additional Lum No Parts | Electrical - Lighting:Response Call-Out Additional Lum No Parts, unit of measure NO | Electrical-EE150103 | Y | Y | Y
M3NHFScheduleOfRatesCode | Electrical/Power:Response Call-Out Repair No Parts | Electrical - Power:Response Call-Out Repair No Parts, unit of measure IT | Electrical-EE150105 | Y | Y | Y
M3NHFScheduleOfRatesCode | Electrical/Power:Response Call-Out Additional Socket No Parts | Electrical - Power:Response Call-Out Additional Socket No Parts, unit of measure NO | Electrical-EE150107 | Y | Y | Y
M3NHFScheduleOfRatesCode | Electrical/Domestic Appliance:Response Callout No Parts | Electrical - Domestic Appliance:Response Callout No Parts, unit of measure IT | Electrical-EE150109 | Y | Y | Y
M3NHFScheduleOfRatesCode | Electrical/Domestic Appliance:Response Add Outlets No Parts | Electrical - Domestic Appliance:Response Add Outlets No Parts, unit of measure NO | Electrical-EE150111 | Y | Y | Y
M3NHFScheduleOfRatesCode | Electrical/Equipment:Response Call-Out Repair No Parts | Electrical - Equipment:Response Call-Out Repair No Parts, unit of measure IT | Electrical-EE150113 | Y | Y | Y
M3NHFScheduleOfRatesCode | Electrical/Lighting:Response Call-Out Repair Parts £35.00 | Electrical - Lighting:Response Call-Out Repair Parts £35.00, unit of measure IT | Electrical-EE150201 | Y | Y | Y
M3NHFScheduleOfRatesCode | Electrical/Lighting:Response Call-Out Add Luminaires Parts £5 | Electrical - Lighting:Response Call-Out Add Luminaires Parts £5, unit of measure NO | Electrical-EE150203 | Y | Y | Y
M3NHFScheduleOfRatesCode | Electrical/Power:Response Call-Out Repairs Parts £35.00 | Electrical - Power:Response Call-Out Repairs Parts £35.00, unit of measure IT | Electrical-EE150205 | Y | Y | Y
M3NHFScheduleOfRatesCode | Electrical/Power:Response Call-Out Add Sockets Parts £5.00 | Electrical - Power:Response Call-Out Add Sockets Parts £5.00, unit of measure NO | Electrical-EE150209 | Y | Y | Y
M3NHFScheduleOfRatesCode | Electrical/Equipment:Response Call-Out Repairs Parts £35.00 | Electrical - Equipment:Response Call-Out Repairs Parts £35.00, unit of measure IT | Electrical-EE150211 | Y | Y | Y
M3NHFScheduleOfRatesCode | Electrical/Equipment:Response Call-Out Repairs Parts £200.00 | Electrical - Equipment:Response Call-Out Repairs Parts £200.00, unit of measure IT | Electrical-EE150213 | Y | Y | Y
M3NHFScheduleOfRatesCode | Electrical/Heater:Renew Any Parts To Storage [Per Heater] | Electrical - Heater:Renew Any Parts To Storage [Per Heater], unit of measure IT | Electrical-EE160101 | Y | Y | Y
M3NHFScheduleOfRatesCode | Electrical/Heater:Resite And Reconnect | Electrical - Heater:Resite And Reconnect, unit of measure NO | Electrical-EE160103 | Y | Y | Y
M3NHFScheduleOfRatesCode | Electrical/Heater:Disconnect And Remove | Electrical - Heater:Disconnect And Remove, unit of measure NO | Electrical-EE160105 | Y | Y | Y
M3NHFScheduleOfRatesCode | Electrical/Thermostat:Renew Room Type To Electric Heating | Electrical - Thermostat:Renew Room Type To Electric Heating, unit of measure NO | Electrical-EE160107 | Y | Y | Y
M3NHFScheduleOfRatesCode | Electrical/Fire:Renew Ne 2.5Kw Radiant Fire | Electrical - Fire:Renew Ne 2.5Kw Radiant Fire, unit of measure NO | Electrical-EE160201 | Y | Y | Y
M3NHFScheduleOfRatesCode | Electrical/Fire:Install Ne 3.0Kw Inset Focal Fan Heater | Electrical - Fire:Install Ne 3.0Kw Inset Focal Fan Heater, unit of measure IT | Electrical-EE160202 | Y
M3NHFScheduleOfRatesCode | Electrical/Fire:Install Ne 2.5Kw Radiant Focal Fire | Electrical - Fire:Install Ne 2.5Kw Radiant Focal Fire, unit of measure NO | Electrical-EE160203 | Y | Y | Y
M3NHFScheduleOfRatesCode | Electrical/Heater:Renew 2.5Kw Fan Convector Heater | Electrical - Heater:Renew 2.5Kw Fan Convector Heater, unit of measure NO | Electrical-EE160205 | Y | Y | Y
M3NHFScheduleOfRatesCode | Electrical/Heater:Renew 2.5Kw Fan Convector With Timer | Electrical - Heater:Renew 2.5Kw Fan Convector With Timer, unit of measure NO | Electrical-EE160207 | Y | Y | Y
M3NHFScheduleOfRatesCode | Electrical/Heater:Renew Ne 1Kw Panel Heater | Electrical - Heater:Renew Ne 1Kw Panel Heater, unit of measure NO | Electrical-EE160209 | Y | Y | Y
M3NHFScheduleOfRatesCode | Electrical/Heater:Renew Ne 1Kw Panel Heater With Timer | Electrical - Heater:Renew Ne 1Kw Panel Heater With Timer, unit of measure NO | Electrical-EE160211 | Y | Y | Y
M3NHFScheduleOfRatesCode | Electrical/Heater:Renew Ne 2Kw Panel Heater | Electrical - Heater:Renew Ne 2Kw Panel Heater, unit of measure NO | Electrical-EE160213 | Y | Y | Y
M3NHFScheduleOfRatesCode | Electrical/Heater:Renew Ne 2Kw Panel Heater With Timer | Electrical - Heater:Renew Ne 2Kw Panel Heater With Timer, unit of measure NO | Electrical-EE160215 | Y | Y | Y
M3NHFScheduleOfRatesCode | Electrical/Heater:Renew Ne 3Kw Panel Heater | Electrical - Heater:Renew Ne 3Kw Panel Heater, unit of measure NO | Electrical-EE160217 | Y | Y | Y
M3NHFScheduleOfRatesCode | Electrical/Heater:Renew Ne 3Kw Panel Heater With Timer | Electrical - Heater:Renew Ne 3Kw Panel Heater With Timer, unit of measure NO | Electrical-EE160219 | Y | Y | Y
M3NHFScheduleOfRatesCode | Electrical/Fire:Renew Ne 1Kw Infra Red Heater | Electrical - Fire:Renew Ne 1Kw Infra Red Heater, unit of measure NO | Electrical-EE160221 | Y | Y | Y
M3NHFScheduleOfRatesCode | Electrical/Fire:Renew Ne 2Kw Infra Red Heater | Electrical - Fire:Renew Ne 2Kw Infra Red Heater, unit of measure NO | Electrical-EE160223 | Y | Y | Y
M3NHFScheduleOfRatesCode | Electrical/Heater:Renew 2Kw Wall Fan Heater | Electrical - Heater:Renew 2Kw Wall Fan Heater, unit of measure NO | Electrical-EE160225 | Y | Y | Y
M3NHFScheduleOfRatesCode | Electrical/Heater:Renew 2Kw Wall Fan Heater With Timer | Electrical - Heater:Renew 2Kw Wall Fan Heater With Timer, unit of measure NO | Electrical-EE160227 | Y | Y | Y
M3NHFScheduleOfRatesCode | Electrical/Heater:Renew Radiant Element | Electrical - Heater:Renew Radiant Element, unit of measure NO | Electrical-EE160301 | Y | Y | Y
M3NHFScheduleOfRatesCode | Electrical/Heater:Renew Radiant Reflector | Electrical - Heater:Renew Radiant Reflector, unit of measure NO | Electrical-EE160303 | Y | Y | Y
M3NHFScheduleOfRatesCode | Electrical/Heater:Renew Dp Switch | Electrical - Heater:Renew Dp Switch, unit of measure NO | Electrical-EE160305 | Y | Y | Y
M3NHFScheduleOfRatesCode | Electrical/Immersion Heater:Renew 3Kw Alloy (Top) | Electrical - Immersion Heater:Renew 3Kw Alloy (Top), unit of measure NO | Electrical-EE160401 | Y | Y | Y
M3NHFScheduleOfRatesCode | Electrical/Immersion Heater:Renew Ne 3Kw Alloy (Bottom) | Electrical - Immersion Heater:Renew Ne 3Kw Alloy (Bottom), unit of measure NO | Electrical-EE160403 | Y | Y | Y
M3NHFScheduleOfRatesCode | Electrical/Immersion Heater:Renew Cylinder Thermostat | Electrical - Immersion Heater:Renew Cylinder Thermostat, unit of measure NO | Electrical-EE160405 | Y | Y | Y
M3NHFScheduleOfRatesCode | Electrical/Immersion Heater:Disconnect | Electrical - Immersion Heater:Disconnect, unit of measure NO | Electrical-EE160407 | Y | Y | Y
M3NHFScheduleOfRatesCode | Electrical/Immersion Heater:Remove And Seal Boss | Electrical - Immersion Heater:Remove And Seal Boss, unit of measure IT | Electrical-EE160409 | Y | Y | Y
M3NHFScheduleOfRatesCode | Electrical/Immersion Heater:Reconnect And Test | Electrical - Immersion Heater:Reconnect And Test, unit of measure IT | Electrical-EE160411 | Y | Y | Y
M3NHFScheduleOfRatesCode | Electrical/Immersion Heater:Test And Reset Thermostat | Electrical - Immersion Heater:Test And Reset Thermostat, unit of measure IT | Electrical-EE160413 | Y | Y | Y
M3NHFScheduleOfRatesCode | Electrical/Water Heater:Renew Control Spindles | Electrical - Water Heater:Renew Control Spindles, unit of measure NO | Electrical-EE160501 | Y | Y | Y
M3NHFScheduleOfRatesCode | Electrical/Programmer:Renew Heating Contol Time Clock | Electrical - Programmer:Renew Heating Contol Time Clock, unit of measure NO | Electrical-EE160601 | Y | Y | Y
M3NHFScheduleOfRatesCode | Electrical/Electric Cooker:Locate Fault | Electrical - Electric Cooker:Locate Fault, unit of measure IT | Electrical-EE160701 | Y | Y | Y
M3NHFScheduleOfRatesCode | Electrical/Electric Cooker Hood:Renew Extractor Unit | Electrical - Electric Cooker Hood:Renew Extractor Unit, unit of measure NO | Electrical-EE160702 | Y
M3NHFScheduleOfRatesCode | Electrical/Electric Cooker Hood:Renew Complete | Electrical - Electric Cooker Hood:Renew Complete, unit of measure NO | Electrical-EE160703 | Y
M3NHFScheduleOfRatesCode | Electrical/Electric Cooker:Locate Fault And Repair | Electrical - Electric Cooker:Locate Fault And Repair, unit of measure IT | Electrical-EE160801 | Y | Y | Y
M3NHFScheduleOfRatesCode | Electrical/Electric Cooker:Renew Grill Pan | Electrical - Electric Cooker:Renew Grill Pan, unit of measure NO | Electrical-EE160901 | Y | Y | Y
M3NHFScheduleOfRatesCode | Electrical/Electric Cooker:Renew Grill Pan Grid | Electrical - Electric Cooker:Renew Grill Pan Grid, unit of measure NO | Electrical-EE160903 | Y | Y | Y
M3NHFScheduleOfRatesCode | Electrical/Electric Cooker:Renew Top Plate | Electrical - Electric Cooker:Renew Top Plate, unit of measure NO | Electrical-EE160905 | Y | Y | Y
M3NHFScheduleOfRatesCode | Electrical/Electric Cooker:Renew Cake Tray | Electrical - Electric Cooker:Renew Cake Tray, unit of measure NO | Electrical-EE160907 | Y | Y | Y
M3NHFScheduleOfRatesCode | Electrical/Electric Cooker:Renew Control Knob | Electrical - Electric Cooker:Renew Control Knob, unit of measure NO | Electrical-EE160909 | Y | Y | Y
M3NHFScheduleOfRatesCode | Electrical/Electric Cooker:Renew Grill Pan Handle | Electrical - Electric Cooker:Renew Grill Pan Handle, unit of measure NO | Electrical-EE160911 | Y | Y | Y
M3NHFScheduleOfRatesCode | Electrical/Electric Cooker:Renew Oven Door | Electrical - Electric Cooker:Renew Oven Door, unit of measure NO | Electrical-EE160913 | Y | Y | Y
M3NHFScheduleOfRatesCode | Electrical/Electric Cooker:Renew Self Cleaning Panel | Electrical - Electric Cooker:Renew Self Cleaning Panel, unit of measure NO | Electrical-EE160915 | Y | Y | Y
M3NHFScheduleOfRatesCode | Electrical/Cooker Control Unit:Remove Repair And Refix | Electrical - Cooker Control Unit:Remove Repair And Refix, unit of measure NO | Electrical-EE161001 | Y | Y | Y
M3NHFScheduleOfRatesCode | Electrical/Electric Cooker:Renew Control Unit Socket + Switch | Electrical - Electric Cooker:Renew Control Unit Socket + Switch, unit of measure NO | Electrical-EE161003 | Y
M3NHFScheduleOfRatesCode | Electrical/Refrigerator:Renew Freeze Door | Electrical - Refrigerator:Renew Freeze Door, unit of measure NO | Electrical-EE161101 | Y | Y | Y
M3NHFScheduleOfRatesCode | Electrical/Refrigerator:Renew Glass Shelf | Electrical - Refrigerator:Renew Glass Shelf, unit of measure NO | Electrical-EE161103 | Y | Y | Y
M3NHFScheduleOfRatesCode | Electrical/Refrigerator:Renew Wire Shelf | Electrical - Refrigerator:Renew Wire Shelf, unit of measure NO | Electrical-EE161105 | Y | Y | Y
M3NHFScheduleOfRatesCode | Electrical/Refrigerator:Renew Drip Shelf | Electrical - Refrigerator:Renew Drip Shelf, unit of measure NO | Electrical-EE161107 | Y | Y | Y
M3NHFScheduleOfRatesCode | Electrical/Refrigerator:Renew Butter Tray Flap | Electrical - Refrigerator:Renew Butter Tray Flap, unit of measure NO | Electrical-EE161109 | Y | Y | Y
M3NHFScheduleOfRatesCode | Electrical/Refrigerator:Renew Salad Box/Tray | Electrical - Refrigerator:Renew Salad Box/Tray, unit of measure NO | Electrical-EE161111 | Y | Y | Y
M3NHFScheduleOfRatesCode | Electrical/Refrigerator:Renew Bottle Rail | Electrical - Refrigerator:Renew Bottle Rail, unit of measure NO | Electrical-EE161113 | Y | Y | Y
M3NHFScheduleOfRatesCode | Electrical/Refrigerator:Renew Door Insert | Electrical - Refrigerator:Renew Door Insert, unit of measure NO | Electrical-EE161115 | Y | Y | Y
M3NHFScheduleOfRatesCode | Electrical/Domestic Appliance:Annual Test | Electrical - Domestic Appliance:Annual Test, unit of measure NO | Electrical-EE161201 | Y | Y | Y
M3NHFScheduleOfRatesCode | Electrical/Conduit:Install Ne 25Mm Pvc Domestic Make Good | Electrical - Conduit:Install Ne 25Mm Pvc Domestic Make Good, unit of measure LM | Electrical-EE161301 | Y | Y | Y
M3NHFScheduleOfRatesCode | Electrical/Conduit:Install Ne 25Mm Steel Domestic Make Good | Electrical - Conduit:Install Ne 25Mm Steel Domestic Make Good, unit of measure LM | Electrical-EE161401 | Y | Y | Y
M3NHFScheduleOfRatesCode | Electrical/Cable:Draw Upto 6Mm Single Cable | Electrical - Cable:Draw Upto 6Mm Single Cable, unit of measure LM | Electrical-EE161501 | Y | Y | Y
M3NHFScheduleOfRatesCode | Electrical/Cable:Draw 10Mm Single Cable | Electrical - Cable:Draw 10Mm Single Cable, unit of measure LM | Electrical-EE161503 | Y | Y | Y
M3NHFScheduleOfRatesCode | Electrical/Cable:Draw 16Mm Single Cable | Electrical - Cable:Draw 16Mm Single Cable, unit of measure LM | Electrical-EE161505 | Y | Y | Y
M3NHFScheduleOfRatesCode | Electrical/Cable:Draw 1.5Mm2 Or 2.5Mm2 Pvc Flat T And E | Electrical - Cable:Draw 1.5Mm2 Or 2.5Mm2 Pvc Flat T And E, unit of measure LM | Electrical-EE161507 | Y | Y | Y
M3NHFScheduleOfRatesCode | Electrical/Cable:Draw 6Mm Pvc Flat T And E | Electrical - Cable:Draw 6Mm Pvc Flat T And E, unit of measure LM | Electrical-EE161509 | Y | Y | Y
M3NHFScheduleOfRatesCode | Electrical/Cable:Install 1.5Mm Or 2.5Mm Single Cable | Electrical - Cable:Install 1.5Mm Or 2.5Mm Single Cable, unit of measure LM | Electrical-EE161601 | Y | Y | Y
M3NHFScheduleOfRatesCode | Electrical/Cable:Install 6Mm Single Cable | Electrical - Cable:Install 6Mm Single Cable, unit of measure LM | Electrical-EE161603 | Y | Y | Y
M3NHFScheduleOfRatesCode | Electrical/Cable:Install 10Mm2 Single Cable | Electrical - Cable:Install 10Mm2 Single Cable, unit of measure LM | Electrical-EE161605 | Y | Y | Y
M3NHFScheduleOfRatesCode | Electrical/Cable:Install 16Mm2 Single Cable | Electrical - Cable:Install 16Mm2 Single Cable, unit of measure LM | Electrical-EE161607 | Y | Y | Y
M3NHFScheduleOfRatesCode | Electrical/Cable:Install 1.5Mm2 Or 2.5Mm2 T And E | Electrical - Cable:Install 1.5Mm2 Or 2.5Mm2 T And E, unit of measure LM | Electrical-EE161609 | Y | Y | Y
M3NHFScheduleOfRatesCode | Electrical/Cable:Install Ne 6Mm2 T And E | Electrical - Cable:Install Ne 6Mm2 T And E, unit of measure LM | Electrical-EE161611 | Y | Y | Y
M3NHFScheduleOfRatesCode | Electrical/Cable:Install 10Mm2 T And E | Electrical - Cable:Install 10Mm2 T And E, unit of measure LM | Electrical-EE161613 | Y | Y | Y
M3NHFScheduleOfRatesCode | Electrical/Cable:Fix 1.5Mm Or 2.5Mm T And E And Conduit | Electrical - Cable:Fix 1.5Mm Or 2.5Mm T And E And Conduit, unit of measure LM | Electrical-EE161701 | Y | Y | Y
M3NHFScheduleOfRatesCode | Electrical/Cable:Fix 6Mm T And E And Conduit | Electrical - Cable:Fix 6Mm T And E And Conduit, unit of measure LM | Electrical-EE161703 | Y | Y | Y
M3NHFScheduleOfRatesCode | Electrical/Cable:Fix 1.5Mm Or 2.5Mm T And E And Mini-Trunking | Electrical - Cable:Fix 1.5Mm Or 2.5Mm T And E And Mini-Trunking, unit of measure LM | Electrical-EE161801 | Y | Y | Y
M3NHFScheduleOfRatesCode | Electrical/Cable:Fix 6.0Mm T And E And Mini-Trunking | Electrical - Cable:Fix 6.0Mm T And E And Mini-Trunking, unit of measure LM | Electrical-EE161803 | Y | Y | Y
M3NHFScheduleOfRatesCode | Electrical/Micc:Install 2L 1.5Mm Or 2.5Mm Cable | Electrical - Micc:Install 2L 1.5Mm Or 2.5Mm Cable, unit of measure LM | Electrical-EE161901 | Y | Y | Y
M3NHFScheduleOfRatesCode | Electrical/Micc:Terminate 2L 1.5Mm Or 2.5Mm Cable | Electrical - Micc:Terminate 2L 1.5Mm Or 2.5Mm Cable, unit of measure NO | Electrical-EE161903 | Y | Y | Y
M3NHFScheduleOfRatesCode | Electrical/Power:Renew Boiler Outlet Ground Ne 10M | Electrical - Power:Renew Boiler Outlet Ground Ne 10M, unit of measure NO | Electrical-EE162001 | Y | Y | Y
M3NHFScheduleOfRatesCode | Electrical/Power:New Boiler Outlet Ground Ne 10M | Electrical - Power:New Boiler Outlet Ground Ne 10M, unit of measure NO | Electrical-EE162003 | Y | Y | Y
M3NHFScheduleOfRatesCode | Electrical/Lamp Or Batten Holder:Remove And Refix | Electrical - Lamp Or Batten Holder:Remove And Refix, unit of measure NO | Electrical-EE162101 | Y | Y | Y
M3NHFScheduleOfRatesCode | Electrical/Light Fitting:Remove And Refix Any External Type | Electrical - Light Fitting:Remove And Refix Any External Type, unit of measure NO | Electrical-EE162201 | Y | Y | Y
M3NHFScheduleOfRatesCode | Electrical/Light Fitting:Remove And Refix Any Internal Type | Electrical - Light Fitting:Remove And Refix Any Internal Type, unit of measure NO | Electrical-EE162301 | Y | Y | Y
M3NHFScheduleOfRatesCode | Electrical/Lamp:Renew Ne 100W Bulkhead Lamp | Electrical - Lamp:Renew Ne 100W Bulkhead Lamp, unit of measure NO | Electrical-EE162401 | Y | Y | Y
M3NHFScheduleOfRatesCode | Electrical/Lamp:Renew 8 Watt Bulkhead Lamp Domestic | Electrical - Lamp:Renew 8 Watt Bulkhead Lamp Domestic, unit of measure NO | Electrical-EE162403 | Y | Y | Y
M3NHFScheduleOfRatesCode | Electrical/Lamp:Renew 150W Halogen Lamp Domestic | Electrical - Lamp:Renew 150W Halogen Lamp Domestic, unit of measure NO | Electrical-EE162405 | Y | Y | Y
M3NHFScheduleOfRatesCode | Electrical/Lamp:Renew 500W Halogen Lamp Domestic | Electrical - Lamp:Renew 500W Halogen Lamp Domestic, unit of measure NO | Electrical-EE162407 | Y | Y | Y
M3NHFScheduleOfRatesCode | Electrical/Lamp:Renew 1000W Halogen Lamp Domestic | Electrical - Lamp:Renew 1000W Halogen Lamp Domestic, unit of measure NO | Electrical-EE162409 | Y | Y | Y
M3NHFScheduleOfRatesCode | Electrical/Lamp:Renew 16 Watt 2D Lamp Domestic | Electrical - Lamp:Renew 16 Watt 2D Lamp Domestic, unit of measure NO | Electrical-EE162411 | Y | Y | Y
M3NHFScheduleOfRatesCode | Electrical/Lamp:Renew 28 Watt 2D Lamp Domestic | Electrical - Lamp:Renew 28 Watt 2D Lamp Domestic, unit of measure NO | Electrical-EE162413 | Y | Y | Y
M3NHFScheduleOfRatesCode | Electrical/Light Fitting:Renew Bulkhead Diffuser Domestic | Electrical - Light Fitting:Renew Bulkhead Diffuser Domestic, unit of measure NO | Electrical-EE162501 | Y | Y | Y
M3NHFScheduleOfRatesCode | Electrical/Light Fitting:Remove Refix Fluorescent Type Dom | Electrical - Light Fitting:Remove Refix Fluorescent Type Dom, unit of measure NO | Electrical-EE162601 | Y | Y | Y
M3NHFScheduleOfRatesCode | Electrical/Light Fitting:Overhaul Fluorescent Any Type Dom | Electrical - Light Fitting:Overhaul Fluorescent Any Type Dom, unit of measure IT | Electrical-EE162603 | Y | Y | Y
M3NHFScheduleOfRatesCode | Electrical/Light Fitting:Renew Single Fluor Diffuser Domestic | Electrical - Light Fitting:Renew Single Fluor Diffuser Domestic, unit of measure NO | Electrical-EE162701 | Y | Y | Y
M3NHFScheduleOfRatesCode | Electrical/Light Fitting:Renew Double Fluor Diffuser Domestic | Electrical - Light Fitting:Renew Double Fluor Diffuser Domestic, unit of measure NO | Electrical-EE162703 | Y | Y | Y
M3NHFScheduleOfRatesCode | Electrical/Light Fitting:Renew Any Size Fluorescent Tube Dom | Electrical - Light Fitting:Renew Any Size Fluorescent Tube Dom, unit of measure NO | Electrical-EE162801 | Y | Y | Y
M3NHFScheduleOfRatesCode | Electrical/Lamp:Renew With Pl Low Energy Domestic | Electrical - Lamp:Renew With Pl Low Energy Domestic, unit of measure NO | Electrical-EE162901 | Y | Y | Y
M3NHFScheduleOfRatesCode | Electrical/Lamp:Renew With Sl Low Energy Domestic | Electrical - Lamp:Renew With Sl Low Energy Domestic, unit of measure NO | Electrical-EE162903 | Y | Y | Y
M3NHFScheduleOfRatesCode | Electrical/Lamp:Renew With Plce To Bulkhead Domestic | Electrical - Lamp:Renew With Plce To Bulkhead Domestic, unit of measure NO | Electrical-EE162905 | Y | Y | Y
M3NHFScheduleOfRatesCode | Electrical/Switch Or Outlet:Secure Loose Domestic | Electrical - Switch Or Outlet:Secure Loose Domestic, unit of measure NO | Electrical-EE163001 | Y | Y | Y
M3NHFScheduleOfRatesCode | Electrical/Switch:Renew Flush Box Domestic | Electrical - Switch:Renew Flush Box Domestic, unit of measure NO | Electrical-EE163101 | Y | Y | Y
M3NHFScheduleOfRatesCode | Electrical/Switch:Renew Surface Box Domestic | Electrical - Switch:Renew Surface Box Domestic, unit of measure NO | Electrical-EE163103 | Y | Y | Y
M3NHFScheduleOfRatesCode | Electrical/Switch:Renew Pull Switch Cord Domestic | Electrical - Switch:Renew Pull Switch Cord Domestic, unit of measure NO | Electrical-EE163105 | Y | Y | Y
M3NHFScheduleOfRatesCode | Electrical/Socket:Renew Flush Box Domestic | Electrical - Socket:Renew Flush Box Domestic, unit of measure NO | Electrical-EE163201 | Y | Y | Y
M3NHFScheduleOfRatesCode | Electrical/Socket:Renew Surface Box Domestic | Electrical - Socket:Renew Surface Box Domestic, unit of measure NO | Electrical-EE163203 | Y | Y | Y
M3NHFScheduleOfRatesCode | Electrical/Lamp:Renew Shaver Lamp Domestic | Electrical - Lamp:Renew Shaver Lamp Domestic, unit of measure NO | Electrical-EE163301 | Y | Y | Y
M3NHFScheduleOfRatesCode | Electrical/Cable:Install Bell Wire | Electrical - Cable:Install Bell Wire, unit of measure LM | Electrical-EE163401 | Y | Y | Y
M3NHFScheduleOfRatesCode | Electrical/Door Bell:Renew Underdome Complete | Electrical - Door Bell:Renew Underdome Complete, unit of measure NO | Electrical-EE163403 | Y | Y | Y
M3NHFScheduleOfRatesCode | Electrical/Door Bell:Renew Transformer | Electrical - Door Bell:Renew Transformer, unit of measure NO | Electrical-EE163405 | Y | Y | Y
M3NHFScheduleOfRatesCode | Electrical/Door Bell:Renew Bell Push | Electrical - Door Bell:Renew Bell Push, unit of measure NO | Electrical-EE163407 | Y | Y | Y
M3NHFScheduleOfRatesCode | Electrical/Door Bell:Overhaul Repair Relocate | Electrical - Door Bell:Overhaul Repair Relocate, unit of measure NO | Electrical-EE163409 | Y | Y | Y
M3NHFScheduleOfRatesCode | Electrical/Tv Outlet:Remove, Reconnect, Refix | Electrical - Tv Outlet:Remove, Reconnect, Refix, unit of measure NO | Electrical-EE163501 | Y | Y | Y
M3NHFScheduleOfRatesCode | Electrical/Tv Outlet:Renew Flush Or Surface Box | Electrical - Tv Outlet:Renew Flush Or Surface Box, unit of measure NO | Electrical-EE163503 | Y | Y | Y
M3NHFScheduleOfRatesCode | Electrical/Vent Unit:Install Loft Ventilation With Heater | Electrical - Vent Unit:Install Loft Ventilation With Heater, unit of measure IT | Electrical-EE163505 | Y
M3NHFScheduleOfRatesCode | Electrical/Vent Unit:Install Whole House With Heater | Electrical - Vent Unit:Install Whole House With Heater, unit of measure IT | Electrical-EE163507 | Y
M3NHFScheduleOfRatesCode | Electrical/Heater:Supply Temporary 3Kw [Rate Per Week] Dom | Electrical - Heater:Supply Temporary 3Kw [Rate Per Week] Dom, unit of measure WK | Electrical-EE163601 | Y | Y | Y
M3NHFScheduleOfRatesCode | Electrical/Water Heater:Supply Temporary [Rate Per Week] Dom | Electrical - Water Heater:Supply Temporary [Rate Per Week] Dom, unit of measure WK | Electrical-EE163603 | Y | Y | Y
M3NHFScheduleOfRatesCode | Electrical/De-Humidifier:Supply Temporary [Rate Per Week] Dom | Electrical - De-Humidifier:Supply Temporary [Rate Per Week] Dom, unit of measure WK | Electrical-EE163605 | Y | Y | Y
M3NHFScheduleOfRatesCode | Electrical/Wet-Vac:Supply Temporary [Rate Per Week] Domestic | Electrical - Wet-Vac:Supply Temporary [Rate Per Week] Domestic, unit of measure WK | Electrical-EE163607 | Y | Y | Y
M3NHFScheduleOfRatesCode | Electrical/Earth:Install Electrode And Cable Domestic | Electrical - Earth:Install Electrode And Cable Domestic, unit of measure NO | Electrical-EE163701 | Y | Y | Y
M3NHFScheduleOfRatesCode | Electrical/Earth:Refix Electrode Domestic | Electrical - Earth:Refix Electrode Domestic, unit of measure NO | Electrical-EE163703 | Y | Y | Y
M3NHFScheduleOfRatesCode | Electrical/Earth:Install 16Mm Cable Domestic | Electrical - Earth:Install 16Mm Cable Domestic, unit of measure LM | Electrical-EE163801 | Y | Y | Y
M3NHFScheduleOfRatesCode | Electrical/Earth:Reconnect Earth Bond Domestic | Electrical - Earth:Reconnect Earth Bond Domestic, unit of measure IT | Electrical-EE163803 | Y | Y | Y
M3NHFScheduleOfRatesCode | Electrical/Street Lighting:Breakdown Repair No Parts | Electrical - Street Lighting:Breakdown Repair No Parts, unit of measure IT | Electrical-EI010101 | Y | Y | Y
M3NHFScheduleOfRatesCode | Electrical/Street Lighting:Breakdown Repair Parts Ne £40 | Electrical - Street Lighting:Breakdown Repair Parts Ne £40, unit of measure IT | Electrical-EI010103 | Y | Y | Y
M3NHFScheduleOfRatesCode | Electrical/Street Lighting:Breakdown Repair Parts Ne £100 | Electrical - Street Lighting:Breakdown Repair Parts Ne £100, unit of measure IT | Electrical-EI010105 | Y | Y | Y
M3NHFScheduleOfRatesCode | Electrical/Security Flood Lights:Breakdown Repair No Parts | Electrical - Security Flood Lights:Breakdown Repair No Parts, unit of measure IT | Electrical-EI010201 | Y | Y | Y
M3NHFScheduleOfRatesCode | Electrical/Security Flood Lights:Breakdown Repair Parts Ne£40 | Electrical - Security Flood Lights:Breakdown Repair Parts Ne£40, unit of measure IT | Electrical-EI010203 | Y | Y | Y
M3NHFScheduleOfRatesCode | Electrical/Security Flood Lights:Breakdown Repair Part Ne£100 | Electrical - Security Flood Lights:Breakdown Repair Part Ne£100, unit of measure IT | Electrical-EI010205 | Y | Y | Y
M3NHFScheduleOfRatesCode | Electrical/Street Lighting:Install Jasper 60W Led Light Ftg | Electrical - Street Lighting:Install Jasper 60W Led Light Ftg, unit of measure IT | Electrical-EI010207 | Y
M3NHFScheduleOfRatesCode | Electrical/Street Lighting:Install Lamp Post Cut Out Switch | Electrical - Street Lighting:Install Lamp Post Cut Out Switch, unit of measure IT | Electrical-EI010209 | Y
M3NHFScheduleOfRatesCode | Electrical/Permanent Standby Plant:Breakdown Repair No Parts | Electrical - Permanent Standby Plant:Breakdown Repair No Parts, unit of measure IT | Electrical-EI010301 | Y | Y | Y
M3NHFScheduleOfRatesCode | Electrical/Permanent Standby Plant:Breakdown Repair £100 | Electrical - Permanent Standby Plant:Breakdown Repair £100, unit of measure IT | Electrical-EI010303 | Y | Y | Y
M3NHFScheduleOfRatesCode | Electrical/Permanent Standby Plant:Breakdown Repair £300 | Electrical - Permanent Standby Plant:Breakdown Repair £300, unit of measure IT | Electrical-EI010305 | Y | Y | Y
M3NHFScheduleOfRatesCode | Electrical/Permanent Standby Plant:Breakdown Repair £500 | Electrical - Permanent Standby Plant:Breakdown Repair £500, unit of measure IT | Electrical-EI010307 | Y | Y | Y
M3NHFScheduleOfRatesCode | Electrical/Mobile Generating Plant:Breakdown Repair No Parts | Electrical - Mobile Generating Plant:Breakdown Repair No Parts, unit of measure IT | Electrical-EI010401 | Y | Y | Y
M3NHFScheduleOfRatesCode | Electrical/Mobile Generating Plant:Breakdown Repair £100 | Electrical - Mobile Generating Plant:Breakdown Repair £100, unit of measure IT | Electrical-EI010403 | Y | Y | Y
M3NHFScheduleOfRatesCode | Electrical/Mobile Generating Plant:Breakdown Repair £300 | Electrical - Mobile Generating Plant:Breakdown Repair £300, unit of measure IT | Electrical-EI010405 | Y | Y | Y
M3NHFScheduleOfRatesCode | Electrical/Hv Switchgear:Response Call-Outs Repair No Parts | Electrical - Hv Switchgear:Response Call-Outs Repair No Parts, unit of measure IT | Electrical-EI010501 | Y | Y | Y
M3NHFScheduleOfRatesCode | Electrical/Hv Switchgear:Response Call-Outs Repair £100 | Electrical - Hv Switchgear:Response Call-Outs Repair £100, unit of measure IT | Electrical-EI010503 | Y | Y | Y
M3NHFScheduleOfRatesCode | Electrical/Hv Switchgear:Response Call-Outs Repair £300 | Electrical - Hv Switchgear:Response Call-Outs Repair £300, unit of measure IT | Electrical-EI010505 | Y | Y | Y
M3NHFScheduleOfRatesCode | Electrical/Street Lighting:Install Belfry 40W Led Light Ftg | Electrical - Street Lighting:Install Belfry 40W Led Light Ftg, unit of measure IT | Electrical-EI011201 | Y
M3NHFScheduleOfRatesCode | Electrical/Street Lighting:Install Belfry 60W Led Light Ftg | Electrical - Street Lighting:Install Belfry 60W Led Light Ftg, unit of measure IT | Electrical-EI011203 | Y
M3NHFScheduleOfRatesCode | Electrical/Street Lighting:Install Jasper 40W Led Light Ftg | Electrical - Street Lighting:Install Jasper 40W Led Light Ftg, unit of measure IT | Electrical-EI011205 | Y
M3NHFScheduleOfRatesCode | Electrical/Emergency Lighting:Install Led Bulkhead Fitting | Electrical - Emergency Lighting:Install Led Bulkhead Fitting, unit of measure IT | Electrical-EL010515 | Y
M3NHFScheduleOfRatesCode | Electrical/Emergency Lighting:Install Led Asd Light Fitting | Electrical - Emergency Lighting:Install Led Asd Light Fitting, unit of measure IT | Electrical-EL010517 | Y
M3NHFScheduleOfRatesCode | Electrical/Lightning Conductor:Renew Copper | Electrical - Lightning Conductor:Renew Copper, unit of measure LM | Electrical-LC020101 | Y | Y | Y
M3NHFScheduleOfRatesCode | Electrical/Lightning Conductor:Renew Aluminium 5 Metres | Electrical - Lightning Conductor:Renew Aluminium 5 Metres, unit of measure IT | Electrical-LC020103 | Y | Y | Y
M3NHFScheduleOfRatesCode | Electrical/Lightning Conductor:Renew Aluminium 10 Metres | Electrical - Lightning Conductor:Renew Aluminium 10 Metres, unit of measure IT | Electrical-LC020105 | Y | Y | Y
M3NHFScheduleOfRatesCode | Electrical/Lightning Conductor:Renew Aluminium 40 Metres | Electrical - Lightning Conductor:Renew Aluminium 40 Metres, unit of measure IT | Electrical-LC020107 | Y | Y | Y
M3NHFScheduleOfRatesCode | Electrical/Lightning Conductor:Renew Test Point | Electrical - Lightning Conductor:Renew Test Point, unit of measure NO | Electrical-LC020109 | Y | Y | Y
M3NHFScheduleOfRatesCode | Electrical/Lightning Conductor:Renew Biometal Joint | Electrical - Lightning Conductor:Renew Biometal Joint, unit of measure NO | Electrical-LC020111 | Y | Y | Y
M3NHFScheduleOfRatesCode | Electrical/Lightning Conductor:Renew Earth Electrode | Electrical - Lightning Conductor:Renew Earth Electrode, unit of measure NO | Electrical-LC020113 | Y | Y | Y
M3NHFScheduleOfRatesCode | Electrical/Lightning Conductor:Renew Galvanised Guard | Electrical - Lightning Conductor:Renew Galvanised Guard, unit of measure NO | Electrical-LC020115 | Y | Y | Y
M3NHFScheduleOfRatesCode | Electrical/Lightning Conductor:Renew Aluminium Tape | Electrical - Lightning Conductor:Renew Aluminium Tape, unit of measure IT | Electrical-LC020117 | Y | Y | Y
M3NHFScheduleOfRatesCode | Electrical/Lightning Conductor:Renew Copper Tape | Electrical - Lightning Conductor:Renew Copper Tape, unit of measure IT | Electrical-LC020119 | Y | Y | Y
M3NHFScheduleOfRatesCode | Electrical/Lightning Conductor:Renew Test Clamp | Electrical - Lightning Conductor:Renew Test Clamp, unit of measure NO | Electrical-LC020121 | Y | Y | Y
M3NHFScheduleOfRatesCode | Electrical/Lightning Conductor:Renew Rod To Tap Clamp | Electrical - Lightning Conductor:Renew Rod To Tap Clamp, unit of measure NO | Electrical-LC020123 | Y | Y | Y
M3NHFScheduleOfRatesCode | Electrical/Lightning Conductor:Renew Aluminium Clamp | Electrical - Lightning Conductor:Renew Aluminium Clamp, unit of measure NO | Electrical-LC020125 | Y | Y | Y
M3NHFScheduleOfRatesCode | Electrical/Lightning Conductor:Renew Copper Clamp | Electrical - Lightning Conductor:Renew Copper Clamp, unit of measure NO | Electrical-LC020127 | Y | Y | Y
M3NHFScheduleOfRatesCode | Electrical/Lightning Conductor:Install Electrode | Electrical - Lightning Conductor:Install Electrode, unit of measure IT | Electrical-LC020129 | Y | Y | Y
M3NHFScheduleOfRatesCode | Electrical/Lightning Conductor:Install Inspection Pit-Tarmac | Electrical - Lightning Conductor:Install Inspection Pit-Tarmac, unit of measure IT | Electrical-LC020131 | Y | Y | Y
M3NHFScheduleOfRatesCode | Electrical/Lightning Conductor:Install Inspection Pit-Conc | Electrical - Lightning Conductor:Install Inspection Pit-Conc, unit of measure IT | Electrical-LC020133 | Y | Y | Y
M3NHFScheduleOfRatesCode | Electrical/Lightning Conductor:Install Inspection Pit-Pcc | Electrical - Lightning Conductor:Install Inspection Pit-Pcc, unit of measure IT | Electrical-LC020135 | Y | Y | Y
M3NHFScheduleOfRatesCode | Electrical/Lightning Conductor:Install Inspection Pit-Garden | Electrical - Lightning Conductor:Install Inspection Pit-Garden, unit of measure IT | Electrical-LC020137 | Y | Y | Y
M3NHFScheduleOfRatesCode | Electrical/Lightning Conductor:Tape Laid In Ground | Electrical - Lightning Conductor:Tape Laid In Ground, unit of measure LM | Electrical-LC020139 | Y | Y | Y
M3NHFScheduleOfRatesCode | Electrical/Lightning Conductor:Excavate And Lay Tape | Electrical - Lightning Conductor:Excavate And Lay Tape, unit of measure LM | Electrical-LC020141 | Y | Y | Y
M3NHFScheduleOfRatesCode | Electrical/Lightning Conductor:Bond To Metalwork | Electrical - Lightning Conductor:Bond To Metalwork, unit of measure IT | Electrical-LC020143 | Y | Y | Y
M3NHFScheduleOfRatesCode | Electrical/Lightning Conductor:Bond To Rwp Or Pole | Electrical - Lightning Conductor:Bond To Rwp Or Pole, unit of measure IT | Electrical-LC020145 | Y | Y | Y
M3NHFScheduleOfRatesCode | Electrical/Lightning Conductor:Refix On Felt Pads | Electrical - Lightning Conductor:Refix On Felt Pads, unit of measure LM | Electrical-LC020201 | Y | Y | Y
M3NHFScheduleOfRatesCode | Electrical/Lightning Conductor:Refix With Clamps | Electrical - Lightning Conductor:Refix With Clamps, unit of measure LM | Electrical-LC020203 | Y | Y | Y
M3NHFScheduleOfRatesCode | Electrical/Lightning Conductor:Refix Aluminium Down Lead | Electrical - Lightning Conductor:Refix Aluminium Down Lead, unit of measure IT | Electrical-LC020205 | Y | Y | Y
M3NHFScheduleOfRatesCode | Electrical/Lightning Conductor:Inspection Multi Storey | Electrical - Lightning Conductor:Inspection Multi Storey, unit of measure IT | Electrical-LC020301 | Y | Y | Y
M3NHFScheduleOfRatesCode | Electrical/Lightning Conductor:Inspection Maisonette Block | Electrical - Lightning Conductor:Inspection Maisonette Block, unit of measure IT | Electrical-LC020303 | Y | Y | Y
M3NHFScheduleOfRatesCode | Electrical/Lightning Conductor:Inspection Sheltered Scheme | Electrical - Lightning Conductor:Inspection Sheltered Scheme, unit of measure IT | Electrical-LC020305 | Y | Y | Y
M3NHFScheduleOfRatesCode | Electrical/Lightning Conductor:Inspection Office | Electrical - Lightning Conductor:Inspection Office, unit of measure IT | Electrical-LC020307 | Y | Y | Y
M3NHFScheduleOfRatesCode | Electrical/Test:Occupied Property Certificate 1 Bed Flat | Electrical - Test:Occupied Property Certificate 1 Bed Flat, unit of measure IT | Electrical-TC010101 | Y | Y | Y
M3NHFScheduleOfRatesCode | Electrical/Test:Occupied Property Certificate 2 Bed Flat | Electrical - Test:Occupied Property Certificate 2 Bed Flat, unit of measure IT | Electrical-TC010103 | Y | Y | Y
M3NHFScheduleOfRatesCode | Electrical/Test:Occupied Property Certificate 1 Bed Bungalow | Electrical - Test:Occupied Property Certificate 1 Bed Bungalow, unit of measure IT | Electrical-TC010201 | Y | Y | Y
M3NHFScheduleOfRatesCode | Electrical/Test:Occupied Property Certificate 2 Bed Bungalow | Electrical - Test:Occupied Property Certificate 2 Bed Bungalow, unit of measure IT | Electrical-TC010203 | Y | Y | Y
M3NHFScheduleOfRatesCode | Electrical/Test:Occupied Property Certificate 2 Bed House | Electrical - Test:Occupied Property Certificate 2 Bed House, unit of measure IT | Electrical-TC010301 | Y | Y | Y
M3NHFScheduleOfRatesCode | Electrical/Test:Occupied Property Certificate 3 Bed House | Electrical - Test:Occupied Property Certificate 3 Bed House, unit of measure IT | Electrical-TC010303 | Y | Y | Y
M3NHFScheduleOfRatesCode | Electrical/Test:Occupied Property Certificate 4 Bed House | Electrical - Test:Occupied Property Certificate 4 Bed House, unit of measure IT | Electrical-TC010305 | Y | Y | Y
M3NHFScheduleOfRatesCode | Electrical/Test:Occupied Property Certificate 5 Bed House | Electrical - Test:Occupied Property Certificate 5 Bed House, unit of measure IT | Electrical-TC010307 | Y | Y | Y
M3NHFScheduleOfRatesCode | Electrical/Test:Occupied Property Certificate 6 Bed House | Electrical - Test:Occupied Property Certificate 6 Bed House, unit of measure IT | Electrical-TC010309 | Y | Y | Y
M3NHFScheduleOfRatesCode | Electrical/Test:Occupied Property Certificate - Economy 7 | Electrical - Test:Occupied Property Certificate - Economy 7, unit of measure IT | Electrical-TC010401 | Y | Y | Y
M3NHFScheduleOfRatesCode | Electrical/Test:Sheltered Scheme 4 Sub-Mains | Electrical - Test:Sheltered Scheme 4 Sub-Mains, unit of measure IT | Electrical-TC010501 | Y | Y | Y
M3NHFScheduleOfRatesCode | Electrical/Test:Sheltered Scheme 6 Sub-Mains | Electrical - Test:Sheltered Scheme 6 Sub-Mains, unit of measure IT | Electrical-TC010503 | Y | Y | Y
M3NHFScheduleOfRatesCode | Electrical/Test:Sheltered Scheme 8 Sub-Mains | Electrical - Test:Sheltered Scheme 8 Sub-Mains, unit of measure IT | Electrical-TC010505 | Y | Y | Y
M3NHFScheduleOfRatesCode | Electrical/Test:Sheltered Scheme 10 Sub-Mains | Electrical - Test:Sheltered Scheme 10 Sub-Mains, unit of measure IT | Electrical-TC010507 | Y | Y | Y
M3NHFScheduleOfRatesCode | Electrical/Test:Sheltered Scheme - Economy 7 - 4 Sub-Mains | Electrical - Test:Sheltered Scheme - Economy 7 - 4 Sub-Mains, unit of measure IT | Electrical-TC010509 | Y | Y | Y
M3NHFScheduleOfRatesCode | Electrical/Inspect:Landlords Circuits Walkup Flats 3 Floors | Electrical - Inspect:Landlords Circuits Walkup Flats 3 Floors, unit of measure IT | Electrical-TC020101 | Y | Y | Y
M3NHFScheduleOfRatesCode | Electrical/Inspect:Landlords Circuits Flats 4 Floors | Electrical - Inspect:Landlords Circuits Flats 4 Floors, unit of measure IT | Electrical-TC020103 | Y | Y | Y
M3NHFScheduleOfRatesCode | Electrical/Inspect:Landlords Circuits Flats Multi Floors | Electrical - Inspect:Landlords Circuits Flats Multi Floors, unit of measure IT | Electrical-TC020105 | Y | Y | Y
M3NHFScheduleOfRatesCode | Electrical/Inspect:Landlords Circuits Sheltered 2 Floors | Electrical - Inspect:Landlords Circuits Sheltered 2 Floors, unit of measure IT | Electrical-TC020201 | Y | Y | Y
M3NHFScheduleOfRatesCode | Electrical/Inspect:Landlords Circuits Sheltered 3 Floors | Electrical - Inspect:Landlords Circuits Sheltered 3 Floors, unit of measure IT | Electrical-TC020203 | Y | Y | Y
M3NHFScheduleOfRatesCode | Electrical/Inspect:Landlords Circuits Car Park Areas | Electrical - Inspect:Landlords Circuits Car Park Areas, unit of measure IT | Electrical-TC020301 | Y | Y | Y
M3NHFScheduleOfRatesCode | Electrical/Inspect:Landlords Circuits Offices Ne 300Sm | Electrical - Inspect:Landlords Circuits Offices Ne 300Sm, unit of measure IT | Electrical-TC020401 | Y | Y | Y
M3NHFScheduleOfRatesCode | Electrical/Inspect:Landlords Circuits Offices Ne 500Sm | Electrical - Inspect:Landlords Circuits Offices Ne 500Sm, unit of measure IT | Electrical-TC020403 | Y | Y | Y
M3NHFScheduleOfRatesCode | Electrical/Inspect:Landlords Circuits Offices Ne 1000Sm | Electrical - Inspect:Landlords Circuits Offices Ne 1000Sm, unit of measure IT | Electrical-TC020405 | Y | Y | Y
M3NHFScheduleOfRatesCode | Electrical/Inspect:Landlords Circuits Offices Ne 1500Sm | Electrical - Inspect:Landlords Circuits Offices Ne 1500Sm, unit of measure IT | Electrical-TC020407 | Y | Y | Y
M3NHFScheduleOfRatesCode | Electrical/Inspect:Landlords Circuits Offices Ne 2000Sm | Electrical - Inspect:Landlords Circuits Offices Ne 2000Sm, unit of measure IT | Electrical-TC020409 | Y | Y | Y
M3NHFScheduleOfRatesCode | Electrical/Inspect:Landlords Circuits Commer Units Ne 50Sm | Electrical - Inspect:Landlords Circuits Commer Units Ne 50Sm, unit of measure IT | Electrical-TC020601 | Y
M3NHFScheduleOfRatesCode | Electrical/Inspect:Landlords Circuits Commer Units Ne 75Sm | Electrical - Inspect:Landlords Circuits Commer Units Ne 75Sm, unit of measure IT | Electrical-TC020603 | Y
M3NHFScheduleOfRatesCode | Electrical/Inspect:Landlords Circuits Commer Units Ne 20Sm | Electrical - Inspect:Landlords Circuits Commer Units Ne 20Sm, unit of measure IT | Electrical-TC020605 | Y
M3NHFScheduleOfRatesCode | Electrical/Inspect:Landlords Circuits Commer Units Ne 100Sm | Electrical - Inspect:Landlords Circuits Commer Units Ne 100Sm, unit of measure IT | Electrical-TC020607 | Y
M3NHFScheduleOfRatesCode | Electrical/Inspect:Landlords Circuits Commer Units Ne 200Sm | Electrical - Inspect:Landlords Circuits Commer Units Ne 200Sm, unit of measure IT | Electrical-TC020609 | Y
M3NHFScheduleOfRatesCode | Electrical/Inspect:Landlords Circuits Commer Units Ne 350Sm | Electrical - Inspect:Landlords Circuits Commer Units Ne 350Sm, unit of measure IT | Electrical-TC020611 | Y
M3NHFScheduleOfRatesCode | Electrical/Inspect:Landlords Circuits Commer Units Ne 500Sm | Electrical - Inspect:Landlords Circuits Commer Units Ne 500Sm, unit of measure IT | Electrical-TC020613 | Y
M3NHFScheduleOfRatesCode | Electrical/Portable Appliance:Annual Test - Only Item | Electrical - Portable Appliance:Annual Test - Only Item, unit of measure NO | Electrical-TC030101 |  | Y | Y
M3NHFScheduleOfRatesCode | Electrical/Portable Appliance:Annual Test - 1-5 Items | Electrical - Portable Appliance:Annual Test - 1-5 Items, unit of measure NO | Electrical-TC030103 | Y | Y | Y
M3NHFScheduleOfRatesCode | Electrical/Portable Appliance:Annual Test - 6-10 Items | Electrical - Portable Appliance:Annual Test - 6-10 Items, unit of measure NO | Electrical-TC030105 | Y | Y | Y
M3NHFScheduleOfRatesCode | Electrical/Portable Appliance:Annual Test - 11-50 Items | Electrical - Portable Appliance:Annual Test - 11-50 Items, unit of measure NO | Electrical-TC030107 | Y | Y | Y
M3NHFScheduleOfRatesCode | Electrical/Portable Appliance:Annual Test - 51-200 Items | Electrical - Portable Appliance:Annual Test - 51-200 Items, unit of measure NO | Electrical-TC030109 | Y | Y | Y
M3NHFScheduleOfRatesCode | Electrical/Portable Appliance:Annual Test - 201-400 Items | Electrical - Portable Appliance:Annual Test - 201-400 Items, unit of measure NO | Electrical-TC030111 | Y | Y | Y
M3NHFScheduleOfRatesCode | Electrical/Portable Appliance:Annual Test - 401-600 Items | Electrical - Portable Appliance:Annual Test - 401-600 Items, unit of measure NO | Electrical-TC030113 | Y | Y | Y
M3NHFScheduleOfRatesCode | Electrical/Portable Appliance:Annual Test - Over 600 Items | Electrical - Portable Appliance:Annual Test - Over 600 Items, unit of measure NO | Electrical-TC030115 | Y | Y | Y
M3NHFScheduleOfRatesCode | Electrical/It Equipment:Annual Inspection - Ne 10 Items | Electrical - It Equipment:Annual Inspection - Ne 10 Items, unit of measure NO | Electrical-TC030201 | Y | Y | Y
M3NHFScheduleOfRatesCode | Electrical/It Equipment:Annual Inspection - 11-50 Items | Electrical - It Equipment:Annual Inspection - 11-50 Items, unit of measure NO | Electrical-TC030202 | Y | Y | Y
M3NHFScheduleOfRatesCode | Electrical/It Equipment:Annual Inspection - 51-200 Items | Electrical - It Equipment:Annual Inspection - 51-200 Items, unit of measure NO | Electrical-TC030203 | Y | Y | Y
M3NHFScheduleOfRatesCode | Electrical/It Equipment:Annual Inspection - 201-400 Items | Electrical - It Equipment:Annual Inspection - 201-400 Items, unit of measure NO | Electrical-TC030205 | Y | Y | Y
M3NHFScheduleOfRatesCode | Electrical/It Equipment:Annual Inspection - 401-600 Items | Electrical - It Equipment:Annual Inspection - 401-600 Items, unit of measure NO | Electrical-TC030207 | Y | Y | Y
M3NHFScheduleOfRatesCode | Electrical/It Equipment:Annual Inspection - Over 600 Items | Electrical - It Equipment:Annual Inspection - Over 600 Items, unit of measure NO | Electrical-TC030209 | Y | Y | Y
M3NHFScheduleOfRatesCode | Electrical/Catering Equipment:Annual Inspection | Electrical - Catering Equipment:Annual Inspection, unit of measure NO | Electrical-TC030301 | Y | Y | Y
M3NHFScheduleOfRatesCode | Electrical/Laundry Equipment:Annual Inspection | Electrical - Laundry Equipment:Annual Inspection, unit of measure NO | Electrical-TC030303 | Y | Y | Y
M3NHFScheduleOfRatesCode | Electrical/Inspection:Report On No Equipment Site | Electrical - Inspection:Report On No Equipment Site, unit of measure NO | Electrical-TC030401 | Y | Y | Y
M3NHFScheduleOfRatesCode | Estate Services/Canopy:Washdown And Clean Glass | Estate Services - Canopy:Washdown And Clean Glass, unit of measure SM | Estate Services-CR435241 | Y | Y | Y
M3NHFScheduleOfRatesCode | Estate Services/Balcony:Washdown And Clean Glass | Estate Services - Balcony:Washdown And Clean Glass, unit of measure SM | Estate Services-CR435243 | Y | Y | Y
M3NHFScheduleOfRatesCode | Estate Services/Balcony:Washdown And Clean Powder Coated | Estate Services - Balcony:Washdown And Clean Powder Coated, unit of measure SM | Estate Services-CR435244 | Y
M3NHFScheduleOfRatesCode | Estate Services/Roofing:Washdown And Clean Perspex | Estate Services - Roofing:Washdown And Clean Perspex, unit of measure SM | Estate Services-CR435245 | Y | Y | Y
M3NHFScheduleOfRatesCode | Estate Services/Ditch:Machine Clear Debris And Overgrowth 1.5X1.0M | Estate Services - Ditch:Machine Clear Debris And Overgrowth 1.5X1.0M, unit of measure LM | Estate Services-DC010101 | Y | Y | Y | Y
M3NHFScheduleOfRatesCode | Estate Services/Ditch:Machine Clear Debris And Overgrowth 2.0X1.0M | Estate Services - Ditch:Machine Clear Debris And Overgrowth 2.0X1.0M, unit of measure LM | Estate Services-DC010103 | Y | Y | Y | Y
M3NHFScheduleOfRatesCode | Estate Services/Ditch:Machine Clear Debris And Overgrowth 2.5X1.5M | Estate Services - Ditch:Machine Clear Debris And Overgrowth 2.5X1.5M, unit of measure LM | Estate Services-DC010105 | Y | Y | Y | Y
M3NHFScheduleOfRatesCode | Estate Services/Ditch:Machine Clear Debris And Overgrowth 3.0X1.5M | Estate Services - Ditch:Machine Clear Debris And Overgrowth 3.0X1.5M, unit of measure LM | Estate Services-DC010107 | Y | Y | Y | Y
M3NHFScheduleOfRatesCode | Estate Services/Cesspit:Emptying | Estate Services - Cesspit:Emptying, unit of measure CM | Estate Services-DN010101 | Y | Y | Y | Y
M3NHFScheduleOfRatesCode | Estate Services/Klargester Biodisc:Inspection And Maintenance | Estate Services - Klargester Biodisc:Inspection And Maintenance, unit of measure IT | Estate Services-DN100101 | Y | Y | Y | Y
M3NHFScheduleOfRatesCode | Estate Services/Clearwater Biodisc:Inspection And Maintenance | Estate Services - Clearwater Biodisc:Inspection And Maintenance, unit of measure IT | Estate Services-DN100103 | Y | Y | Y | Y
M3NHFScheduleOfRatesCode | Estate Services/Clearwater Filtaclere:Inspection And Maintenance | Estate Services - Clearwater Filtaclere:Inspection And Maintenance, unit of measure IT | Estate Services-DN100105 | Y | Y | Y | Y
M3NHFScheduleOfRatesCode | Estate Services/Sewage Pumps:Periodic Inspection And Servicing | Estate Services - Sewage Pumps:Periodic Inspection And Servicing, unit of measure IT | Estate Services-DN100107 | Y | Y | Y | Y
M3NHFScheduleOfRatesCode | Estate Services/Hourly Rate:Attend To Faults In Working Hours | Estate Services - Hourly Rate:Attend To Faults In Working Hours, unit of measure HR | Estate Services-DN100109 | Y | Y | Y | Y
M3NHFScheduleOfRatesCode | Estate Services/Sewage Treatment Plant:Desludge Small Scale | Estate Services - Sewage Treatment Plant:Desludge Small Scale, unit of measure IT | Estate Services-DN100111 | Y | Y | Y | Y
M3NHFScheduleOfRatesCode | Estate Services/Grass Cutting - Cut And Drop Area Ne 10Sm | Estate Services - Grass Cutting - Cut And Drop Area Ne 10Sm, unit of measure SM | Estate Services-ES009001 | Y | Y | Y | Y
M3NHFScheduleOfRatesCode | Estate Services/Grass Cutting - Cut And Drop Area Ne 25Sm | Estate Services - Grass Cutting - Cut And Drop Area Ne 25Sm, unit of measure SM | Estate Services-ES009003 | Y | Y | Y | Y
M3NHFScheduleOfRatesCode | Estate Services/Grass Cutting - Cut And Drop Area Ne 50Sm | Estate Services - Grass Cutting - Cut And Drop Area Ne 50Sm, unit of measure SM | Estate Services-ES009005 | Y | Y | Y | Y
M3NHFScheduleOfRatesCode | Estate Services/Grass Cutting - Cut And Drop Area Ne 100Sm | Estate Services - Grass Cutting - Cut And Drop Area Ne 100Sm, unit of measure SM | Estate Services-ES009007 | Y | Y | Y | Y
M3NHFScheduleOfRatesCode | Estate Services/Grass Cutting - Cut And Drop Area Over 100Sm | Estate Services - Grass Cutting - Cut And Drop Area Over 100Sm, unit of measure SM | Estate Services-ES009009 | Y | Y | Y | Y
M3NHFScheduleOfRatesCode | Estate Services/Grass Cutting - Rough Cut And Drop Any Area | Estate Services - Grass Cutting - Rough Cut And Drop Any Area, unit of measure SM | Estate Services-ES009011 | Y | Y | Y | Y
M3NHFScheduleOfRatesCode | Estate Services/Grass Cutting - Litter Rough Cut And Drop Any Area | Estate Services - Grass Cutting - Litter Rough Cut And Drop Any Area, unit of measure SM | Estate Services-ES009013 | Y | Y | Y | Y
M3NHFScheduleOfRatesCode | Estate Services/Grass Cutting -Cut And Drop Low Frequency Any Area | Estate Services - Grass Cutting -Cut And Drop Low Frequency Any Area, unit of measure SM | Estate Services-ES009015 | Y | Y | Y | Y
M3NHFScheduleOfRatesCode | Estate Services/Grass Cutting - Cut And Collect Area Ne 10Sm | Estate Services - Grass Cutting - Cut And Collect Area Ne 10Sm, unit of measure SM | Estate Services-ES009101 | Y | Y | Y | Y
M3NHFScheduleOfRatesCode | Estate Services/Grass Cutting - Cut And Collect Area Ne 25Sm | Estate Services - Grass Cutting - Cut And Collect Area Ne 25Sm, unit of measure SM | Estate Services-ES009103 | Y | Y | Y | Y
M3NHFScheduleOfRatesCode | Estate Services/Grass Cutting - Cut And Collect Area Ne 50Sm | Estate Services - Grass Cutting - Cut And Collect Area Ne 50Sm, unit of measure SM | Estate Services-ES009105 | Y | Y | Y | Y
M3NHFScheduleOfRatesCode | Estate Services/Grass Cutting - Cut And Collect Area Ne 100Sm | Estate Services - Grass Cutting - Cut And Collect Area Ne 100Sm, unit of measure SM | Estate Services-ES009107 | Y | Y | Y | Y
M3NHFScheduleOfRatesCode | Estate Services/Grass Cutting - Cut And Collect Area Over 100Sm | Estate Services - Grass Cutting - Cut And Collect Area Over 100Sm, unit of measure SM | Estate Services-ES009109 | Y | Y | Y | Y
M3NHFScheduleOfRatesCode | Estate Services/Grass Cutting - Cut And Collect Grasscrete Area | Estate Services - Grass Cutting - Cut And Collect Grasscrete Area, unit of measure SM | Estate Services-ES009111 | Y | Y | Y | Y
M3NHFScheduleOfRatesCode | Estate Services/Grass:Cut Edge Along Pathways | Estate Services - Grass:Cut Edge Along Pathways, unit of measure LM | Estate Services-ES009131 | Y | Y | Y | Y
M3NHFScheduleOfRatesCode | Estate Services/Grass:Cut Edge Around Beds | Estate Services - Grass:Cut Edge Around Beds, unit of measure LM | Estate Services-ES009133 | Y | Y | Y | Y
M3NHFScheduleOfRatesCode | Estate Services/Grass:Cut Edge With Brushcutter | Estate Services - Grass:Cut Edge With Brushcutter, unit of measure LM | Estate Services-ES009135 | Y | Y | Y | Y
M3NHFScheduleOfRatesCode | Estate Services/Grass:Trim Adjacent To Hedge With Brushcutter | Estate Services - Grass:Trim Adjacent To Hedge With Brushcutter, unit of measure LM | Estate Services-ES009137 | Y | Y | Y | Y
M3NHFScheduleOfRatesCode | Estate Services/Grass:Trim Around Posts Etc With Brushcutter | Estate Services - Grass:Trim Around Posts Etc With Brushcutter, unit of measure NO | Estate Services-ES009139 | Y | Y | Y | Y
M3NHFScheduleOfRatesCode | Estate Services/Grass:Trim Open Areas With Brushcutter | Estate Services - Grass:Trim Open Areas With Brushcutter, unit of measure SM | Estate Services-ES009141 | Y | Y | Y | Y
M3NHFScheduleOfRatesCode | Estate Services/Turf:New "Standard" Quality Ne 5Sm | Estate Services - Turf:New "Standard" Quality Ne 5Sm, unit of measure SM | Estate Services-ES009151 | Y | Y | Y | Y
M3NHFScheduleOfRatesCode | Estate Services/Turf:New "Standard" Quality 5-10Sm | Estate Services - Turf:New "Standard" Quality 5-10Sm, unit of measure SM | Estate Services-ES009152 | Y | Y | Y | Y
M3NHFScheduleOfRatesCode | Estate Services/Turf:New "Standard" Quality 10-25Sm | Estate Services - Turf:New "Standard" Quality 10-25Sm, unit of measure SM | Estate Services-ES009153 | Y | Y | Y | Y
M3NHFScheduleOfRatesCode | Estate Services/Turf:New "Standard" Quality Over 25Sm | Estate Services - Turf:New "Standard" Quality Over 25Sm, unit of measure SM | Estate Services-ES009154 | Y | Y | Y | Y
M3NHFScheduleOfRatesCode | Estate Services/Turf:Extra Over For "Cultivated" Lawn | Estate Services - Turf:Extra Over For "Cultivated" Lawn, unit of measure SM | Estate Services-ES009155 | Y | Y | Y | Y
M3NHFScheduleOfRatesCode | Estate Services/Turf:Extra Over For "Specially Selected" | Estate Services - Turf:Extra Over For "Specially Selected", unit of measure SM | Estate Services-ES009156 | Y | Y | Y | Y
M3NHFScheduleOfRatesCode | Estate Services/Turf:Extra Over For "Meadow" Turf | Estate Services - Turf:Extra Over For "Meadow" Turf, unit of measure SM | Estate Services-ES009157 | Y | Y | Y | Y
M3NHFScheduleOfRatesCode | Estate Services/Turf:Extra Over For "Road Verge" Turf | Estate Services - Turf:Extra Over For "Road Verge" Turf, unit of measure SM | Estate Services-ES009158 | Y | Y | Y | Y
M3NHFScheduleOfRatesCode | Estate Services/Turf:Remove Around Tree/Posthand | Estate Services - Turf:Remove Around Tree/Posthand, unit of measure NO | Estate Services-ES009159 | Y | Y | Y | Y
M3NHFScheduleOfRatesCode | Estate Services/Turf:Clear Bonfire Lay New Turf | Estate Services - Turf:Clear Bonfire Lay New Turf, unit of measure SM | Estate Services-ES009160 | Y | Y | Y | Y
M3NHFScheduleOfRatesCode | Estate Services/Stones:Remove Prior To Turf | Estate Services - Stones:Remove Prior To Turf, unit of measure SM | Estate Services-ES009163 | Y | Y | Y | Y
M3NHFScheduleOfRatesCode | Estate Services/Stones:Remove Prior To Seed | Estate Services - Stones:Remove Prior To Seed, unit of measure SM | Estate Services-ES009167 | Y | Y | Y | Y
M3NHFScheduleOfRatesCode | Estate Services/Seeding:By Hand 35G/Sm | Estate Services - Seeding:By Hand 35G/Sm, unit of measure SM | Estate Services-ES009173 | Y | Y | Y | Y
M3NHFScheduleOfRatesCode | Estate Services/Seeding:By Hand 50G/Sm | Estate Services - Seeding:By Hand 50G/Sm, unit of measure SM | Estate Services-ES009174 | Y | Y | Y | Y
M3NHFScheduleOfRatesCode | Estate Services/Seeding:By Hand 70G/Sm | Estate Services - Seeding:By Hand 70G/Sm, unit of measure SM | Estate Services-ES009175 | Y | Y | Y | Y
M3NHFScheduleOfRatesCode | Estate Services/Seeding:By Hand 100G/Sm | Estate Services - Seeding:By Hand 100G/Sm, unit of measure SM | Estate Services-ES009176 | Y | Y | Y | Y
M3NHFScheduleOfRatesCode | Estate Services/Seeding:By Machine 12.5G/Sm | Estate Services - Seeding:By Machine 12.5G/Sm, unit of measure SM | Estate Services-ES009177 | Y | Y | Y | Y
M3NHFScheduleOfRatesCode | Estate Services/Seeding:By Machine 17.5G/Sm | Estate Services - Seeding:By Machine 17.5G/Sm, unit of measure SM | Estate Services-ES009178 | Y | Y | Y | Y
M3NHFScheduleOfRatesCode | Estate Services/Seeding:By Machine 22.5G/Sm | Estate Services - Seeding:By Machine 22.5G/Sm, unit of measure SM | Estate Services-ES009179 | Y | Y | Y | Y
M3NHFScheduleOfRatesCode | Estate Services/Seeding:By Machine 30G/Sm | Estate Services - Seeding:By Machine 30G/Sm, unit of measure SM | Estate Services-ES009180 | Y | Y | Y | Y
M3NHFScheduleOfRatesCode | Estate Services/Seeding:By Machine Sow 70G/Sm | Estate Services - Seeding:By Machine Sow 70G/Sm, unit of measure SM | Estate Services-ES009181 | Y | Y | Y | Y
M3NHFScheduleOfRatesCode | Estate Services/Seeding:By Machine Sow 100G/Sm | Estate Services - Seeding:By Machine Sow 100G/Sm, unit of measure SM | Estate Services-ES009182 | Y | Y | Y | Y
M3NHFScheduleOfRatesCode | Estate Services/Seeding:By Machine Sow 140G/Sm | Estate Services - Seeding:By Machine Sow 140G/Sm, unit of measure SM | Estate Services-ES009183 | Y | Y | Y | Y
M3NHFScheduleOfRatesCode | Estate Services/Seeding:Extra Over 30 Degree Slope 35G/Sm Hand | Estate Services - Seeding:Extra Over 30 Degree Slope 35G/Sm Hand, unit of measure SM | Estate Services-ES009184 | Y | Y | Y | Y
M3NHFScheduleOfRatesCode | Estate Services/Seeding:Extra Over 30 Degree Slope 50G/Sm Hand | Estate Services - Seeding:Extra Over 30 Degree Slope 50G/Sm Hand, unit of measure SM | Estate Services-ES009185 | Y | Y | Y | Y
M3NHFScheduleOfRatesCode | Estate Services/Seeding:Extra Over 30 Degree Slope 70G/Sm Hand | Estate Services - Seeding:Extra Over 30 Degree Slope 70G/Sm Hand, unit of measure SM | Estate Services-ES009186 | Y | Y | Y | Y
M3NHFScheduleOfRatesCode | Estate Services/Seeding:Extra Over 30 Degree Slope 100G/Sm Hand | Estate Services - Seeding:Extra Over 30 Degree Slope 100G/Sm Hand, unit of measure SM | Estate Services-ES009187 | Y | Y | Y | Y
M3NHFScheduleOfRatesCode | Estate Services/Seeding:Extra Over 30 Degree Slope 12.5G/Sm Hand | Estate Services - Seeding:Extra Over 30 Degree Slope 12.5G/Sm Hand, unit of measure SM | Estate Services-ES009188 | Y | Y | Y | Y
M3NHFScheduleOfRatesCode | Estate Services/Seeding:Extra Over 30 Deg Slope 17.5G/Sm Machine | Estate Services - Seeding:Extra Over 30 Deg Slope 17.5G/Sm Machine, unit of measure SM | Estate Services-ES009189 | Y | Y | Y | Y
M3NHFScheduleOfRatesCode | Estate Services/Seeding:Extra Over 30 Deg Slope 22.5G/Sm Machine | Estate Services - Seeding:Extra Over 30 Deg Slope 22.5G/Sm Machine, unit of measure SM | Estate Services-ES009190 | Y | Y | Y | Y
M3NHFScheduleOfRatesCode | Estate Services/Seeding:Extra Over 30 Degree Slope 30G/Sm Machine | Estate Services - Seeding:Extra Over 30 Degree Slope 30G/Sm Machine, unit of measure SM | Estate Services-ES009191 | Y | Y | Y | Y
M3NHFScheduleOfRatesCode | Estate Services/Seeding:Extra Over 30 Degree Slope 70G/Sm Machine | Estate Services - Seeding:Extra Over 30 Degree Slope 70G/Sm Machine, unit of measure SM | Estate Services-ES009192 | Y | Y | Y | Y
M3NHFScheduleOfRatesCode | Estate Services/Seeding:Extra Over 30 Degree Slope 100G/Sm Machine | Estate Services - Seeding:Extra Over 30 Degree Slope 100G/Sm Machine, unit of measure SM | Estate Services-ES009193 | Y | Y | Y | Y
M3NHFScheduleOfRatesCode | Estate Services/Seeding:Extra Over 30 Degree Slope 140G/Sm Machine | Estate Services - Seeding:Extra Over 30 Degree Slope 140G/Sm Machine, unit of measure SM | Estate Services-ES009194 | Y | Y | Y | Y
M3NHFScheduleOfRatesCode | Estate Services/Seeding:Re-Seed Damaged Ne 10Sm | Estate Services - Seeding:Re-Seed Damaged Ne 10Sm, unit of measure SM | Estate Services-ES009195 | Y | Y | Y | Y
M3NHFScheduleOfRatesCode | Estate Services/Grass:Re-Seed Damaged 10-50Sm | Estate Services - Grass:Re-Seed Damaged 10-50Sm, unit of measure SM | Estate Services-ES009196 | Y | Y | Y | Y
M3NHFScheduleOfRatesCode | Estate Services/Grass:Re-Seed Damaged Over 50Sm | Estate Services - Grass:Re-Seed Damaged Over 50Sm, unit of measure SM | Estate Services-ES009197 | Y | Y | Y | Y
M3NHFScheduleOfRatesCode | Estate Services/Soil:Rotovate And Grade:Ne 100Sm | Estate Services - Soil:Rotovate And Grade:Ne 100Sm, unit of measure SM | Estate Services-ES009198 | Y | Y | Y | Y
M3NHFScheduleOfRatesCode | Estate Services/Soil:Rotovate And Grade Over 100Sm | Estate Services - Soil:Rotovate And Grade Over 100Sm, unit of measure SM | Estate Services-ES009199 | Y | Y | Y | Y
M3NHFScheduleOfRatesCode | Estate Services/Topsoil:Import And Lay 150Mm Deep | Estate Services - Topsoil:Import And Lay 150Mm Deep, unit of measure SM | Estate Services-ES009201 | Y | Y | Y | Y
M3NHFScheduleOfRatesCode | Estate Services/Topsoil:Import And Lay 300Mm Deep | Estate Services - Topsoil:Import And Lay 300Mm Deep, unit of measure SM | Estate Services-ES009202 | Y | Y | Y | Y
M3NHFScheduleOfRatesCode | Estate Services/Topsoil:Import And Lay 450Mm Deep | Estate Services - Topsoil:Import And Lay 450Mm Deep, unit of measure SM | Estate Services-ES009203 | Y | Y | Y | Y
M3NHFScheduleOfRatesCode | Estate Services/Topsoil:Prepare And Apply Fertilizer Ne 10Sm | Estate Services - Topsoil:Prepare And Apply Fertilizer Ne 10Sm, unit of measure SM | Estate Services-ES009204 | Y | Y | Y | Y
M3NHFScheduleOfRatesCode | Estate Services/Topsoil:Prepare And Apply Fertilizer 10-25Sm | Estate Services - Topsoil:Prepare And Apply Fertilizer 10-25Sm, unit of measure SM | Estate Services-ES009205 | Y | Y | Y | Y
M3NHFScheduleOfRatesCode | Estate Services/Topsoil:Prepare And Apply Fertilizer 25-50Sm | Estate Services - Topsoil:Prepare And Apply Fertilizer 25-50Sm, unit of measure SM | Estate Services-ES009206 | Y | Y | Y | Y
M3NHFScheduleOfRatesCode | Estate Services/Topsoil:Prepare And Apply Fertilizer 50-100Sm | Estate Services - Topsoil:Prepare And Apply Fertilizer 50-100Sm, unit of measure SM | Estate Services-ES009207 | Y | Y | Y | Y
M3NHFScheduleOfRatesCode | Estate Services/Topsoil:Prepare And Apply Fertilizer Over 100Sm | Estate Services - Topsoil:Prepare And Apply Fertilizer Over 100Sm, unit of measure SM | Estate Services-ES009208 | Y | Y | Y | Y
M3NHFScheduleOfRatesCode | Estate Services/Rose Beds:Remove Dead Plant | Estate Services - Rose Beds:Remove Dead Plant, unit of measure NO | Estate Services-ES009254 | Y | Y | Y | Y
M3NHFScheduleOfRatesCode | Estate Services/Rose Beds:Plant New Stock | Estate Services - Rose Beds:Plant New Stock, unit of measure NO | Estate Services-ES009255 | Y | Y | Y | Y
M3NHFScheduleOfRatesCode | Estate Services/Rose Beds:Prune Roses | Estate Services - Rose Beds:Prune Roses, unit of measure SM | Estate Services-ES009257 | Y | Y | Y | Y
M3NHFScheduleOfRatesCode | Estate Services/Rose Beds:Dig Out Overgrown | Estate Services - Rose Beds:Dig Out Overgrown, unit of measure SM | Estate Services-ES009259 | Y | Y | Y | Y
M3NHFScheduleOfRatesCode | Estate Services/Shrub:Plant Ne 1.0Mhigh | Estate Services - Shrub:Plant Ne 1.0Mhigh, unit of measure NO | Estate Services-ES009264 | Y | Y | Y | Y
M3NHFScheduleOfRatesCode | Estate Services/Shrub Beds:Prune Thorny With Hand Tools | Estate Services - Shrub Beds:Prune Thorny With Hand Tools, unit of measure SM | Estate Services-ES009266 | Y | Y | Y | Y
M3NHFScheduleOfRatesCode | Estate Services/Shrub Beds:Prune Soft With Hand Tools | Estate Services - Shrub Beds:Prune Soft With Hand Tools, unit of measure SM | Estate Services-ES009268 | Y | Y | Y | Y
M3NHFScheduleOfRatesCode | Estate Services/Shrub Beds:Prune Any Type With Hedge Trimmer | Estate Services - Shrub Beds:Prune Any Type With Hedge Trimmer, unit of measure SM | Estate Services-ES009269 | Y | Y | Y | Y
M3NHFScheduleOfRatesCode | Estate Services/Shrub Beds:Dig Out Overgrown | Estate Services - Shrub Beds:Dig Out Overgrown, unit of measure SM | Estate Services-ES009270 | Y | Y | Y | Y
M3NHFScheduleOfRatesCode | Estate Services/Shrub:Dig Out Overgrown | Estate Services - Shrub:Dig Out Overgrown, unit of measure NO | Estate Services-ES009273 | Y | Y | Y | Y
M3NHFScheduleOfRatesCode | Estate Services/Border Plants:Plant Any 1-3 Per Sm | Estate Services - Border Plants:Plant Any 1-3 Per Sm, unit of measure SM | Estate Services-ES009280 | Y | Y | Y | Y
M3NHFScheduleOfRatesCode | Estate Services/Border Plants:Plant Any 4-11 Per Sm | Estate Services - Border Plants:Plant Any 4-11 Per Sm, unit of measure SM | Estate Services-ES009281 | Y | Y | Y | Y
M3NHFScheduleOfRatesCode | Estate Services/Border Plants:Plant Any 12-25 Per Sm | Estate Services - Border Plants:Plant Any 12-25 Per Sm, unit of measure SM | Estate Services-ES009282 | Y | Y | Y | Y
M3NHFScheduleOfRatesCode | Estate Services/Border Plants:Plant Any 26-35 Per Sm | Estate Services - Border Plants:Plant Any 26-35 Per Sm, unit of measure SM | Estate Services-ES009283 | Y | Y | Y | Y
M3NHFScheduleOfRatesCode | Estate Services/Border Plants:Plant Any 36-50 Per Sm | Estate Services - Border Plants:Plant Any 36-50 Per Sm, unit of measure SM | Estate Services-ES009284 | Y | Y | Y | Y
M3NHFScheduleOfRatesCode | Estate Services/Border Plants:Prune With Hand Tools | Estate Services - Border Plants:Prune With Hand Tools, unit of measure SM | Estate Services-ES009286 | Y | Y | Y | Y
M3NHFScheduleOfRatesCode | Estate Services/Border Plants:Remove Dead Flowers | Estate Services - Border Plants:Remove Dead Flowers, unit of measure SM | Estate Services-ES009287 | Y | Y | Y | Y
M3NHFScheduleOfRatesCode | Estate Services/Border Plants:Clear Beds And Manure | Estate Services - Border Plants:Clear Beds And Manure, unit of measure SM | Estate Services-ES009288 | Y | Y | Y | Y
M3NHFScheduleOfRatesCode | Estate Services/Rockery Beds:Clear Plants | Estate Services - Rockery Beds:Clear Plants, unit of measure SM | Estate Services-ES009289 | Y | Y | Y | Y
M3NHFScheduleOfRatesCode | Estate Services/Bulbs:Plant Any Size/Type | Estate Services - Bulbs:Plant Any Size/Type, unit of measure SM | Estate Services-ES009290 | Y | Y | Y | Y
M3NHFScheduleOfRatesCode | Estate Services/Bulbs:Clear Dead Tops 10 No | Estate Services - Bulbs:Clear Dead Tops 10 No, unit of measure IT | Estate Services-ES009292 | Y | Y | Y | Y
M3NHFScheduleOfRatesCode | Estate Services/Hedges:Cut And Trim Top Ne 2.50M High | Estate Services - Hedges:Cut And Trim Top Ne 2.50M High, unit of measure LM | Estate Services-ES009300 | Y | Y | Y | Y
M3NHFScheduleOfRatesCode | Estate Services/Hedges:Cut And Trim Top And 1 Side Ne 2.50M High | Estate Services - Hedges:Cut And Trim Top And 1 Side Ne 2.50M High, unit of measure LM | Estate Services-ES009301 | Y | Y | Y | Y
M3NHFScheduleOfRatesCode | Estate Services/Hedges:Cut And Trim 1 Side Ne 2.50M High | Estate Services - Hedges:Cut And Trim 1 Side Ne 2.50M High, unit of measure LM | Estate Services-ES009302 | Y | Y | Y | Y
M3NHFScheduleOfRatesCode | Estate Services/Hedges:Cut And Trim Top And 2 Sides Ne 2.50M High | Estate Services - Hedges:Cut And Trim Top And 2 Sides Ne 2.50M High, unit of measure LM | Estate Services-ES009303 | Y | Y | Y | Y
M3NHFScheduleOfRatesCode | Estate Services/Hedges:Cut And Trim 2 Sides Ne 2.50M High | Estate Services - Hedges:Cut And Trim 2 Sides Ne 2.50M High, unit of measure LM | Estate Services-ES009304 | Y | Y | Y | Y
M3NHFScheduleOfRatesCode | Estate Services/Hedges:Cut And Trim Top And 1 Side Over 2.50M High | Estate Services - Hedges:Cut And Trim Top And 1 Side Over 2.50M High, unit of measure LM | Estate Services-ES009305 | Y | Y | Y | Y
M3NHFScheduleOfRatesCode | Estate Services/Hedges:Cut And Trim 1 Side Over 2.50M High | Estate Services - Hedges:Cut And Trim 1 Side Over 2.50M High, unit of measure LM | Estate Services-ES009306 | Y | Y | Y | Y
M3NHFScheduleOfRatesCode | Estate Services/Hedges:Cut And Trim Top And 2 Sides Over 2.5M High | Estate Services - Hedges:Cut And Trim Top And 2 Sides Over 2.5M High, unit of measure LM | Estate Services-ES009307 | Y | Y | Y | Y
M3NHFScheduleOfRatesCode | Estate Services/Hedges:Cut And Trim 2 Sides Over 2.50M High | Estate Services - Hedges:Cut And Trim 2 Sides Over 2.50M High, unit of measure LM | Estate Services-ES009309 | Y | Y | Y | Y
M3NHFScheduleOfRatesCode | Estate Services/Hedges:Cut And Trim Top Over 2.50M High | Estate Services - Hedges:Cut And Trim Top Over 2.50M High, unit of measure LM | Estate Services-ES009311 | Y | Y | Y | Y
M3NHFScheduleOfRatesCode | Estate Services/Hedges:Cut Downbase Width 1.00M | Estate Services - Hedges:Cut Downbase Width 1.00M, unit of measure LM | Estate Services-ES009325 | Y | Y | Y | Y
M3NHFScheduleOfRatesCode | Estate Services/Hedges:Remove And Reinstate | Estate Services - Hedges:Remove And Reinstate, unit of measure LM | Estate Services-ES009327 | Y | Y | Y | Y
M3NHFScheduleOfRatesCode | Estate Services/Trees:Lop Overhang To Footway | Estate Services - Trees:Lop Overhang To Footway, unit of measure NO | Estate Services-ES009330 | Y | Y | Y | Y
M3NHFScheduleOfRatesCode | Estate Services/Trees:Lop Overhang To Highway | Estate Services - Trees:Lop Overhang To Highway, unit of measure NO | Estate Services-ES009331 | Y | Y | Y | Y
M3NHFScheduleOfRatesCode | Estate Services/Tree:Plant Medium Standard Grade | Estate Services - Tree:Plant Medium Standard Grade, unit of measure NO | Estate Services-ES009332 | Y | Y | Y | Y
M3NHFScheduleOfRatesCode | Estate Services/Tree:New Stake:Three Rubber Ties | Estate Services - Tree:New Stake:Three Rubber Ties, unit of measure NO | Estate Services-ES009333 | Y | Y | Y | Y
M3NHFScheduleOfRatesCode | Estate Services/Tree:New Stake Ties And Mesh Guard | Estate Services - Tree:New Stake Ties And Mesh Guard, unit of measure NO | Estate Services-ES009334 | Y | Y | Y | Y
M3NHFScheduleOfRatesCode | Estate Services/Tree:Renew Stake With Ties | Estate Services - Tree:Renew Stake With Ties, unit of measure NO | Estate Services-ES009335 | Y | Y | Y | Y
M3NHFScheduleOfRatesCode | Estate Services/Tree:Renew Stakewith Ties/Mesh | Estate Services - Tree:Renew Stakewith Ties/Mesh, unit of measure NO | Estate Services-ES009336 | Y | Y | Y | Y
M3NHFScheduleOfRatesCode | Estate Services/Tree:New Wire Mesh Guard | Estate Services - Tree:New Wire Mesh Guard, unit of measure NO | Estate Services-ES009337 | Y | Y | Y | Y
M3NHFScheduleOfRatesCode | Estate Services/Tree:Refix Wire Mesh Guard | Estate Services - Tree:Refix Wire Mesh Guard, unit of measure NO | Estate Services-ES009338 | Y | Y | Y | Y
M3NHFScheduleOfRatesCode | Estate Services/Tree:Renew Damaged Mesh Guard | Estate Services - Tree:Renew Damaged Mesh Guard, unit of measure NO | Estate Services-ES009339 | Y | Y | Y | Y
M3NHFScheduleOfRatesCode | Estate Services/Tree:Remove Wire Mesh Guard To Tip | Estate Services - Tree:Remove Wire Mesh Guard To Tip, unit of measure NO | Estate Services-ES009340 | Y | Y | Y | Y
M3NHFScheduleOfRatesCode | Estate Services/Tree:Ties Supply And Fix New | Estate Services - Tree:Ties Supply And Fix New, unit of measure NO | Estate Services-ES009341 | Y | Y | Y | Y
M3NHFScheduleOfRatesCode | Estate Services/Tree:Ties Refix Existing | Estate Services - Tree:Ties Refix Existing, unit of measure NO | Estate Services-ES009342 | Y | Y | Y | Y
M3NHFScheduleOfRatesCode | Estate Services/Tree:Ties Renew Broken | Estate Services - Tree:Ties Renew Broken, unit of measure NO | Estate Services-ES009343 | Y | Y | Y | Y
M3NHFScheduleOfRatesCode | Estate Services/Tree:Remove Stake And Ties To Tip | Estate Services - Tree:Remove Stake And Ties To Tip, unit of measure NO | Estate Services-ES009344 | Y | Y | Y | Y
M3NHFScheduleOfRatesCode | Estate Services/Tree:Cut Down, Dig Out Seedling | Estate Services - Tree:Cut Down, Dig Out Seedling, unit of measure NO | Estate Services-ES009345 | Y | Y | Y | Y
M3NHFScheduleOfRatesCode | Estate Services/Tree:Prune Half Standard Base And Side Growth | Estate Services - Tree:Prune Half Standard Base And Side Growth, unit of measure NO | Estate Services-ES009351 | Y | Y | Y | Y
M3NHFScheduleOfRatesCode | Estate Services/Tree:Prune Standard Base And Side Growth | Estate Services - Tree:Prune Standard Base And Side Growth, unit of measure NO | Estate Services-ES009353 | Y | Y | Y | Y
M3NHFScheduleOfRatesCode | Estate Services/Tree:Prune Heavy Standard Base And Side Growth | Estate Services - Tree:Prune Heavy Standard Base And Side Growth, unit of measure NO | Estate Services-ES009355 | Y | Y | Y | Y
M3NHFScheduleOfRatesCode | Estate Services/Tree:Remove Basal Growth | Estate Services - Tree:Remove Basal Growth, unit of measure NO | Estate Services-ES009357 | Y | Y | Y | Y
M3NHFScheduleOfRatesCode | Estate Services/Tree:Grille 1350X1350Mm 450 Hole | Estate Services - Tree:Grille 1350X1350Mm 450 Hole, unit of measure NO | Estate Services-ES009381 |  | Y | Y | Y
M3NHFScheduleOfRatesCode | Estate Services/Tree:Grille 1800X1800Mm 450 Hole | Estate Services - Tree:Grille 1800X1800Mm 450 Hole, unit of measure NO | Estate Services-ES009382 |  | Y | Y | Y
M3NHFScheduleOfRatesCode | Estate Services/Tree:Grille 2250X2250Mm 450 Hole | Estate Services - Tree:Grille 2250X2250Mm 450 Hole, unit of measure NO | Estate Services-ES009383 |  | Y | Y | Y
M3NHFScheduleOfRatesCode | Estate Services/Tree:Grille 2700X2700Mm 450 Hole | Estate Services - Tree:Grille 2700X2700Mm 450 Hole, unit of measure NO | Estate Services-ES009384 |  | Y | Y | Y
M3NHFScheduleOfRatesCode | Estate Services/Tree:Grille 1000X1000Mm 400 Hole | Estate Services - Tree:Grille 1000X1000Mm 400 Hole, unit of measure NO | Estate Services-ES009385 |  | Y | Y | Y
M3NHFScheduleOfRatesCode | Estate Services/Tree:Grille 1400X11400M 400 Hole | Estate Services - Tree:Grille 1400X11400M 400 Hole, unit of measure NO | Estate Services-ES009386 |  | Y | Y | Y
M3NHFScheduleOfRatesCode | Estate Services/Tree:Grille 1800X1800Mm 400 Hole | Estate Services - Tree:Grille 1800X1800Mm 400 Hole, unit of measure NO | Estate Services-ES009387 |  | Y | Y | Y
M3NHFScheduleOfRatesCode | Estate Services/Tree:Grille 2000X2000Mm 400 Hole | Estate Services - Tree:Grille 2000X2000Mm 400 Hole, unit of measure NO | Estate Services-ES009388 |  | Y | Y | Y
M3NHFScheduleOfRatesCode | Estate Services/Litter:Rake Out From Shrub Beds | Estate Services - Litter:Rake Out From Shrub Beds, unit of measure SM | Estate Services-ES009451 | Y | Y | Y | Y
M3NHFScheduleOfRatesCode | Estate Services/Weeds:Clear Beds By Hand | Estate Services - Weeds:Clear Beds By Hand, unit of measure SM | Estate Services-ES009455 | Y | Y | Y | Y
M3NHFScheduleOfRatesCode | Estate Services/Litter:Remove From Grass | Estate Services - Litter:Remove From Grass, unit of measure SM | Estate Services-ES009461 | Y | Y | Y | Y
M3NHFScheduleOfRatesCode | Estate Services/Hard Landscaping:Remove Litter | Estate Services - Hard Landscaping:Remove Litter, unit of measure SM | Estate Services-ES009463 | Y | Y | Y | Y
M3NHFScheduleOfRatesCode | Estate Services/Hard Landscaping:Jet Wash | Estate Services - Hard Landscaping:Jet Wash, unit of measure SM | Estate Services-ES009465 | Y | Y | Y | Y
M3NHFScheduleOfRatesCode | Estate Services/Manure:Apply Organic Ne10Sm | Estate Services - Manure:Apply Organic Ne10Sm, unit of measure SM | Estate Services-ES009501 | Y | Y | Y | Y
M3NHFScheduleOfRatesCode | Estate Services/Manure:Apply Organic Ex10Sm | Estate Services - Manure:Apply Organic Ex10Sm, unit of measure SM | Estate Services-ES009503 | Y | Y | Y | Y
M3NHFScheduleOfRatesCode | Estate Services/Fertilizer:Apply Area Ne10Sm | Estate Services - Fertilizer:Apply Area Ne10Sm, unit of measure SM | Estate Services-ES009505 | Y | Y | Y | Y
M3NHFScheduleOfRatesCode | Estate Services/Fertilizer:Apply Area Ex10Sm | Estate Services - Fertilizer:Apply Area Ex10Sm, unit of measure SM | Estate Services-ES009507 | Y | Y | Y | Y
M3NHFScheduleOfRatesCode | Estate Services/Peat:Mulch 50Mm Thick | Estate Services - Peat:Mulch 50Mm Thick, unit of measure SM | Estate Services-ES009513 | Y | Y | Y | Y
M3NHFScheduleOfRatesCode | Estate Services/Peat:Mixed Into Top Soil 1M3/10Sm | Estate Services - Peat:Mixed Into Top Soil 1M3/10Sm, unit of measure SM | Estate Services-ES009517 | Y | Y | Y | Y
M3NHFScheduleOfRatesCode | Estate Services/Peat:Mixed Into Top Soil 1M3/13Sm | Estate Services - Peat:Mixed Into Top Soil 1M3/13Sm, unit of measure SM | Estate Services-ES009519 | Y | Y | Y | Y
M3NHFScheduleOfRatesCode | Estate Services/Peat:Mixed Into Top Soil 1M3/20Sm | Estate Services - Peat:Mixed Into Top Soil 1M3/20Sm, unit of measure SM | Estate Services-ES009521 | Y | Y | Y | Y
M3NHFScheduleOfRatesCode | Estate Services/Peat:Mixed Into Top Soil 1M3/40Sm | Estate Services - Peat:Mixed Into Top Soil 1M3/40Sm, unit of measure SM | Estate Services-ES009523 | Y | Y | Y | Y
M3NHFScheduleOfRatesCode | Estate Services/Herbicide:Spot Treatment To Shrub Beds | Estate Services - Herbicide:Spot Treatment To Shrub Beds, unit of measure SM | Estate Services-ES009531 | Y | Y | Y | Y
M3NHFScheduleOfRatesCode | Estate Services/Herbicide:Residual Treatment To Shrub Beds | Estate Services - Herbicide:Residual Treatment To Shrub Beds, unit of measure SM | Estate Services-ES009533 | Y | Y | Y | Y
M3NHFScheduleOfRatesCode | Estate Services/Herbicide:Contact Treatment To Shrub Beds | Estate Services - Herbicide:Contact Treatment To Shrub Beds, unit of measure SM | Estate Services-ES009535 | Y | Y | Y | Y
M3NHFScheduleOfRatesCode | Estate Services/Herbicide:Translocated Treatment To Shrub Beds | Estate Services - Herbicide:Translocated Treatment To Shrub Beds, unit of measure SM | Estate Services-ES009537 | Y | Y | Y | Y
M3NHFScheduleOfRatesCode | Estate Services/Herbicide:Total Treatment To Shrub Beds | Estate Services - Herbicide:Total Treatment To Shrub Beds, unit of measure SM | Estate Services-ES009539 | Y | Y | Y | Y
M3NHFScheduleOfRatesCode | Estate Services/Herbicide:Applied Droplet Treatment To Shrub Beds | Estate Services - Herbicide:Applied Droplet Treatment To Shrub Beds, unit of measure SM | Estate Services-ES009541 | Y | Y | Y | Y
M3NHFScheduleOfRatesCode | Estate Services/Herbicide:Residual Treatment To Paths Etc | Estate Services - Herbicide:Residual Treatment To Paths Etc, unit of measure SM | Estate Services-ES009543 | Y | Y | Y | Y
M3NHFScheduleOfRatesCode | Estate Services/Herbicide:Applied Droplet Treatment To Edgings | Estate Services - Herbicide:Applied Droplet Treatment To Edgings, unit of measure SM | Estate Services-ES009545 | Y | Y | Y | Y
M3NHFScheduleOfRatesCode | Estate Services/Herbicide:Spray Around Obstructions | Estate Services - Herbicide:Spray Around Obstructions, unit of measure NO | Estate Services-ES009547 | Y | Y | Y | Y
M3NHFScheduleOfRatesCode | Estate Services/Herbicide:Blanket Spray Planted Areas | Estate Services - Herbicide:Blanket Spray Planted Areas, unit of measure SM | Estate Services-ES009549 | Y | Y | Y | Y
M3NHFScheduleOfRatesCode | Estate Services/Weedkiller:Spot Spray | Estate Services - Weedkiller:Spot Spray, unit of measure SM | Estate Services-ES009551 | Y | Y | Y | Y
M3NHFScheduleOfRatesCode | Estate Services/Weedkiller:Spot Spray Edges | Estate Services - Weedkiller:Spot Spray Edges, unit of measure SM | Estate Services-ES009553 | Y | Y | Y | Y
M3NHFScheduleOfRatesCode | Estate Services/Void Garden:Maintain Front Ne 25Sm | Estate Services - Void Garden:Maintain Front Ne 25Sm, unit of measure NO | Estate Services-ES009601 | Y | Y | Y | Y
M3NHFScheduleOfRatesCode | Estate Services/Void Garden:Maintain Front 25-50Sm | Estate Services - Void Garden:Maintain Front 25-50Sm, unit of measure NO | Estate Services-ES009603 | Y | Y | Y | Y
M3NHFScheduleOfRatesCode | Estate Services/Void Garden:Maintain Front 50-100Sm | Estate Services - Void Garden:Maintain Front 50-100Sm, unit of measure NO | Estate Services-ES009605 | Y | Y | Y | Y
M3NHFScheduleOfRatesCode | Estate Services/Void Garden:Maintain Front Over 100Sm | Estate Services - Void Garden:Maintain Front Over 100Sm, unit of measure NO | Estate Services-ES009607 | Y | Y | Y | Y
M3NHFScheduleOfRatesCode | Estate Services/Void Garden:Clear Front Ne 25Sm | Estate Services - Void Garden:Clear Front Ne 25Sm, unit of measure NO | Estate Services-ES009609 | Y | Y | Y | Y
M3NHFScheduleOfRatesCode | Estate Services/Void Garden:Clear Front 25-50Sm | Estate Services - Void Garden:Clear Front 25-50Sm, unit of measure NO | Estate Services-ES009611 | Y | Y | Y | Y
M3NHFScheduleOfRatesCode | Estate Services/Void Garden:Clear Front 50-100Sm | Estate Services - Void Garden:Clear Front 50-100Sm, unit of measure NO | Estate Services-ES009613 | Y | Y | Y | Y
M3NHFScheduleOfRatesCode | Estate Services/Void Garden:Clear Front Over 100Sm | Estate Services - Void Garden:Clear Front Over 100Sm, unit of measure NO | Estate Services-ES009615 | Y | Y | Y | Y
M3NHFScheduleOfRatesCode | Estate Services/Void Garden:Maintain Rear Ne 25Sm | Estate Services - Void Garden:Maintain Rear Ne 25Sm, unit of measure NO | Estate Services-ES009621 | Y | Y | Y | Y
M3NHFScheduleOfRatesCode | Estate Services/Void Garden:Maintain Rear 25-50Sm | Estate Services - Void Garden:Maintain Rear 25-50Sm, unit of measure NO | Estate Services-ES009623 | Y | Y | Y | Y
M3NHFScheduleOfRatesCode | Estate Services/Void Garden:Maintain Rear 50-100Sm | Estate Services - Void Garden:Maintain Rear 50-100Sm, unit of measure NO | Estate Services-ES009625 | Y | Y | Y | Y
M3NHFScheduleOfRatesCode | Estate Services/Void Garden:Maintain Rear Over 100Sm | Estate Services - Void Garden:Maintain Rear Over 100Sm, unit of measure NO | Estate Services-ES009627 | Y | Y | Y | Y
M3NHFScheduleOfRatesCode | Estate Services/Void Garden:Clear Rear Ne 25Sm | Estate Services - Void Garden:Clear Rear Ne 25Sm, unit of measure NO | Estate Services-ES009629 | Y | Y | Y | Y
M3NHFScheduleOfRatesCode | Estate Services/Void Garden:Clear Rear 25-50Sm | Estate Services - Void Garden:Clear Rear 25-50Sm, unit of measure NO | Estate Services-ES009631 | Y | Y | Y | Y
M3NHFScheduleOfRatesCode | Estate Services/Void Garden:Clear Rear 50-100Sm | Estate Services - Void Garden:Clear Rear 50-100Sm, unit of measure NO | Estate Services-ES009633 | Y | Y | Y | Y
M3NHFScheduleOfRatesCode | Estate Services/Void Garden:Clear Rear Over 100Sm | Estate Services - Void Garden:Clear Rear Over 100Sm, unit of measure NO | Estate Services-ES009635 | Y | Y | Y | Y
M3NHFScheduleOfRatesCode | Estate Services/Oap Garden:Maintain Front Ne 25Sm | Estate Services - Oap Garden:Maintain Front Ne 25Sm, unit of measure NO | Estate Services-ES009701 | Y | Y | Y | Y
M3NHFScheduleOfRatesCode | Estate Services/Oap Garden:Maintain Front 25-50Sm | Estate Services - Oap Garden:Maintain Front 25-50Sm, unit of measure NO | Estate Services-ES009703 | Y | Y | Y | Y
M3NHFScheduleOfRatesCode | Estate Services/Oap Garden:Maintain Front 50-100Sm | Estate Services - Oap Garden:Maintain Front 50-100Sm, unit of measure NO | Estate Services-ES009705 | Y | Y | Y | Y
M3NHFScheduleOfRatesCode | Estate Services/Oap Garden:Maintain Front Over 100Sm | Estate Services - Oap Garden:Maintain Front Over 100Sm, unit of measure NO | Estate Services-ES009707 | Y | Y | Y | Y
M3NHFScheduleOfRatesCode | Estate Services/Oap Garden:Maintain Rear Ne 25Sm | Estate Services - Oap Garden:Maintain Rear Ne 25Sm, unit of measure NO | Estate Services-ES009709 | Y | Y | Y | Y
M3NHFScheduleOfRatesCode | Estate Services/Oap Garden:Maintain Rear 25-50Sm | Estate Services - Oap Garden:Maintain Rear 25-50Sm, unit of measure NO | Estate Services-ES009711 | Y | Y | Y | Y
M3NHFScheduleOfRatesCode | Estate Services/Oap Garden:Maintain Rear 50-100Sm | Estate Services - Oap Garden:Maintain Rear 50-100Sm, unit of measure NO | Estate Services-ES009713 | Y | Y | Y | Y
M3NHFScheduleOfRatesCode | Estate Services/Oap Garden:Maintain Rear Over 100Sm | Estate Services - Oap Garden:Maintain Rear Over 100Sm, unit of measure NO | Estate Services-ES009715 | Y | Y | Y | Y
M3NHFScheduleOfRatesCode | Estate Services/Play Area:Equipment Inspect And Report Daily | Estate Services - Play Area:Equipment Inspect And Report Daily, unit of measure IT | Estate Services-ES009851 | Y | Y | Y | Y
M3NHFScheduleOfRatesCode | Estate Services/Play Area:Equipment Inspect And Report Weekly | Estate Services - Play Area:Equipment Inspect And Report Weekly, unit of measure IT | Estate Services-ES009853 | Y | Y | Y | Y
M3NHFScheduleOfRatesCode | Estate Services/Play Area:Surface Sweep Daily | Estate Services - Play Area:Surface Sweep Daily, unit of measure SM | Estate Services-ES009855 | Y | Y | Y | Y
M3NHFScheduleOfRatesCode | Estate Services/Play Area:Surface Sweep Weekly | Estate Services - Play Area:Surface Sweep Weekly, unit of measure SM | Estate Services-ES009857 | Y | Y | Y | Y
M3NHFScheduleOfRatesCode | Estate Services/Play Area:Surface Raked Weekly | Estate Services - Play Area:Surface Raked Weekly, unit of measure SM | Estate Services-ES009859 | Y | Y | Y | Y
M3NHFScheduleOfRatesCode | Estate Services/Play Area:Surface Reinstatement Or Provide New | Estate Services - Play Area:Surface Reinstatement Or Provide New, unit of measure SM | Estate Services-ES009861 | Y | Y | Y | Y
M3NHFScheduleOfRatesCode | Estate Services/Play Area:Jet Wash | Estate Services - Play Area:Jet Wash, unit of measure SM | Estate Services-ES009863 | Y | Y | Y | Y
M3NHFScheduleOfRatesCode | Estate Services/Play Equipment:Equipment Service | Estate Services - Play Equipment:Equipment Service, unit of measure IT | Estate Services-ES009871 | Y | Y | Y | Y
M3NHFScheduleOfRatesCode | Estate Services/Play Equipment:Equipment Insurance Inspection | Estate Services - Play Equipment:Equipment Insurance Inspection, unit of measure IT | Estate Services-ES009873 | Y | Y | Y | Y
M3NHFScheduleOfRatesCode | Estate Services/Play Equipment:Paint Metal Over 300Mm Girth | Estate Services - Play Equipment:Paint Metal Over 300Mm Girth, unit of measure SM | Estate Services-ES009881 | Y | Y | Y | Y
M3NHFScheduleOfRatesCode | Estate Services/Play Equipment:Paint Metal Ne 300Mm Girth | Estate Services - Play Equipment:Paint Metal Ne 300Mm Girth, unit of measure LM | Estate Services-ES009883 | Y | Y | Y | Y
M3NHFScheduleOfRatesCode | Estate Services/Play Equipment:Paint Timber Over 300Mm Girth | Estate Services - Play Equipment:Paint Timber Over 300Mm Girth, unit of measure SM | Estate Services-ES009891 | Y | Y | Y | Y
M3NHFScheduleOfRatesCode | Estate Services/Play Equipment:Paint Timber Ne 300Mm Girth | Estate Services - Play Equipment:Paint Timber Ne 300Mm Girth, unit of measure LM | Estate Services-ES009893 | Y | Y | Y | Y
M3NHFScheduleOfRatesCode | Estate Services/Play Equipment:Jet Wash | Estate Services - Play Equipment:Jet Wash, unit of measure IT | Estate Services-ES009895 | Y | Y | Y | Y
M3NHFScheduleOfRatesCode | Estate Services/Cleansing:Roads Urban Centres | Estate Services - Cleansing:Roads Urban Centres, unit of measure LM | Estate Services-ES009901 | Y | Y | Y | Y
M3NHFScheduleOfRatesCode | Estate Services/Cleansing:Roads Urban Cat Ii/Iii | Estate Services - Cleansing:Roads Urban Cat Ii/Iii, unit of measure LM | Estate Services-ES009903 | Y | Y | Y | Y
M3NHFScheduleOfRatesCode | Estate Services/Cleansing:Roads Urban Cat Iv | Estate Services - Cleansing:Roads Urban Cat Iv, unit of measure LM | Estate Services-ES009905 | Y | Y | Y | Y
M3NHFScheduleOfRatesCode | Estate Services/Cleansing:Roads Rural Unkerbed | Estate Services - Cleansing:Roads Rural Unkerbed, unit of measure LM | Estate Services-ES009907 | Y | Y | Y | Y
M3NHFScheduleOfRatesCode | Estate Services/Cleansing:Roads Rural Kerbed | Estate Services - Cleansing:Roads Rural Kerbed, unit of measure LM | Estate Services-ES009909 | Y | Y | Y | Y
M3NHFScheduleOfRatesCode | Estate Services/Cleansing:Roads Rural Cat I/Ii | Estate Services - Cleansing:Roads Rural Cat I/Ii, unit of measure LM | Estate Services-ES009911 | Y | Y | Y | Y
M3NHFScheduleOfRatesCode | Estate Services/Cleansing:Roads Rural Cat Iii/Iv | Estate Services - Cleansing:Roads Rural Cat Iii/Iv, unit of measure LM | Estate Services-ES009913 | Y | Y | Y | Y
M3NHFScheduleOfRatesCode | Estate Services/Litter Pick:Internal Communal Areas | Estate Services - Litter Pick:Internal Communal Areas, unit of measure SM | Estate Services-ES041001 | Y | Y | Y | Y
M3NHFScheduleOfRatesCode | Estate Services/Litter Pick:Adjacent Communal Entrances/Exits | Estate Services - Litter Pick:Adjacent Communal Entrances/Exits, unit of measure SM | Estate Services-ES041003 | Y | Y | Y | Y
M3NHFScheduleOfRatesCode | Estate Services/Litter Pick:Communal Stairways And Landings | Estate Services - Litter Pick:Communal Stairways And Landings, unit of measure SM | Estate Services-ES041005 | Y | Y | Y | Y
M3NHFScheduleOfRatesCode | Estate Services/Litter Pick:Resident Landings/Chute Rooms | Estate Services - Litter Pick:Resident Landings/Chute Rooms, unit of measure SM | Estate Services-ES041007 | Y | Y | Y | Y
M3NHFScheduleOfRatesCode | Estate Services/Litter Pick:Balconies, Deck Access | Estate Services - Litter Pick:Balconies, Deck Access, unit of measure SM | Estate Services-ES041009 | Y | Y | Y | Y
M3NHFScheduleOfRatesCode | Estate Services/Litter Pick:External Staircases | Estate Services - Litter Pick:External Staircases, unit of measure SM | Estate Services-ES041011 | Y | Y | Y | Y
M3NHFScheduleOfRatesCode | Estate Services/Mats And Matwells:Clean | Estate Services - Mats And Matwells:Clean, unit of measure NO | Estate Services-ES042001 | Y | Y | Y | Y
M3NHFScheduleOfRatesCode | Estate Services/Floor:Sweep Communal Entrances, Exits | Estate Services - Floor:Sweep Communal Entrances, Exits, unit of measure SM | Estate Services-ES043001 | Y | Y | Y | Y
M3NHFScheduleOfRatesCode | Estate Services/Floor:Vacuum Soft Communal Entrances/Exits | Estate Services - Floor:Vacuum Soft Communal Entrances/Exits, unit of measure SM | Estate Services-ES043003 | Y | Y | Y | Y
M3NHFScheduleOfRatesCode | Estate Services/Floor:Mop Communal Entrances, Exits | Estate Services - Floor:Mop Communal Entrances, Exits, unit of measure SM | Estate Services-ES043005 | Y | Y | Y | Y
M3NHFScheduleOfRatesCode | Estate Services/Floor:Sweep Communal Floors, Hallways | Estate Services - Floor:Sweep Communal Floors, Hallways, unit of measure SM | Estate Services-ES043007 | Y | Y | Y | Y
M3NHFScheduleOfRatesCode | Estate Services/Floor:Vacuum Soft Communal Floors, Hallways | Estate Services - Floor:Vacuum Soft Communal Floors, Hallways, unit of measure SM | Estate Services-ES043009 | Y | Y | Y | Y
M3NHFScheduleOfRatesCode | Estate Services/Floor:Mop Communal Floors, Hallways | Estate Services - Floor:Mop Communal Floors, Hallways, unit of measure SM | Estate Services-ES043011 | Y | Y | Y | Y
M3NHFScheduleOfRatesCode | Estate Services/Floor:Sweep Stairways And Landings | Estate Services - Floor:Sweep Stairways And Landings, unit of measure SM | Estate Services-ES043013 | Y | Y | Y | Y
M3NHFScheduleOfRatesCode | Estate Services/Floor:Vacuum Soft Stairways And Landings | Estate Services - Floor:Vacuum Soft Stairways And Landings, unit of measure SM | Estate Services-ES043015 | Y | Y | Y | Y
M3NHFScheduleOfRatesCode | Estate Services/Floor:Mop Stairways And Landings | Estate Services - Floor:Mop Stairways And Landings, unit of measure SM | Estate Services-ES043017 | Y | Y | Y | Y
M3NHFScheduleOfRatesCode | Estate Services/Floor:Sweep Residents Landings/Chute Rooms | Estate Services - Floor:Sweep Residents Landings/Chute Rooms, unit of measure SM | Estate Services-ES043019 | Y | Y | Y | Y
M3NHFScheduleOfRatesCode | Estate Services/Floor:Vacuum Soft Flooring | Estate Services - Floor:Vacuum Soft Flooring, unit of measure SM | Estate Services-ES043021 | Y | Y | Y | Y
M3NHFScheduleOfRatesCode | Estate Services/Floor:Mop Residents Landings/Chute Rooms | Estate Services - Floor:Mop Residents Landings/Chute Rooms, unit of measure SM | Estate Services-ES043023 | Y | Y | Y | Y
M3NHFScheduleOfRatesCode | Estate Services/Doors Etc:Wash And Clean External | Estate Services - Doors Etc:Wash And Clean External, unit of measure IT | Estate Services-ES044001 | Y | Y | Y | Y
M3NHFScheduleOfRatesCode | Estate Services/Doors Etc:Wash And Clean Internal Communal | Estate Services - Doors Etc:Wash And Clean Internal Communal, unit of measure IT | Estate Services-ES044003 | Y | Y | Y | Y
M3NHFScheduleOfRatesCode | Estate Services/Doors Etc:Wash And Clean Internal | Estate Services - Doors Etc:Wash And Clean Internal, unit of measure IT | Estate Services-ES044005 | Y | Y | Y | Y
M3NHFScheduleOfRatesCode | Estate Services/Furniture, Fixtures, Fittings:Wash And Clean | Estate Services - Furniture, Fixtures, Fittings:Wash And Clean, unit of measure IT | Estate Services-ES045001 | Y | Y | Y | Y
M3NHFScheduleOfRatesCode | Estate Services/Pipes And Ducts:Wash And Clean | Estate Services - Pipes And Ducts:Wash And Clean, unit of measure LM | Estate Services-ES045003 | Y | Y | Y | Y
M3NHFScheduleOfRatesCode | Estate Services/Intercom Panels:Wash, Clean And Polish | Estate Services - Intercom Panels:Wash, Clean And Polish, unit of measure IT | Estate Services-ES045005 | Y | Y | Y | Y
M3NHFScheduleOfRatesCode | Estate Services/Balustrades:Wash And Clean | Estate Services - Balustrades:Wash And Clean, unit of measure LM | Estate Services-ES045007 | Y | Y | Y | Y
M3NHFScheduleOfRatesCode | Estate Services/Handrails:Wash And Clean | Estate Services - Handrails:Wash And Clean, unit of measure LM | Estate Services-ES045009 | Y | Y | Y | Y
M3NHFScheduleOfRatesCode | Estate Services/Porches And Entrance Canopies | Estate Services - Porches And Entrance Canopies, unit of measure IT | Estate Services-ES046001 | Y | Y | Y | Y
M3NHFScheduleOfRatesCode | Estate Services/Glazing:Clean External Face Only | Estate Services - Glazing:Clean External Face Only, unit of measure SM | Estate Services-ES047001 | Y | Y | Y | Y
M3NHFScheduleOfRatesCode | Estate Services/Glazing:Clean Both Faces | Estate Services - Glazing:Clean Both Faces, unit of measure SM | Estate Services-ES047003 | Y | Y | Y | Y
M3NHFScheduleOfRatesCode | Estate Services/Glazing:Clean Internal Face Only | Estate Services - Glazing:Clean Internal Face Only, unit of measure SM | Estate Services-ES047005 | Y | Y | Y
M3NHFScheduleOfRatesCode | Estate Services/Glazing:Clean Both Internal Faces | Estate Services - Glazing:Clean Both Internal Faces, unit of measure SM | Estate Services-ES047007 | Y | Y | Y
M3NHFScheduleOfRatesCode | Estate Services/Bin Room:Rubbish/Refuse Removal | Estate Services - Bin Room:Rubbish/Refuse Removal, unit of measure SM | Estate Services-ES048001 | Y | Y | Y | Y
M3NHFScheduleOfRatesCode | Estate Services/Bin Room:Pressure Clean | Estate Services - Bin Room:Pressure Clean, unit of measure SM | Estate Services-ES048003 | Y | Y | Y | Y
M3NHFScheduleOfRatesCode | Estate Services/Bin Room:Refuse Chutes And Hoppers | Estate Services - Bin Room:Refuse Chutes And Hoppers, unit of measure IT | Estate Services-ES048005 | Y | Y | Y | Y
M3NHFScheduleOfRatesCode | Estate Services/Bin Area To High Rise:Deep Clean | Estate Services - Bin Area To High Rise:Deep Clean, unit of measure IT | Estate Services-ES048007 | Y | Y | Y | Y
M3NHFScheduleOfRatesCode | Estate Services/Gutter:Clean And Flush Out Per Elevation | Estate Services - Gutter:Clean And Flush Out Per Elevation, unit of measure IT | Estate Services-ES049001 | Y | Y | Y | Y
M3NHFScheduleOfRatesCode | Estate Services/Gully:Clear Blockage Including Rodding | Estate Services - Gully:Clear Blockage Including Rodding, unit of measure NO | Estate Services-ES049003 | Y | Y | Y | Y
M3NHFScheduleOfRatesCode | Estate Services/Drain Channels:Clear | Estate Services - Drain Channels:Clear, unit of measure LM | Estate Services-ES049005 | Y | Y | Y | Y
M3NHFScheduleOfRatesCode | Estate Services/Lifts:Sweep | Estate Services - Lifts:Sweep, unit of measure IT | Estate Services-ES050001 | Y | Y | Y | Y
M3NHFScheduleOfRatesCode | Estate Services/Lifts:Mop And Wash Internal | Estate Services - Lifts:Mop And Wash Internal, unit of measure IT | Estate Services-ES050003 | Y | Y | Y | Y
M3NHFScheduleOfRatesCode | Estate Services/Lifts:Wash External | Estate Services - Lifts:Wash External, unit of measure IT | Estate Services-ES050005 | Y | Y | Y | Y
M3NHFScheduleOfRatesCode | Estate Services/Wall:Wash Surfaces To Any Room | Estate Services - Wall:Wash Surfaces To Any Room, unit of measure SM | Estate Services-ES051001 | Y | Y | Y | Y
M3NHFScheduleOfRatesCode | Estate Services/Wall:Wash Surfaces To Staircases | Estate Services - Wall:Wash Surfaces To Staircases, unit of measure SM | Estate Services-ES051003 | Y | Y | Y | Y
M3NHFScheduleOfRatesCode | Estate Services/Wall:Steam Cleaning | Estate Services - Wall:Steam Cleaning, unit of measure SM | Estate Services-ES051005 | Y | Y | Y | Y
M3NHFScheduleOfRatesCode | Estate Services/Walls:Power Wash | Estate Services - Walls:Power Wash, unit of measure SM | Estate Services-ES051007 | Y | Y | Y | Y
M3NHFScheduleOfRatesCode | Estate Services/Walls:Detergent Power Wash | Estate Services - Walls:Detergent Power Wash, unit of measure SM | Estate Services-ES051009 | Y | Y | Y | Y
M3NHFScheduleOfRatesCode | Estate Services/Walls:1:6 Hd Detergent Jet Wash | Estate Services - Walls:1:6 Hd Detergent Jet Wash, unit of measure SM | Estate Services-ES051011 | Y | Y | Y | Y
M3NHFScheduleOfRatesCode | Estate Services/Walls:1:2 Detergent Jet Wash | Estate Services - Walls:1:2 Detergent Jet Wash, unit of measure SM | Estate Services-ES051013 | Y | Y | Y | Y
M3NHFScheduleOfRatesCode | Estate Services/Community Room:Routine Clean | Estate Services - Community Room:Routine Clean, unit of measure IT | Estate Services-ES052001 | Y | Y | Y | Y
M3NHFScheduleOfRatesCode | Estate Services/Community Room:Shampoo Carpet | Estate Services - Community Room:Shampoo Carpet, unit of measure SM | Estate Services-ES052003 | Y | Y | Y | Y
M3NHFScheduleOfRatesCode | Estate Services/Community Room:Repolish Floor | Estate Services - Community Room:Repolish Floor, unit of measure SM | Estate Services-ES052005 | Y | Y | Y | Y
M3NHFScheduleOfRatesCode | Estate Services/Offices:Routine Clean | Estate Services - Offices:Routine Clean, unit of measure IT | Estate Services-ES053001 | Y | Y | Y | Y
M3NHFScheduleOfRatesCode | Estate Services/Offices:Shampoo Carpet | Estate Services - Offices:Shampoo Carpet, unit of measure SM | Estate Services-ES053003 | Y | Y | Y | Y
M3NHFScheduleOfRatesCode | Estate Services/Offices:Repolish Floor | Estate Services - Offices:Repolish Floor, unit of measure SM | Estate Services-ES053005 | Y | Y | Y | Y
M3NHFScheduleOfRatesCode | Estate Services/Offices:Buffing Floor | Estate Services - Offices:Buffing Floor, unit of measure SM | Estate Services-ES053007 | Y | Y | Y | Y
M3NHFScheduleOfRatesCode | Estate Services/Kitchen Areas:Routine Clean | Estate Services - Kitchen Areas:Routine Clean, unit of measure IT | Estate Services-ES054001 | Y | Y | Y | Y
M3NHFScheduleOfRatesCode | Estate Services/Kitchen Areas:Repolish Floor | Estate Services - Kitchen Areas:Repolish Floor, unit of measure SM | Estate Services-ES054003 | Y | Y | Y | Y
M3NHFScheduleOfRatesCode | Estate Services/Kitchen Areas:Buffing Floor | Estate Services - Kitchen Areas:Buffing Floor, unit of measure SM | Estate Services-ES054005 | Y | Y | Y | Y
M3NHFScheduleOfRatesCode | Estate Services/Kitchen Areas:Clean Cupboards | Estate Services - Kitchen Areas:Clean Cupboards, unit of measure IT | Estate Services-ES054007 | Y | Y | Y | Y
M3NHFScheduleOfRatesCode | Estate Services/Toilet Areas:Routine Clean | Estate Services - Toilet Areas:Routine Clean, unit of measure IT | Estate Services-ES055001 | Y | Y | Y | Y
M3NHFScheduleOfRatesCode | Estate Services/Toilet Areas:Repolish Floor | Estate Services - Toilet Areas:Repolish Floor, unit of measure SM | Estate Services-ES055003 | Y | Y | Y | Y
M3NHFScheduleOfRatesCode | Estate Services/Toilet Areas:Quarterly Polish | Estate Services - Toilet Areas:Quarterly Polish, unit of measure SM | Estate Services-ES055005 | Y | Y | Y | Y
M3NHFScheduleOfRatesCode | Estate Services/Toilet Areas:Buffing Floor | Estate Services - Toilet Areas:Buffing Floor, unit of measure SM | Estate Services-ES055007 | Y | Y | Y | Y
M3NHFScheduleOfRatesCode | Estate Services/Vinyl Floors:Scrub And Polish | Estate Services - Vinyl Floors:Scrub And Polish, unit of measure SM | Estate Services-ES056001 | Y | Y | Y | Y
M3NHFScheduleOfRatesCode | Estate Services/Carpet:Steam Clean | Estate Services - Carpet:Steam Clean, unit of measure SM | Estate Services-ES056003 | Y | Y | Y | Y
M3NHFScheduleOfRatesCode | Estate Services/Time Switch:Reset Clock Or Switch | Estate Services - Time Switch:Reset Clock Or Switch, unit of measure NO | Estate Services-ES060001 | Y | Y | Y | Y
M3NHFScheduleOfRatesCode | Estate Services/Lighting Inspection:Routine | Estate Services - Lighting Inspection:Routine, unit of measure NO | Estate Services-ES061001 | Y | Y | Y | Y
M3NHFScheduleOfRatesCode | Estate Services/Surfaces:Remove Graffiti-Rinse/Dry | Estate Services - Surfaces:Remove Graffiti-Rinse/Dry, unit of measure SM | Estate Services-ES062001 | Y | Y | Y | Y
M3NHFScheduleOfRatesCode | Estate Services/Graffiti:Clean-Chemicals | Estate Services - Graffiti:Clean-Chemicals, unit of measure SM | Estate Services-ES062003 | Y | Y | Y | Y
M3NHFScheduleOfRatesCode | Estate Services/Graffiti:Clean-Grit Blast | Estate Services - Graffiti:Clean-Grit Blast, unit of measure SM | Estate Services-ES062005 | Y | Y | Y | Y
M3NHFScheduleOfRatesCode | Estate Services/Kerb:Renew 127X254Mm Pcc Kerb | Estate Services - Kerb:Renew 127X254Mm Pcc Kerb, unit of measure LM | Estate Services-ES101001 | Y | Y | Y | Y
M3NHFScheduleOfRatesCode | Estate Services/Channel:Renew Ne 250X125Mm | Estate Services - Channel:Renew Ne 250X125Mm, unit of measure LM | Estate Services-ES102001 | Y | Y | Y | Y
M3NHFScheduleOfRatesCode | Estate Services/Edging:Renew 50X152Mm Pcc Edging | Estate Services - Edging:Renew 50X152Mm Pcc Edging, unit of measure LM | Estate Services-ES103001 | Y | Y | Y | Y
M3NHFScheduleOfRatesCode | Estate Services/Edging:Renew 25X150Mm Timber | Estate Services - Edging:Renew 25X150Mm Timber, unit of measure LM | Estate Services-ES103003 | Y | Y | Y | Y
M3NHFScheduleOfRatesCode | Estate Services/Path:Renew Ne 100Mm Concrete Bed And Sub-Base | Estate Services - Path:Renew Ne 100Mm Concrete Bed And Sub-Base, unit of measure SM | Estate Services-ES104001 | Y | Y | Y | Y
M3NHFScheduleOfRatesCode | Estate Services/Finish:Extra/Non-Slip Finish | Estate Services - Finish:Extra/Non-Slip Finish, unit of measure SM | Estate Services-ES104003 | Y | Y | Y | Y
M3NHFScheduleOfRatesCode | Estate Services/Drive:Renew 100Mm Concrete Bed And Sub-Base | Estate Services - Drive:Renew 100Mm Concrete Bed And Sub-Base, unit of measure SM | Estate Services-ES104005 | Y | Y | Y | Y
M3NHFScheduleOfRatesCode | Estate Services/Paving:Renew 70Mm Macadam And 75Mm Sub-Base | Estate Services - Paving:Renew 70Mm Macadam And 75Mm Sub-Base, unit of measure SM | Estate Services-ES106001 | Y | Y | Y | Y
M3NHFScheduleOfRatesCode | Estate Services/Paving:Renew 60Mm Macadam And 140Mm Sub-Base | Estate Services - Paving:Renew 60Mm Macadam And 140Mm Sub-Base, unit of measure SM | Estate Services-ES106003 | Y | Y | Y | Y
M3NHFScheduleOfRatesCode | Estate Services/Paving:Renew 60Mm Macadam Surfacing | Estate Services - Paving:Renew 60Mm Macadam Surfacing, unit of measure SM | Estate Services-ES106005 | Y | Y | Y | Y
M3NHFScheduleOfRatesCode | Estate Services/Macadam:Excavate And Lay 70Mm Paving | Estate Services - Macadam:Excavate And Lay 70Mm Paving, unit of measure SM | Estate Services-ES106007 | Y | Y | Y | Y
M3NHFScheduleOfRatesCode | Estate Services/Macadam:Excavate And Lay 90Mm Paving | Estate Services - Macadam:Excavate And Lay 90Mm Paving, unit of measure SM | Estate Services-ES106009 | Y | Y | Y | Y
M3NHFScheduleOfRatesCode | Estate Services/Paving:Lift And Rebed Pcc Paving Flags | Estate Services - Paving:Lift And Rebed Pcc Paving Flags, unit of measure SM | Estate Services-ES107001 | Y | Y | Y | Y
M3NHFScheduleOfRatesCode | Estate Services/Paving:Renew Non Standard Pcc Paving Flags - 50Mm | Estate Services - Paving:Renew Non Standard Pcc Paving Flags - 50Mm, unit of measure SM | Estate Services-ES107003 | Y | Y | Y | Y
M3NHFScheduleOfRatesCode | Estate Services/Paving:Renew Standard Pcc Paving Flags | Estate Services - Paving:Renew Standard Pcc Paving Flags, unit of measure SM | Estate Services-ES107005 | Y | Y | Y | Y
M3NHFScheduleOfRatesCode | Estate Services/Paving:Regrout Pcc Paving Flags | Estate Services - Paving:Regrout Pcc Paving Flags, unit of measure SM | Estate Services-ES107007 | Y | Y | Y | Y
M3NHFScheduleOfRatesCode | Estate Services/Paving:Fillet Point Joint To Wall Flags | Estate Services - Paving:Fillet Point Joint To Wall Flags, unit of measure LM | Estate Services-ES107009 | Y | Y | Y | Y
M3NHFScheduleOfRatesCode | Estate Services/Flag:Excavate And Lay New Precast Concrete | Estate Services - Flag:Excavate And Lay New Precast Concrete, unit of measure SM | Estate Services-ES107011 | Y | Y | Y | Y
M3NHFScheduleOfRatesCode | Estate Services/Flag:Excavate And Lay New Precast Concrete - 63Mm | Estate Services - Flag:Excavate And Lay New Precast Concrete - 63Mm, unit of measure SM | Estate Services-ES107013 | Y | Y | Y | Y
M3NHFScheduleOfRatesCode | Estate Services/Flag:Excavate And Lay New Pcc Tactile - 50Mm | Estate Services - Flag:Excavate And Lay New Pcc Tactile - 50Mm, unit of measure SM | Estate Services-ES108001 | Y | Y | Y | Y
M3NHFScheduleOfRatesCode | Estate Services/Flag:Excavate And Lay New Pcc Tactile - 63Mm | Estate Services - Flag:Excavate And Lay New Pcc Tactile - 63Mm, unit of measure SM | Estate Services-ES108003 | Y | Y | Y | Y
M3NHFScheduleOfRatesCode | Estate Services/Flag:Excavate And Lay New Pcc Hazard Strip - 50Mm | Estate Services - Flag:Excavate And Lay New Pcc Hazard Strip - 50Mm, unit of measure LM | Estate Services-ES108005 | Y | Y | Y | Y
M3NHFScheduleOfRatesCode | Estate Services/Flag:Excavate And Lay New Pcc Hazard Strip - 63Mm | Estate Services - Flag:Excavate And Lay New Pcc Hazard Strip - 63Mm, unit of measure LM | Estate Services-ES108007 | Y | Y | Y | Y
M3NHFScheduleOfRatesCode | Estate Services/Flag:Renew Single 50Mm Pcc Corduroy Paving Flag | Estate Services - Flag:Renew Single 50Mm Pcc Corduroy Paving Flag, unit of measure NO | Estate Services-ES108009 | Y | Y | Y | Y
M3NHFScheduleOfRatesCode | Estate Services/Flag:Renew Single 50Mm Pcc Tactile Paving Flag | Estate Services - Flag:Renew Single 50Mm Pcc Tactile Paving Flag, unit of measure NO | Estate Services-ES108011 | Y | Y | Y | Y
M3NHFScheduleOfRatesCode | Estate Services/Flag:Renew Single 63Mm Pcc Corduroy Paving Flag | Estate Services - Flag:Renew Single 63Mm Pcc Corduroy Paving Flag, unit of measure NO | Estate Services-ES108013 | Y | Y | Y | Y
M3NHFScheduleOfRatesCode | Estate Services/Flag:Renew Single 63Mm Pcc Tactile Paving Flag | Estate Services - Flag:Renew Single 63Mm Pcc Tactile Paving Flag, unit of measure NO | Estate Services-ES108015 | Y | Y | Y | Y
M3NHFScheduleOfRatesCode | Estate Services/Paving:Renew Tactile Pcc Paving Flags - 50Mm | Estate Services - Paving:Renew Tactile Pcc Paving Flags - 50Mm, unit of measure SM | Estate Services-ES108017 | Y | Y | Y | Y
M3NHFScheduleOfRatesCode | Estate Services/Paving:Renew Tactile Pcc Paving Flags - 63Mm | Estate Services - Paving:Renew Tactile Pcc Paving Flags - 63Mm, unit of measure SM | Estate Services-ES108019 | Y | Y | Y | Y
M3NHFScheduleOfRatesCode | Estate Services/Paving:Renew Pcc Hazard Strip - 50Mm | Estate Services - Paving:Renew Pcc Hazard Strip - 50Mm, unit of measure LM | Estate Services-ES108021 | Y | Y | Y | Y
M3NHFScheduleOfRatesCode | Estate Services/Paving:Renew Pcc Hazard Strip - 63Mm | Estate Services - Paving:Renew Pcc Hazard Strip - 63Mm, unit of measure LM | Estate Services-ES108023 | Y | Y | Y | Y
M3NHFScheduleOfRatesCode | Estate Services/Paving:Rebed Brick Paving-Mortar Or Sand | Estate Services - Paving:Rebed Brick Paving-Mortar Or Sand, unit of measure SM | Estate Services-ES109001 | Y | Y | Y | Y
M3NHFScheduleOfRatesCode | Estate Services/Paving:Renew Brick Paving-Mortar Or Sand | Estate Services - Paving:Renew Brick Paving-Mortar Or Sand, unit of measure SM | Estate Services-ES109003 | Y | Y | Y | Y
M3NHFScheduleOfRatesCode | Estate Services/Paving:Lay New Brick Paving-Mortar Or Sand | Estate Services - Paving:Lay New Brick Paving-Mortar Or Sand, unit of measure SM | Estate Services-ES109005 | Y | Y | Y | Y
M3NHFScheduleOfRatesCode | Estate Services/Paving:Renew Gravel Paving 30Mm | Estate Services - Paving:Renew Gravel Paving 30Mm, unit of measure SM | Estate Services-ES110001 | Y | Y | Y | Y
M3NHFScheduleOfRatesCode | Estate Services/Paving:Renew Hoggin Paving 30Mm | Estate Services - Paving:Renew Hoggin Paving 30Mm, unit of measure SM | Estate Services-ES111001 | Y | Y | Y | Y
M3NHFScheduleOfRatesCode | Estate Services/Paving:Rebed Granite Sett | Estate Services - Paving:Rebed Granite Sett, unit of measure SM | Estate Services-ES112001 | Y | Y | Y | Y
M3NHFScheduleOfRatesCode | Estate Services/Paving:Renew 150Mm Granite Sett | Estate Services - Paving:Renew 150Mm Granite Sett, unit of measure SM | Estate Services-ES112003 | Y | Y | Y | Y
M3NHFScheduleOfRatesCode | Estate Services/Paving:Renew 200Mm Granite Sett | Estate Services - Paving:Renew 200Mm Granite Sett, unit of measure SM | Estate Services-ES112005 | Y | Y | Y | Y
M3NHFScheduleOfRatesCode | Estate Services/Paving:Renew Reclaimed 150Mm Granite Sett | Estate Services - Paving:Renew Reclaimed 150Mm Granite Sett, unit of measure SM | Estate Services-ES112007 | Y | Y | Y | Y
M3NHFScheduleOfRatesCode | Estate Services/Paving:Renew Reclaimed 200Mm Granite Sett | Estate Services - Paving:Renew Reclaimed 200Mm Granite Sett, unit of measure SM | Estate Services-ES112009 | Y | Y | Y | Y
M3NHFScheduleOfRatesCode | Estate Services/Paving:Rebed Artstone Sett | Estate Services - Paving:Rebed Artstone Sett, unit of measure SM | Estate Services-ES113001 | Y | Y | Y | Y
M3NHFScheduleOfRatesCode | Estate Services/Paving:Renew 60Mm Artstone Sett | Estate Services - Paving:Renew 60Mm Artstone Sett, unit of measure SM | Estate Services-ES113003 | Y | Y | Y | Y
M3NHFScheduleOfRatesCode | Estate Services/Paving:Renew 80Mm Artstone Sett | Estate Services - Paving:Renew 80Mm Artstone Sett, unit of measure SM | Estate Services-ES113005 | Y | Y | Y | Y
M3NHFScheduleOfRatesCode | Estate Services/Paving:Rebed Cobbles | Estate Services - Paving:Rebed Cobbles, unit of measure SM | Estate Services-ES114001 | Y | Y | Y | Y
M3NHFScheduleOfRatesCode | Estate Services/Paving:Renew Cobbles | Estate Services - Paving:Renew Cobbles, unit of measure SM | Estate Services-ES114003 | Y | Y | Y | Y
M3NHFScheduleOfRatesCode | Estate Services/Paving:Rebed Interlock Blocks | Estate Services - Paving:Rebed Interlock Blocks, unit of measure SM | Estate Services-ES115001 | Y | Y | Y | Y
M3NHFScheduleOfRatesCode | Estate Services/Paving:Renew 60Mm Interlock | Estate Services - Paving:Renew 60Mm Interlock, unit of measure SM | Estate Services-ES115003 | Y | Y | Y | Y
M3NHFScheduleOfRatesCode | Estate Services/Paving:Renew 80Mm Interlock | Estate Services - Paving:Renew 80Mm Interlock, unit of measure SM | Estate Services-ES115005 | Y | Y | Y | Y
M3NHFScheduleOfRatesCode | Estate Services/Paving:Rebed Chamfer Edge Blocks | Estate Services - Paving:Rebed Chamfer Edge Blocks, unit of measure SM | Estate Services-ES116001 | Y | Y | Y | Y
M3NHFScheduleOfRatesCode | Estate Services/Paving:Renew Chamfer Edge Block | Estate Services - Paving:Renew Chamfer Edge Block, unit of measure SM | Estate Services-ES116003 | Y | Y | Y | Y
M3NHFScheduleOfRatesCode | Estate Services/Paving:Rebed Grass Concrete | Estate Services - Paving:Rebed Grass Concrete, unit of measure SM | Estate Services-ES117001 | Y | Y | Y | Y
M3NHFScheduleOfRatesCode | Estate Services/Paving:Renew Grass Concrete | Estate Services - Paving:Renew Grass Concrete, unit of measure SM | Estate Services-ES117003 | Y | Y | Y | Y
M3NHFScheduleOfRatesCode | Estate Services/Tree:Grille-Brick:1350X1350Mm:450 Hole | Estate Services - Tree:Grille-Brick:1350X1350Mm:450 Hole, unit of measure NO | Estate Services-ES118001 | Y | Y | Y | Y
M3NHFScheduleOfRatesCode | Estate Services/Tree:Grille-Brick:1800X1800Mm:450 Hole | Estate Services - Tree:Grille-Brick:1800X1800Mm:450 Hole, unit of measure NO | Estate Services-ES118003 | Y | Y | Y | Y
M3NHFScheduleOfRatesCode | Estate Services/Tree:Grille-Brick:2250X2250Mm:450 Hole | Estate Services - Tree:Grille-Brick:2250X2250Mm:450 Hole, unit of measure NO | Estate Services-ES118005 | Y | Y | Y | Y
M3NHFScheduleOfRatesCode | Estate Services/Tree:Grille-Brick:2700X2700Mm:450 Hole | Estate Services - Tree:Grille-Brick:2700X2700Mm:450 Hole, unit of measure NO | Estate Services-ES118007 | Y | Y | Y | Y
M3NHFScheduleOfRatesCode | Estate Services/Tree:Grille-Granite Sett:1000X1000Mm:400 Hole | Estate Services - Tree:Grille-Granite Sett:1000X1000Mm:400 Hole, unit of measure NO | Estate Services-ES118009 | Y | Y | Y | Y
M3NHFScheduleOfRatesCode | Estate Services/Tree:Grille-Granite Sett:1400X1400Mm:400 Hole | Estate Services - Tree:Grille-Granite Sett:1400X1400Mm:400 Hole, unit of measure NO | Estate Services-ES118011 | Y | Y | Y | Y
M3NHFScheduleOfRatesCode | Estate Services/Tree:Grille-Granite Sett:1800X1800Mm:400 Hole | Estate Services - Tree:Grille-Granite Sett:1800X1800Mm:400 Hole, unit of measure NO | Estate Services-ES118013 | Y | Y | Y | Y
M3NHFScheduleOfRatesCode | Estate Services/Tree:Grille-Granite Sett:2000X2000Mm:400 Hole | Estate Services - Tree:Grille-Granite Sett:2000X2000Mm:400 Hole, unit of measure NO | Estate Services-ES118015 | Y | Y | Y | Y
M3NHFScheduleOfRatesCode | Estate Services/Tree:Grille-Renew Gravel Paving 30Mm To Tree Grid | Estate Services - Tree:Grille-Renew Gravel Paving 30Mm To Tree Grid, unit of measure NO | Estate Services-ES118017 | Y | Y | Y | Y
M3NHFScheduleOfRatesCode | Estate Services/Step:Form Or Renew Step In Concrete Paving | Estate Services - Step:Form Or Renew Step In Concrete Paving, unit of measure IT | Estate Services-ES119001 | Y | Y | Y | Y
M3NHFScheduleOfRatesCode | Estate Services/Step:Form Or Renew Pcc Step In Paving | Estate Services - Step:Form Or Renew Pcc Step In Paving, unit of measure IT | Estate Services-ES119003 | Y | Y | Y | Y
M3NHFScheduleOfRatesCode | Estate Services/Step:Form Brick-On-Edge Step | Estate Services - Step:Form Brick-On-Edge Step, unit of measure LM | Estate Services-ES119005 | Y | Y | Y | Y
M3NHFScheduleOfRatesCode | Estate Services/Step:Refix And Bed Loose Step | Estate Services - Step:Refix And Bed Loose Step, unit of measure IT | Estate Services-ES119007 | Y | Y | Y | Y
M3NHFScheduleOfRatesCode | Estate Services/Ramp:Construct Concrete Ramp | Estate Services - Ramp:Construct Concrete Ramp, unit of measure LM | Estate Services-ES119009 | Y | Y | Y | Y
M3NHFScheduleOfRatesCode | Estate Services/Sign:Collect And Fix | Estate Services - Sign:Collect And Fix, unit of measure NO | Estate Services-ES120001 | Y | Y | Y | Y
M3NHFScheduleOfRatesCode | Estate Services/Sign:New No Parking | Estate Services - Sign:New No Parking, unit of measure NO | Estate Services-ES120003 | Y | Y | Y | Y
M3NHFScheduleOfRatesCode | Estate Services/Sign:New No Ball Games | Estate Services - Sign:New No Ball Games, unit of measure NO | Estate Services-ES120005 | Y | Y | Y | Y
M3NHFScheduleOfRatesCode | Estate Services/Sign:New No Dogs | Estate Services - Sign:New No Dogs, unit of measure NO | Estate Services-ES120007 | Y | Y | Y | Y
M3NHFScheduleOfRatesCode | Estate Services/Sign:Anti-Climb | Estate Services - Sign:Anti-Climb, unit of measure NO | Estate Services-ES120009 | Y | Y | Y | Y
M3NHFScheduleOfRatesCode | Estate Services/Bollard:Renew Or Fix New Lockable Steel | Estate Services - Bollard:Renew Or Fix New Lockable Steel, unit of measure NO | Estate Services-ES121001 | Y | Y | Y | Y
M3NHFScheduleOfRatesCode | Estate Services/Bollard:Renew Or Fix New 914Mm High Steel | Estate Services - Bollard:Renew Or Fix New 914Mm High Steel, unit of measure NO | Estate Services-ES121003 | Y | Y | Y | Y
M3NHFScheduleOfRatesCode | Estate Services/Bollard:Renew Or Fix New Pcc 900Mm High | Estate Services - Bollard:Renew Or Fix New Pcc 900Mm High, unit of measure NO | Estate Services-ES121005 | Y | Y | Y | Y
M3NHFScheduleOfRatesCode | Estate Services/Bollard:Renew Or Fix New 800Mm Timber | Estate Services - Bollard:Renew Or Fix New 800Mm Timber, unit of measure NO | Estate Services-ES121007 | Y | Y | Y | Y
M3NHFScheduleOfRatesCode | Estate Services/Garage:Clear Debris | Estate Services - Garage:Clear Debris, unit of measure IT | Estate Services-ES460029 | Y | Y | Y | Y
M3NHFScheduleOfRatesCode | Estate Services/Shed:Clear Debris | Estate Services - Shed:Clear Debris, unit of measure IT | Estate Services-ES460031 | Y | Y | Y | Y
M3NHFScheduleOfRatesCode | Estate Services/Garden Or Communal Area:Labour Skip Rubbish | Estate Services - Garden Or Communal Area:Labour Skip Rubbish, unit of measure NO | Estate Services-ES460101 | Y | Y | Y | Y
M3NHFScheduleOfRatesCode | Estate Services/Garden Or Communal Area:Labour Mini-Skip Rubbish | Estate Services - Garden Or Communal Area:Labour Mini-Skip Rubbish, unit of measure NO | Estate Services-ES460103 | Y | Y | Y | Y
M3NHFScheduleOfRatesCode | Estate Services/Communal Waste Clearance:Fridges, Freezers | Estate Services - Communal Waste Clearance:Fridges, Freezers, unit of measure NO | Estate Services-ES460301 | Y | Y | Y | Y
M3NHFScheduleOfRatesCode | Estate Services/Communal Waste Clearance:Calor Gas Bottles | Estate Services - Communal Waste Clearance:Calor Gas Bottles, unit of measure NO | Estate Services-ES460303 | Y | Y | Y | Y
M3NHFScheduleOfRatesCode | Estate Services/Communal Waste Clearance:Tv And Computer Monitors | Estate Services - Communal Waste Clearance:Tv And Computer Monitors, unit of measure NO | Estate Services-ES460305 | Y | Y | Y | Y
M3NHFScheduleOfRatesCode | Estate Services/Communal Waste Clearance:Computer Desk Top Units | Estate Services - Communal Waste Clearance:Computer Desk Top Units, unit of measure NO | Estate Services-ES460307 | Y | Y | Y | Y
M3NHFScheduleOfRatesCode | Estate Services/Communal Waste Clearance:Car Tyres | Estate Services - Communal Waste Clearance:Car Tyres, unit of measure NO | Estate Services-ES460309 | Y | Y | Y | Y
M3NHFScheduleOfRatesCode | Estate Services/Communal Waste Clearance:Car Or Van Batteries | Estate Services - Communal Waste Clearance:Car Or Van Batteries, unit of measure NO | Estate Services-ES460311 | Y | Y | Y | Y
M3NHFScheduleOfRatesCode | Estate Services/Communal Waste Clearance:Cookers | Estate Services - Communal Waste Clearance:Cookers, unit of measure NO | Estate Services-ES460313 | Y | Y | Y | Y
M3NHFScheduleOfRatesCode | Estate Services/Communal Waste Clearance:Fluorescent Tubes | Estate Services - Communal Waste Clearance:Fluorescent Tubes, unit of measure NO | Estate Services-ES460315 | Y | Y | Y | Y
M3NHFScheduleOfRatesCode | Estate Services/Communal Waste Clearance:Paint Cans | Estate Services - Communal Waste Clearance:Paint Cans, unit of measure NO | Estate Services-ES460317 | Y | Y | Y | Y
M3NHFScheduleOfRatesCode | Estate Services/Waste Chute:Inspect Take Down Repair | Estate Services - Waste Chute:Inspect Take Down Repair, unit of measure NO | Estate Services-ES463001 | Y | Y | Y | Y
M3NHFScheduleOfRatesCode | Estate Services/Waste Chute:Clear Out Blockage (Per Floor) | Estate Services - Waste Chute:Clear Out Blockage (Per Floor), unit of measure IT | Estate Services-ES463003 | Y | Y | Y | Y
M3NHFScheduleOfRatesCode | Estate Services/Snow Clearance:Clear And Grit | Estate Services - Snow Clearance:Clear And Grit, unit of measure SM | Estate Services-ES464001 | Y | Y | Y
M3NHFScheduleOfRatesCode | Estate Services/Snow Clearance:Re-Grit Only | Estate Services - Snow Clearance:Re-Grit Only, unit of measure SM | Estate Services-ES464003 | Y | Y | Y
M3NHFScheduleOfRatesCode | Estate Services/Snow Clearance:Grit Only Sheltered Etc | Estate Services - Snow Clearance:Grit Only Sheltered Etc, unit of measure SM | Estate Services-ES464005 | Y | Y | Y
M3NHFScheduleOfRatesCode | Estate Services/Snow Clearance:Grit Only General Needs | Estate Services - Snow Clearance:Grit Only General Needs, unit of measure SM | Estate Services-ES464007 | Y | Y | Y
M3NHFScheduleOfRatesCode | Estate Services/Snow Clearance:Supply Only Of Grit | Estate Services - Snow Clearance:Supply Only Of Grit, unit of measure TN | Estate Services-ES464009 | Y | Y | Y
M3NHFScheduleOfRatesCode | Estate Services/Fencing:Erect Chain Mesh Fence And Posts 0.9M | Estate Services - Fencing:Erect Chain Mesh Fence And Posts 0.9M, unit of measure LM | Estate Services-FE020101 | Y
M3NHFScheduleOfRatesCode | Estate Services/Fencing:Renew Chain Mesh Fence And Posts 0.9M | Estate Services - Fencing:Renew Chain Mesh Fence And Posts 0.9M, unit of measure LM | Estate Services-FE020103 | Y
M3NHFScheduleOfRatesCode | Estate Services/Stock Fencing And Posts:Supply And Install Cattle | Estate Services - Stock Fencing And Posts:Supply And Install Cattle, unit of measure LM | Estate Services-FE020201 | Y
M3NHFScheduleOfRatesCode | Estate Services/Stock Fencing And Posts:Renew Cattle | Estate Services - Stock Fencing And Posts:Renew Cattle, unit of measure LM | Estate Services-FE020203 | Y
M3NHFScheduleOfRatesCode | Estate Services/Stock Fencing And Posts:Supply And Install Pig | Estate Services - Stock Fencing And Posts:Supply And Install Pig, unit of measure LM | Estate Services-FE020205 | Y
M3NHFScheduleOfRatesCode | Estate Services/Stock Fencing And Posts:Renew Pig | Estate Services - Stock Fencing And Posts:Renew Pig, unit of measure LM | Estate Services-FE020207 | Y
M3NHFScheduleOfRatesCode | Estate Services/Stock Fencing And Posts:Supply And Install Sheep | Estate Services - Stock Fencing And Posts:Supply And Install Sheep, unit of measure LM | Estate Services-FE020209 | Y
M3NHFScheduleOfRatesCode | Estate Services/Stock Fencing And Posts:Renew Sheep | Estate Services - Stock Fencing And Posts:Renew Sheep, unit of measure LM | Estate Services-FE020211 | Y
M3NHFScheduleOfRatesCode | Estate Services/Stock Fencing And Posts:Supply And Install Deer | Estate Services - Stock Fencing And Posts:Supply And Install Deer, unit of measure LM | Estate Services-FE020213 | Y
M3NHFScheduleOfRatesCode | Estate Services/Stock Fencing And Posts:Renew Deer | Estate Services - Stock Fencing And Posts:Renew Deer, unit of measure LM | Estate Services-FE020215 | Y
M3NHFScheduleOfRatesCode | Estate Services/Agricultural Post Rail:Supply And Install Driven | Estate Services - Agricultural Post Rail:Supply And Install Driven, unit of measure LM | Estate Services-FE020301 | Y
M3NHFScheduleOfRatesCode | Estate Services/Agricultural Post And Rail:Renew Driven | Estate Services - Agricultural Post And Rail:Renew Driven, unit of measure LM | Estate Services-FE020303 | Y
M3NHFScheduleOfRatesCode | Estate Services/Agricultural Post Rail:Supply Install Concreted | Estate Services - Agricultural Post Rail:Supply Install Concreted, unit of measure LM | Estate Services-FE020305 | Y
M3NHFScheduleOfRatesCode | Estate Services/Agricultural Post And Rail:Renew Concreted | Estate Services - Agricultural Post And Rail:Renew Concreted, unit of measure LM | Estate Services-FE020307 | Y
M3NHFScheduleOfRatesCode | Estate Services/Agricultural Morticed Post 3 Rail:Supply Driven | Estate Services - Agricultural Morticed Post 3 Rail:Supply Driven, unit of measure LM | Estate Services-FE020401 | Y
M3NHFScheduleOfRatesCode | Estate Services/Agricultural Morticed Post 3 Rail:Renew Driven | Estate Services - Agricultural Morticed Post 3 Rail:Renew Driven, unit of measure LM | Estate Services-FE020403 | Y
M3NHFScheduleOfRatesCode | Estate Services/Agricultural Morticed Post 3 Rail:Supply Concreted | Estate Services - Agricultural Morticed Post 3 Rail:Supply Concreted, unit of measure LM | Estate Services-FE020405 | Y
M3NHFScheduleOfRatesCode | Estate Services/Agricultural Morticed Post 3 Rail:Renew Concreted | Estate Services - Agricultural Morticed Post 3 Rail:Renew Concreted, unit of measure LM | Estate Services-FE020407 | Y
M3NHFScheduleOfRatesCode | Estate Services/Agricultural Morticed Post 4 Rail:Supply Driven | Estate Services - Agricultural Morticed Post 4 Rail:Supply Driven, unit of measure LM | Estate Services-FE020501 | Y
M3NHFScheduleOfRatesCode | Estate Services/Agricultural Morticed Post 4 Rail:Renew Driven | Estate Services - Agricultural Morticed Post 4 Rail:Renew Driven, unit of measure LM | Estate Services-FE020503 | Y
M3NHFScheduleOfRatesCode | Estate Services/Agricultural Morticed Post 4 Rail:Supply Concreted | Estate Services - Agricultural Morticed Post 4 Rail:Supply Concreted, unit of measure LM | Estate Services-FE020505 | Y
M3NHFScheduleOfRatesCode | Estate Services/Agricultural Morticed Post 4 Rail:Renew Concreted | Estate Services - Agricultural Morticed Post 4 Rail:Renew Concreted, unit of measure LM | Estate Services-FE020507 | Y
M3NHFScheduleOfRatesCode | Estate Services/Agricultural Mort Post 3 Heavy Rail:Supply Driven | Estate Services - Agricultural Mort Post 3 Heavy Rail:Supply Driven, unit of measure LM | Estate Services-FE020601 | Y
M3NHFScheduleOfRatesCode | Estate Services/Agricultural Mort Post 3 Heavy Rail:Renew Driven | Estate Services - Agricultural Mort Post 3 Heavy Rail:Renew Driven, unit of measure LM | Estate Services-FE020603 | Y
M3NHFScheduleOfRatesCode | Estate Services/Agricultural Mort Post 3 Heavy Rail:Supply Concret | Estate Services - Agricultural Mort Post 3 Heavy Rail:Supply Concret, unit of measure LM | Estate Services-FE020605 | Y
M3NHFScheduleOfRatesCode | Estate Services/Agricultural Mort Post 3 Heavy Rail:Renew Concrete | Estate Services - Agricultural Mort Post 3 Heavy Rail:Renew Concrete, unit of measure LM | Estate Services-FE020607 | Y
M3NHFScheduleOfRatesCode | Estate Services/Agricultural Mort Post 4 Heavy Rail:Supply Driven | Estate Services - Agricultural Mort Post 4 Heavy Rail:Supply Driven, unit of measure LM | Estate Services-FE020701 | Y
M3NHFScheduleOfRatesCode | Estate Services/Agricultural Mort Post 4 Heavy Rail:Renew Driven | Estate Services - Agricultural Mort Post 4 Heavy Rail:Renew Driven, unit of measure LM | Estate Services-FE020703 | Y
M3NHFScheduleOfRatesCode | Estate Services/Agricultural Mort Post 4 Heavy Rail:Supply Concret | Estate Services - Agricultural Mort Post 4 Heavy Rail:Supply Concret, unit of measure LM | Estate Services-FE020705 | Y
M3NHFScheduleOfRatesCode | Estate Services/Agricultural Mort Post 4 Heavy Rail:Renew Concrete | Estate Services - Agricultural Mort Post 4 Heavy Rail:Renew Concrete, unit of measure LM | Estate Services-FE020707 | Y
M3NHFScheduleOfRatesCode | Estate Services/Stock Wire Netting:Supply And Install Cattle | Estate Services - Stock Wire Netting:Supply And Install Cattle, unit of measure LM | Estate Services-FE020801 | Y
M3NHFScheduleOfRatesCode | Estate Services/Stock Wire Netting:Renew Cattle | Estate Services - Stock Wire Netting:Renew Cattle, unit of measure LM | Estate Services-FE020803 | Y
M3NHFScheduleOfRatesCode | Estate Services/Stock Wire Netting:Supply And Install Pig | Estate Services - Stock Wire Netting:Supply And Install Pig, unit of measure LM | Estate Services-FE020805 | Y
M3NHFScheduleOfRatesCode | Estate Services/Stock Wire Netting:Renew Pig | Estate Services - Stock Wire Netting:Renew Pig, unit of measure LM | Estate Services-FE020807 | Y
M3NHFScheduleOfRatesCode | Estate Services/Stock Wire Netting:Supply And Install Sheep | Estate Services - Stock Wire Netting:Supply And Install Sheep, unit of measure LM | Estate Services-FE020809 | Y
M3NHFScheduleOfRatesCode | Estate Services/Stock Wire Netting:Renew Sheep | Estate Services - Stock Wire Netting:Renew Sheep, unit of measure LM | Estate Services-FE020811 | Y
M3NHFScheduleOfRatesCode | Estate Services/Stock Wire Netting:Supply And Install Deer | Estate Services - Stock Wire Netting:Supply And Install Deer, unit of measure LM | Estate Services-FE020813 | Y
M3NHFScheduleOfRatesCode | Estate Services/Stock Wire Netting:Renew Deer | Estate Services - Stock Wire Netting:Renew Deer, unit of measure LM | Estate Services-FE020815 | Y
M3NHFScheduleOfRatesCode | Estate Services/Heavy Metal Field Gate:Renew 1.2M | Estate Services - Heavy Metal Field Gate:Renew 1.2M, unit of measure IT | Estate Services-FE020901 | Y
M3NHFScheduleOfRatesCode | Estate Services/Heavy Metal Field Gate:Renew 1.2M Stock Netting | Estate Services - Heavy Metal Field Gate:Renew 1.2M Stock Netting, unit of measure IT | Estate Services-FE020903 | Y
M3NHFScheduleOfRatesCode | Estate Services/Heavy Metal Field Gate:Renew 2.1M | Estate Services - Heavy Metal Field Gate:Renew 2.1M, unit of measure IT | Estate Services-FE020905 | Y
M3NHFScheduleOfRatesCode | Estate Services/Heavy Metal Field Gate:Renew 2.1M Stock Netting | Estate Services - Heavy Metal Field Gate:Renew 2.1M Stock Netting, unit of measure IT | Estate Services-FE020907 | Y
M3NHFScheduleOfRatesCode | Estate Services/Heavy Metal Field Gate:Renew 2.4M | Estate Services - Heavy Metal Field Gate:Renew 2.4M, unit of measure IT | Estate Services-FE020909 | Y
M3NHFScheduleOfRatesCode | Estate Services/Heavy Metal Field Gate:Renew 2.4M Stock Netting | Estate Services - Heavy Metal Field Gate:Renew 2.4M Stock Netting, unit of measure IT | Estate Services-FE020911 | Y
M3NHFScheduleOfRatesCode | Estate Services/Heavy Metal Field Gate:Renew 2.7M | Estate Services - Heavy Metal Field Gate:Renew 2.7M, unit of measure IT | Estate Services-FE020913 | Y
M3NHFScheduleOfRatesCode | Estate Services/Heavy Metal Field Gate:Renew 2.7M Stock Netting | Estate Services - Heavy Metal Field Gate:Renew 2.7M Stock Netting, unit of measure IT | Estate Services-FE020915 | Y
M3NHFScheduleOfRatesCode | Estate Services/Heavy Metal Field Gate:Renew 3.0M | Estate Services - Heavy Metal Field Gate:Renew 3.0M, unit of measure IT | Estate Services-FE020917 | Y
M3NHFScheduleOfRatesCode | Estate Services/Heavy Metal Field Gate:Renew 3.0M Stock Netting | Estate Services - Heavy Metal Field Gate:Renew 3.0M Stock Netting, unit of measure IT | Estate Services-FE020919 | Y
M3NHFScheduleOfRatesCode | Estate Services/Heavy Metal Field Gate:Renew 3.3M | Estate Services - Heavy Metal Field Gate:Renew 3.3M, unit of measure IT | Estate Services-FE020921 | Y
M3NHFScheduleOfRatesCode | Estate Services/Heavy Metal Field Gate:Renew 3.3M Stock Netting | Estate Services - Heavy Metal Field Gate:Renew 3.3M Stock Netting, unit of measure IT | Estate Services-FE020923 | Y
M3NHFScheduleOfRatesCode | Estate Services/Heavy Metal Field Gate:Renew 3.6M | Estate Services - Heavy Metal Field Gate:Renew 3.6M, unit of measure IT | Estate Services-FE020925 | Y
M3NHFScheduleOfRatesCode | Estate Services/Heavy Metal Field Gate:Renew 3.6M Stock Netting | Estate Services - Heavy Metal Field Gate:Renew 3.6M Stock Netting, unit of measure IT | Estate Services-FE020927 | Y
M3NHFScheduleOfRatesCode | Estate Services/Heavy Metal Field Gate:Renew 4.2M | Estate Services - Heavy Metal Field Gate:Renew 4.2M, unit of measure IT | Estate Services-FE020929 | Y
M3NHFScheduleOfRatesCode | Estate Services/Heavy Metal Field Gate:Renew 4.2M Stock Netting | Estate Services - Heavy Metal Field Gate:Renew 4.2M Stock Netting, unit of measure IT | Estate Services-FE020931 | Y
M3NHFScheduleOfRatesCode | Estate Services/Heavy Metal Field Gate:Renew 4.6M | Estate Services - Heavy Metal Field Gate:Renew 4.6M, unit of measure IT | Estate Services-FE020933 | Y
M3NHFScheduleOfRatesCode | Estate Services/Heavy Metal Field Gate:Renew 4.6M Stock Netting | Estate Services - Heavy Metal Field Gate:Renew 4.6M Stock Netting, unit of measure IT | Estate Services-FE020935 | Y
M3NHFScheduleOfRatesCode | Estate Services/Metal Slamming Post:Renew Or Supply And Install | Estate Services - Metal Slamming Post:Renew Or Supply And Install, unit of measure IT | Estate Services-FE020937 | Y
M3NHFScheduleOfRatesCode | Estate Services/Metal Hanging Post:Renew Or Install 89Mm Dia | Estate Services - Metal Hanging Post:Renew Or Install 89Mm Dia, unit of measure IT | Estate Services-FE020939 | Y
M3NHFScheduleOfRatesCode | Estate Services/Metal Hanging Post:Renew Or Install 114Mm Dia | Estate Services - Metal Hanging Post:Renew Or Install 114Mm Dia, unit of measure IT | Estate Services-FE020941 | Y
M3NHFScheduleOfRatesCode | Estate Services/Metal Field Gate:Extra Over For Loop On Frame | Estate Services - Metal Field Gate:Extra Over For Loop On Frame, unit of measure IT | Estate Services-FE020943 | Y
M3NHFScheduleOfRatesCode | Estate Services/Metal Field Gate:Extra For Drop Bolt | Estate Services - Metal Field Gate:Extra For Drop Bolt, unit of measure IT | Estate Services-FE020945 | Y
M3NHFScheduleOfRatesCode | Estate Services/Timber Field Gate:Renew 0.9M | Estate Services - Timber Field Gate:Renew 0.9M, unit of measure IT | Estate Services-FE021001 | Y
M3NHFScheduleOfRatesCode | Estate Services/Timber Field Gate:Renew 1.05M | Estate Services - Timber Field Gate:Renew 1.05M, unit of measure IT | Estate Services-FE021003 | Y
M3NHFScheduleOfRatesCode | Estate Services/Timber Field Gate:Renew 1.20M | Estate Services - Timber Field Gate:Renew 1.20M, unit of measure IT | Estate Services-FE021005 | Y
M3NHFScheduleOfRatesCode | Estate Services/Timber Field Gate:Renew 1.50M | Estate Services - Timber Field Gate:Renew 1.50M, unit of measure IT | Estate Services-FE021007 | Y
M3NHFScheduleOfRatesCode | Estate Services/Timber Field Or Bridle Gate:Renew 1.80M | Estate Services - Timber Field Or Bridle Gate:Renew 1.80M, unit of measure IT | Estate Services-FE021009 | Y
M3NHFScheduleOfRatesCode | Estate Services/Timber Field Gate:Renew 2.10M | Estate Services - Timber Field Gate:Renew 2.10M, unit of measure IT | Estate Services-FE021011 | Y
M3NHFScheduleOfRatesCode | Estate Services/Timber Field Gate:Renew 2.40M | Estate Services - Timber Field Gate:Renew 2.40M, unit of measure IT | Estate Services-FE021013 | Y
M3NHFScheduleOfRatesCode | Estate Services/Timber Field Gate:Renew 2.70M | Estate Services - Timber Field Gate:Renew 2.70M, unit of measure IT | Estate Services-FE021015 | Y
M3NHFScheduleOfRatesCode | Estate Services/Timber Field Gate:Renew 3.00M | Estate Services - Timber Field Gate:Renew 3.00M, unit of measure IT | Estate Services-FE021017 | Y
M3NHFScheduleOfRatesCode | Estate Services/Timber Field Gate:Renew 3.30M | Estate Services - Timber Field Gate:Renew 3.30M, unit of measure IT | Estate Services-FE021019 | Y
M3NHFScheduleOfRatesCode | Estate Services/Timber Field Gate:Renew 3.60M | Estate Services - Timber Field Gate:Renew 3.60M, unit of measure IT | Estate Services-FE021021 | Y
M3NHFScheduleOfRatesCode | Estate Services/Timber Field Gate:Renew 3.90M | Estate Services - Timber Field Gate:Renew 3.90M, unit of measure IT | Estate Services-FE021023 | Y
M3NHFScheduleOfRatesCode | Estate Services/Timber Field Gate:Renew 4.20M | Estate Services - Timber Field Gate:Renew 4.20M, unit of measure IT | Estate Services-FE021025 | Y
M3NHFScheduleOfRatesCode | Estate Services/Timber Field Gates:Renew 4.20M Overall Equal | Estate Services - Timber Field Gates:Renew 4.20M Overall Equal, unit of measure IT | Estate Services-FE021027 | Y
M3NHFScheduleOfRatesCode | Estate Services/Timber Field Gates:Renew 4.20M Overall Unequal | Estate Services - Timber Field Gates:Renew 4.20M Overall Unequal, unit of measure IT | Estate Services-FE021029 | Y
M3NHFScheduleOfRatesCode | Estate Services/Timber Slamming Post:Renew Or Install 150 X 150Mm | Estate Services - Timber Slamming Post:Renew Or Install 150 X 150Mm, unit of measure IT | Estate Services-FE021031 | Y
M3NHFScheduleOfRatesCode | Estate Services/Timber Hanging Post:Renew Or Install 150 X 150Mm | Estate Services - Timber Hanging Post:Renew Or Install 150 X 150Mm, unit of measure IT | Estate Services-FE021033 | Y
M3NHFScheduleOfRatesCode | Estate Services/Timber Field Gate:Extra For Lock | Estate Services - Timber Field Gate:Extra For Lock, unit of measure IT | Estate Services-FE021035 | Y
M3NHFScheduleOfRatesCode | Estate Services/Timber Field Gate:Extra For Horse Gate Catch | Estate Services - Timber Field Gate:Extra For Horse Gate Catch, unit of measure IT | Estate Services-FE021037 | Y
M3NHFScheduleOfRatesCode | Estate Services/Timber Field Gate:Extra For Horse Gate Catch Extn | Estate Services - Timber Field Gate:Extra For Horse Gate Catch Extn, unit of measure IT | Estate Services-FE021039 | Y
M3NHFScheduleOfRatesCode | Estate Services/Timber Kissing Gate:Renew Or Supply And Install | Estate Services - Timber Kissing Gate:Renew Or Supply And Install, unit of measure IT | Estate Services-FE021101 | Y
M3NHFScheduleOfRatesCode | Estate Services/Timber Mobility Kissing Gate:Renew Or Install | Estate Services - Timber Mobility Kissing Gate:Renew Or Install, unit of measure IT | Estate Services-FE021102 | Y
M3NHFScheduleOfRatesCode | Estate Services/Rhododendron Pontiicum:Light Infestation | Estate Services - Rhododendron Pontiicum:Light Infestation, unit of measure SM | Estate Services-IS010101 | Y
M3NHFScheduleOfRatesCode | Estate Services/Rhododendron Pontiicum:Medium Infestation | Estate Services - Rhododendron Pontiicum:Medium Infestation, unit of measure SM | Estate Services-IS010103 | Y
M3NHFScheduleOfRatesCode | Estate Services/Rhododendron Pontiicum:Additional Herbicide | Estate Services - Rhododendron Pontiicum:Additional Herbicide, unit of measure SM | Estate Services-IS010105 | Y
M3NHFScheduleOfRatesCode | Estate Services/Rhododendron Pontiicum:Herbicide/Handpull | Estate Services - Rhododendron Pontiicum:Herbicide/Handpull, unit of measure SM | Estate Services-IS010107 | Y
M3NHFScheduleOfRatesCode | Estate Services/Rhododendron Pontiicum:Chemical Control | Estate Services - Rhododendron Pontiicum:Chemical Control, unit of measure SM | Estate Services-IS010109 | Y
M3NHFScheduleOfRatesCode | Estate Services/Japanese Knotweed:Chemical Control - 1St Visit | Estate Services - Japanese Knotweed:Chemical Control - 1St Visit, unit of measure SM | Estate Services-IS010201 | Y
M3NHFScheduleOfRatesCode | Estate Services/Japanese Knotweed:Chemical Control - 2Nd Visit | Estate Services - Japanese Knotweed:Chemical Control - 2Nd Visit, unit of measure SM | Estate Services-IS010203 | Y
M3NHFScheduleOfRatesCode | Estate Services/Japanese Knotweed:Chemical Control - 3Rd Visit | Estate Services - Japanese Knotweed:Chemical Control - 3Rd Visit, unit of measure SM | Estate Services-IS010205 | Y
M3NHFScheduleOfRatesCode | Estate Services/Japanese Knotweed:Digging Out | Estate Services - Japanese Knotweed:Digging Out, unit of measure SM | Estate Services-IS010207 | Y
M3NHFScheduleOfRatesCode | Estate Services/Japanese Knotweed:Digging Out - Re-Visit | Estate Services - Japanese Knotweed:Digging Out - Re-Visit, unit of measure SM | Estate Services-IS010209 | Y
M3NHFScheduleOfRatesCode | Estate Services/Giant Hogweed:Chemical Control - 1St Visit | Estate Services - Giant Hogweed:Chemical Control - 1St Visit, unit of measure SM | Estate Services-IS010301 | Y
M3NHFScheduleOfRatesCode | Estate Services/Giant Hogweed:Chemical Control - 2Nd Visit | Estate Services - Giant Hogweed:Chemical Control - 2Nd Visit, unit of measure SM | Estate Services-IS010303 | Y
M3NHFScheduleOfRatesCode | Estate Services/Giant Hogweed:Chemical Control - 3Rd Visit | Estate Services - Giant Hogweed:Chemical Control - 3Rd Visit, unit of measure SM | Estate Services-IS010305 | Y
M3NHFScheduleOfRatesCode | Estate Services/Giant Hogweed:Chemical Control - Annual Visit | Estate Services - Giant Hogweed:Chemical Control - Annual Visit, unit of measure SM | Estate Services-IS010307 | Y
M3NHFScheduleOfRatesCode | Estate Services/Giant Hogweed:Chemical Control - 2Nd Year | Estate Services - Giant Hogweed:Chemical Control - 2Nd Year, unit of measure SM | Estate Services-IS010308 | Y
M3NHFScheduleOfRatesCode | Estate Services/Giant Hogweed:Cut And Mow | Estate Services - Giant Hogweed:Cut And Mow, unit of measure SM | Estate Services-IS010309 | Y
M3NHFScheduleOfRatesCode | Estate Services/Giant Hogweed:Digging Out | Estate Services - Giant Hogweed:Digging Out, unit of measure SM | Estate Services-IS010311 | Y
M3NHFScheduleOfRatesCode | Estate Services/Giant Hogweed:Digging Out - Re-Visit | Estate Services - Giant Hogweed:Digging Out - Re-Visit, unit of measure SM | Estate Services-IS010313 | Y
M3NHFScheduleOfRatesCode | Estate Services/Himalayan Balsam:Chemical Control - 1St Year | Estate Services - Himalayan Balsam:Chemical Control - 1St Year, unit of measure SM | Estate Services-IS010401 | Y
M3NHFScheduleOfRatesCode | Estate Services/Himalyan Balsam:Chemical Control - Add Visit | Estate Services - Himalyan Balsam:Chemical Control - Add Visit, unit of measure SM | Estate Services-IS010403 | Y
M3NHFScheduleOfRatesCode | Estate Services/Himalayan Balsam:Cut And Mow - 1St Visit | Estate Services - Himalayan Balsam:Cut And Mow - 1St Visit, unit of measure SM | Estate Services-IS010407 | Y
M3NHFScheduleOfRatesCode | Estate Services/Himalayan Balsam:Cut And Mow - 2Nd Visit | Estate Services - Himalayan Balsam:Cut And Mow - 2Nd Visit, unit of measure SM | Estate Services-IS010409 | Y
M3NHFScheduleOfRatesCode | Estate Services/Tree:Crown Clean Ne 5M | Estate Services - Tree:Crown Clean Ne 5M, unit of measure NO | Estate Services-TW010101 | Y | Y | Y | Y
M3NHFScheduleOfRatesCode | Estate Services/Tree:Crown Clean Ne 10M | Estate Services - Tree:Crown Clean Ne 10M, unit of measure NO | Estate Services-TW010103 | Y | Y | Y | Y
M3NHFScheduleOfRatesCode | Estate Services/Tree:Crown Clean Ne 15M | Estate Services - Tree:Crown Clean Ne 15M, unit of measure NO | Estate Services-TW010105 | Y | Y | Y | Y
M3NHFScheduleOfRatesCode | Estate Services/Tree:Crown Clean Ne 20M | Estate Services - Tree:Crown Clean Ne 20M, unit of measure NO | Estate Services-TW010107 | Y | Y | Y | Y
M3NHFScheduleOfRatesCode | Estate Services/Tree:Crown Clean And Lift Ne 5M | Estate Services - Tree:Crown Clean And Lift Ne 5M, unit of measure NO | Estate Services-TW010201 | Y | Y | Y | Y
M3NHFScheduleOfRatesCode | Estate Services/Tree:Crown Clean And Lift Ne 10M | Estate Services - Tree:Crown Clean And Lift Ne 10M, unit of measure NO | Estate Services-TW010203 | Y | Y | Y | Y
M3NHFScheduleOfRatesCode | Estate Services/Tree:Crown Clean And Lift Ne 15M | Estate Services - Tree:Crown Clean And Lift Ne 15M, unit of measure NO | Estate Services-TW010205 | Y | Y | Y | Y
M3NHFScheduleOfRatesCode | Estate Services/Tree:Crown Clean And 3 M Lift Ne 5M | Estate Services - Tree:Crown Clean And 3 M Lift Ne 5M, unit of measure NO | Estate Services-TW010301 | Y | Y | Y | Y
M3NHFScheduleOfRatesCode | Estate Services/Tree:Crown Clean And 3 M Lift Ne 10M | Estate Services - Tree:Crown Clean And 3 M Lift Ne 10M, unit of measure NO | Estate Services-TW010303 | Y | Y | Y | Y
M3NHFScheduleOfRatesCode | Estate Services/Tree:Crown Clean And 3 M Lift Ne 15M | Estate Services - Tree:Crown Clean And 3 M Lift Ne 15M, unit of measure NO | Estate Services-TW010305 | Y | Y | Y | Y
M3NHFScheduleOfRatesCode | Estate Services/Tree:Crown Clean Lift Clear Statutory Ne 10M | Estate Services - Tree:Crown Clean Lift Clear Statutory Ne 10M, unit of measure NO | Estate Services-TW010401 | Y | Y | Y | Y
M3NHFScheduleOfRatesCode | Estate Services/Tree:Crown Clean Lift Clear Statutory Ne 15M | Estate Services - Tree:Crown Clean Lift Clear Statutory Ne 15M, unit of measure NO | Estate Services-TW010403 | Y | Y | Y | Y
M3NHFScheduleOfRatesCode | Estate Services/Tree:Crown Clean Lift Clear 3M Ne 10M | Estate Services - Tree:Crown Clean Lift Clear 3M Ne 10M, unit of measure NO | Estate Services-TW010501 | Y | Y | Y | Y
M3NHFScheduleOfRatesCode | Estate Services/Tree:Crown Clean Lift Clear 3M Ne 15M | Estate Services - Tree:Crown Clean Lift Clear 3M Ne 15M, unit of measure NO | Estate Services-TW010503 | Y | Y | Y | Y
M3NHFScheduleOfRatesCode | Estate Services/Tree:Crown Clean 3M Trim Sides Ne 15M | Estate Services - Tree:Crown Clean 3M Trim Sides Ne 15M, unit of measure NO | Estate Services-TW010601 | Y | Y | Y | Y
M3NHFScheduleOfRatesCode | Estate Services/Tree:Crown Clean 3M Clear Buildings Ne 15M | Estate Services - Tree:Crown Clean 3M Clear Buildings Ne 15M, unit of measure NO | Estate Services-TW010701 | Y | Y | Y | Y
M3NHFScheduleOfRatesCode | Estate Services/Tree:Crown Clean 3M Clear Ne 20M | Estate Services - Tree:Crown Clean 3M Clear Ne 20M, unit of measure NO | Estate Services-TW010801 | Y | Y | Y | Y
M3NHFScheduleOfRatesCode | Estate Services/Tree:Crown Clean 4M Clear Ne 10M | Estate Services - Tree:Crown Clean 4M Clear Ne 10M, unit of measure NO | Estate Services-TW010803 | Y | Y | Y | Y
M3NHFScheduleOfRatesCode | Estate Services/Tree:Crown Clean 5M Clear Ne 10M | Estate Services - Tree:Crown Clean 5M Clear Ne 10M, unit of measure NO | Estate Services-TW010805 | Y | Y | Y | Y
M3NHFScheduleOfRatesCode | Estate Services/Tree:Crown Clean Lift Clear Ne 20M | Estate Services - Tree:Crown Clean Lift Clear Ne 20M, unit of measure NO | Estate Services-TW010901 | Y | Y | Y | Y
M3NHFScheduleOfRatesCode | Estate Services/Tree:Crown Clean 5M Reshape Ne 10M | Estate Services - Tree:Crown Clean 5M Reshape Ne 10M, unit of measure NO | Estate Services-TW011001 | Y | Y | Y | Y
M3NHFScheduleOfRatesCode | Estate Services/Tree:Crown Lift Statutory Height Ne 5M | Estate Services - Tree:Crown Lift Statutory Height Ne 5M, unit of measure NO | Estate Services-TW011201 | Y | Y | Y | Y
M3NHFScheduleOfRatesCode | Estate Services/Tree:Crown Lift Statutory Height Ne 10M | Estate Services - Tree:Crown Lift Statutory Height Ne 10M, unit of measure NO | Estate Services-TW011203 | Y | Y | Y | Y
M3NHFScheduleOfRatesCode | Estate Services/Tree:Crown Lift Statutory Height Ne 15M | Estate Services - Tree:Crown Lift Statutory Height Ne 15M, unit of measure NO | Estate Services-TW011205 | Y | Y | Y | Y
M3NHFScheduleOfRatesCode | Estate Services/Tree:Crown Lift Statutory Ht Clear Ne 5M | Estate Services - Tree:Crown Lift Statutory Ht Clear Ne 5M, unit of measure NO | Estate Services-TW011301 | Y | Y | Y | Y
M3NHFScheduleOfRatesCode | Estate Services/Tree:Crown Lift Statutory Ht Clear Ne 10M | Estate Services - Tree:Crown Lift Statutory Ht Clear Ne 10M, unit of measure NO | Estate Services-TW011303 | Y | Y | Y | Y
M3NHFScheduleOfRatesCode | Estate Services/Tree:Crown Lift Statutory Ht Clear Ne 15M | Estate Services - Tree:Crown Lift Statutory Ht Clear Ne 15M, unit of measure NO | Estate Services-TW011305 | Y | Y | Y | Y
M3NHFScheduleOfRatesCode | Estate Services/Tree:Crown Lift 2M Ne 10M | Estate Services - Tree:Crown Lift 2M Ne 10M, unit of measure NO | Estate Services-TW011401 | Y | Y | Y | Y
M3NHFScheduleOfRatesCode | Estate Services/Tree:Crown Lift 3M Ne 5M | Estate Services - Tree:Crown Lift 3M Ne 5M, unit of measure NO | Estate Services-TW011403 | Y | Y | Y | Y
M3NHFScheduleOfRatesCode | Estate Services/Tree:Crown Lift 3M Ne 10M | Estate Services - Tree:Crown Lift 3M Ne 10M, unit of measure NO | Estate Services-TW011405 | Y | Y | Y | Y
M3NHFScheduleOfRatesCode | Estate Services/Tree:Crown Lift 3M Ne 15M | Estate Services - Tree:Crown Lift 3M Ne 15M, unit of measure NO | Estate Services-TW011407 | Y | Y | Y | Y
M3NHFScheduleOfRatesCode | Estate Services/Tree:Crown Lift 3M Clear Ne 10M | Estate Services - Tree:Crown Lift 3M Clear Ne 10M, unit of measure NO | Estate Services-TW011501 | Y | Y | Y | Y
M3NHFScheduleOfRatesCode | Estate Services/Tree:Crown Lift 3M Clear Ne 15M | Estate Services - Tree:Crown Lift 3M Clear Ne 15M, unit of measure NO | Estate Services-TW011503 | Y | Y | Y | Y
M3NHFScheduleOfRatesCode | Estate Services/Tree:Crown Lift 3M Clear Ne 20M | Estate Services - Tree:Crown Lift 3M Clear Ne 20M, unit of measure NO | Estate Services-TW011505 | Y | Y | Y | Y
M3NHFScheduleOfRatesCode | Estate Services/Tree:Crown Lift 4M Ne 10M | Estate Services - Tree:Crown Lift 4M Ne 10M, unit of measure NO | Estate Services-TW011601 | Y | Y | Y | Y
M3NHFScheduleOfRatesCode | Estate Services/Tree:Crown Lift 4M Reshape Ne 15M | Estate Services - Tree:Crown Lift 4M Reshape Ne 15M, unit of measure NO | Estate Services-TW011603 | Y | Y | Y | Y
M3NHFScheduleOfRatesCode | Estate Services/Tree:Crown Lift Pollard Ne 10M | Estate Services - Tree:Crown Lift Pollard Ne 10M, unit of measure NO | Estate Services-TW011801 | Y | Y | Y | Y
M3NHFScheduleOfRatesCode | Estate Services/Tree:Crown Lift 20% Reduction Height Ne 10M | Estate Services - Tree:Crown Lift 20% Reduction Height Ne 10M, unit of measure NO | Estate Services-TW011901 | Y | Y | Y | Y
M3NHFScheduleOfRatesCode | Estate Services/Tree:Crown Lift 15% Thin Height Ne 10M | Estate Services - Tree:Crown Lift 15% Thin Height Ne 10M, unit of measure NO | Estate Services-TW012001 | Y | Y | Y | Y
M3NHFScheduleOfRatesCode | Estate Services/Tree:Crown Lift Stat Height 15% Thin Ne 10M | Estate Services - Tree:Crown Lift Stat Height 15% Thin Ne 10M, unit of measure NO | Estate Services-TW012101 | Y | Y | Y | Y
M3NHFScheduleOfRatesCode | Estate Services/Tree:Crown 20% Reduction Height Ne 10M | Estate Services - Tree:Crown 20% Reduction Height Ne 10M, unit of measure NO | Estate Services-TW012201 | Y | Y | Y | Y
M3NHFScheduleOfRatesCode | Estate Services/Tree:Crown 20% Reduction Reshape Height Ne 10M | Estate Services - Tree:Crown 20% Reduction Reshape Height Ne 10M, unit of measure NO | Estate Services-TW012301 | Y | Y | Y | Y
M3NHFScheduleOfRatesCode | Estate Services/Tree:Crown 20% Reduction Reshape Ht Ne 15M | Estate Services - Tree:Crown 20% Reduction Reshape Ht Ne 15M, unit of measure NO | Estate Services-TW012401 | Y | Y | Y | Y
M3NHFScheduleOfRatesCode | Estate Services/Tree:Crown 30% Reduction Height Ne 10M | Estate Services - Tree:Crown 30% Reduction Height Ne 10M, unit of measure NO | Estate Services-TW012501 | Y | Y | Y | Y
M3NHFScheduleOfRatesCode | Estate Services/Tree:Crown 30% Reduction Ht Ne 15M | Estate Services - Tree:Crown 30% Reduction Ht Ne 15M, unit of measure NO | Estate Services-TW012503 | Y | Y | Y | Y
M3NHFScheduleOfRatesCode | Estate Services/Tree:Crown 30% Reduction Ht Ne 20M | Estate Services - Tree:Crown 30% Reduction Ht Ne 20M, unit of measure NO | Estate Services-TW012505 | Y | Y | Y | Y
M3NHFScheduleOfRatesCode | Estate Services/Tree:Crown 30% Reduction Ht Ne 25M | Estate Services - Tree:Crown 30% Reduction Ht Ne 25M, unit of measure NO | Estate Services-TW012507 | Y | Y | Y | Y
M3NHFScheduleOfRatesCode | Estate Services/Tree:Crown 40% Reduction Height Ne 10M | Estate Services - Tree:Crown 40% Reduction Height Ne 10M, unit of measure NO | Estate Services-TW012601 | Y | Y | Y | Y
M3NHFScheduleOfRatesCode | Estate Services/Tree:Crown 40% Reduction Ht Ne 15M | Estate Services - Tree:Crown 40% Reduction Ht Ne 15M, unit of measure NO | Estate Services-TW012603 | Y | Y | Y | Y
M3NHFScheduleOfRatesCode | Estate Services/Tree:Crown 40% Reduction Ht Ne 20M | Estate Services - Tree:Crown 40% Reduction Ht Ne 20M, unit of measure NO | Estate Services-TW012605 | Y | Y | Y | Y
M3NHFScheduleOfRatesCode | Estate Services/Tree:Crown 40% Reduction Ht Ne 25M | Estate Services - Tree:Crown 40% Reduction Ht Ne 25M, unit of measure NO | Estate Services-TW012607 | Y | Y | Y | Y
M3NHFScheduleOfRatesCode | Estate Services/Tree:Crown Reshape Ne 10M | Estate Services - Tree:Crown Reshape Ne 10M, unit of measure NO | Estate Services-TW012701 | Y | Y | Y | Y
M3NHFScheduleOfRatesCode | Estate Services/Tree:Face Crown Ne 10M | Estate Services - Tree:Face Crown Ne 10M, unit of measure NO | Estate Services-TW012801 | Y | Y | Y | Y
M3NHFScheduleOfRatesCode | Estate Services/Tree:Crown Thin 20% Ne 15M | Estate Services - Tree:Crown Thin 20% Ne 15M, unit of measure NO | Estate Services-TW012901 | Y | Y | Y | Y
M3NHFScheduleOfRatesCode | Estate Services/Tree:Pollard Ne 10M | Estate Services - Tree:Pollard Ne 10M, unit of measure NO | Estate Services-TW013001 | Y | Y | Y | Y
M3NHFScheduleOfRatesCode | Estate Services/Tree:Pollard Ne 15M | Estate Services - Tree:Pollard Ne 15M, unit of measure NO | Estate Services-TW013003 | Y | Y | Y | Y
M3NHFScheduleOfRatesCode | Estate Services/Tree:Pollard Ne 20M | Estate Services - Tree:Pollard Ne 20M, unit of measure NO | Estate Services-TW013005 | Y | Y | Y | Y
M3NHFScheduleOfRatesCode | Estate Services/Tree:Pollard Ne 25M | Estate Services - Tree:Pollard Ne 25M, unit of measure NO | Estate Services-TW013007 | Y | Y | Y | Y
M3NHFScheduleOfRatesCode | Estate Services/Tree:Coppice Ne 5M | Estate Services - Tree:Coppice Ne 5M, unit of measure NO | Estate Services-TW013101 | Y | Y | Y | Y
M3NHFScheduleOfRatesCode | Estate Services/Tree:Reduce Heavy Low Branches By 20% | Estate Services - Tree:Reduce Heavy Low Branches By 20%, unit of measure NO | Estate Services-TW013201 | Y | Y | Y | Y
M3NHFScheduleOfRatesCode | Estate Services/Tree:Remove Broken Branches Ne 10M | Estate Services - Tree:Remove Broken Branches Ne 10M, unit of measure NO | Estate Services-TW013301 | Y | Y | Y | Y
M3NHFScheduleOfRatesCode | Estate Services/Tree:Remove Dangerous Limbs Ne 10M | Estate Services - Tree:Remove Dangerous Limbs Ne 10M, unit of measure NO | Estate Services-TW013401 | Y | Y | Y | Y
M3NHFScheduleOfRatesCode | Estate Services/Tree:Remove Dangerous Limbs Ne 15M | Estate Services - Tree:Remove Dangerous Limbs Ne 15M, unit of measure NO | Estate Services-TW013403 | Y | Y | Y | Y
M3NHFScheduleOfRatesCode | Estate Services/Tree:Remove Dangerous Limbs Ne 20M | Estate Services - Tree:Remove Dangerous Limbs Ne 20M, unit of measure NO | Estate Services-TW013501 | Y | Y | Y | Y
M3NHFScheduleOfRatesCode | Estate Services/Tree:Remove Deadwood Ne 15M | Estate Services - Tree:Remove Deadwood Ne 15M, unit of measure NO | Estate Services-TW013601 | Y | Y | Y | Y
M3NHFScheduleOfRatesCode | Estate Services/Tree:Trim Side Ne 5M | Estate Services - Tree:Trim Side Ne 5M, unit of measure NO | Estate Services-TW013701 | Y | Y | Y | Y
M3NHFScheduleOfRatesCode | Estate Services/Tree:Trim Side Ne 15M | Estate Services - Tree:Trim Side Ne 15M, unit of measure NO | Estate Services-TW013703 | Y | Y | Y | Y
M3NHFScheduleOfRatesCode | Estate Services/Tree:Remove Fallen Tree Ne 15M | Estate Services - Tree:Remove Fallen Tree Ne 15M, unit of measure NO | Estate Services-TW013801 | Y | Y | Y | Y
M3NHFScheduleOfRatesCode | Estate Services/Tree:Stump Treatment Ne 1.5M Girth | Estate Services - Tree:Stump Treatment Ne 1.5M Girth, unit of measure NO | Estate Services-TW013901 | Y | Y | Y | Y
M3NHFScheduleOfRatesCode | Estate Services/Tree:Fell Ne 5M High, Ne 150Mm Girth | Estate Services - Tree:Fell Ne 5M High, Ne 150Mm Girth, unit of measure NO | Estate Services-TW020101 | Y | Y | Y | Y
M3NHFScheduleOfRatesCode | Estate Services/Tree:Fell Ne 5M High, Ne 300Mm Girth | Estate Services - Tree:Fell Ne 5M High, Ne 300Mm Girth, unit of measure NO | Estate Services-TW020103 | Y | Y | Y | Y
M3NHFScheduleOfRatesCode | Estate Services/Tree:Fell Ne 5M High, Ne 450Mm Girth | Estate Services - Tree:Fell Ne 5M High, Ne 450Mm Girth, unit of measure NO | Estate Services-TW020105 | Y | Y | Y | Y
M3NHFScheduleOfRatesCode | Estate Services/Tree:Fell Ne 10M High, Ne 150Mm Girth | Estate Services - Tree:Fell Ne 10M High, Ne 150Mm Girth, unit of measure NO | Estate Services-TW020201 | Y | Y | Y | Y
M3NHFScheduleOfRatesCode | Estate Services/Tree:Fell Ne 10M High, Ne 300Mm Girth | Estate Services - Tree:Fell Ne 10M High, Ne 300Mm Girth, unit of measure NO | Estate Services-TW020203 | Y | Y | Y | Y
M3NHFScheduleOfRatesCode | Estate Services/Tree:Fell Ne 10M High, Ne 450Mm Girth | Estate Services - Tree:Fell Ne 10M High, Ne 450Mm Girth, unit of measure NO | Estate Services-TW020205 | Y | Y | Y | Y
M3NHFScheduleOfRatesCode | Estate Services/Tree:Fell Ne 10M High, Ne 600Mm Girth | Estate Services - Tree:Fell Ne 10M High, Ne 600Mm Girth, unit of measure NO | Estate Services-TW020207 | Y | Y | Y | Y
M3NHFScheduleOfRatesCode | Estate Services/Tree:Fell Ne 10M High, Ne 750Mm Girth | Estate Services - Tree:Fell Ne 10M High, Ne 750Mm Girth, unit of measure NO | Estate Services-TW020209 | Y | Y | Y | Y
M3NHFScheduleOfRatesCode | Estate Services/Tree:Fell Ne 15M High, Ne 300Mm Girth | Estate Services - Tree:Fell Ne 15M High, Ne 300Mm Girth, unit of measure NO | Estate Services-TW020301 | Y | Y | Y | Y
M3NHFScheduleOfRatesCode | Estate Services/Tree:Fell Ne 15M High, Ne 450Mm Girth | Estate Services - Tree:Fell Ne 15M High, Ne 450Mm Girth, unit of measure NO | Estate Services-TW020303 | Y | Y | Y | Y
M3NHFScheduleOfRatesCode | Estate Services/Tree:Fell Ne 15M High, Ne 600Mm Girth | Estate Services - Tree:Fell Ne 15M High, Ne 600Mm Girth, unit of measure NO | Estate Services-TW020305 | Y | Y | Y | Y
M3NHFScheduleOfRatesCode | Estate Services/Tree:Fell Ne 15M High, Ne 750Mm Girth | Estate Services - Tree:Fell Ne 15M High, Ne 750Mm Girth, unit of measure NO | Estate Services-TW020307 | Y | Y | Y | Y
M3NHFScheduleOfRatesCode | Estate Services/Tree:Fell Ne 20M High, Ne 450Mm Girth | Estate Services - Tree:Fell Ne 20M High, Ne 450Mm Girth, unit of measure NO | Estate Services-TW020401 | Y | Y | Y | Y
M3NHFScheduleOfRatesCode | Estate Services/Tree:Fell Ne 20M High, Ne 600Mm Girth | Estate Services - Tree:Fell Ne 20M High, Ne 600Mm Girth, unit of measure NO | Estate Services-TW020403 | Y | Y | Y | Y
M3NHFScheduleOfRatesCode | Estate Services/Tree:Fell Ne 20M High, Ne 750Mm Girth | Estate Services - Tree:Fell Ne 20M High, Ne 750Mm Girth, unit of measure NO | Estate Services-TW020405 | Y | Y | Y | Y
M3NHFScheduleOfRatesCode | Fire Alarms/Emergency Lighting:Fit Non Maintain 3 Hr Unit Ip65 | Fire Alarms - Emergency Lighting:Fit Non Maintain 3 Hr Unit Ip65, unit of measure NO | Fire Alarms-EL010001 | Y | Y | Y | Y
M3NHFScheduleOfRatesCode | Fire Alarms/Emergency Lighting:Fit Maintained 3 Hr Unit Ip65 | Fire Alarms - Emergency Lighting:Fit Maintained 3 Hr Unit Ip65, unit of measure NO | Fire Alarms-EL010003 | Y | Y | Y | Y
M3NHFScheduleOfRatesCode | Fire Alarms/Emergency Lighting:Fit Self Contain 3 Hr Exit Sign | Fire Alarms - Emergency Lighting:Fit Self Contain 3 Hr Exit Sign, unit of measure NO | Fire Alarms-EL010005 | Y | Y | Y | Y
M3NHFScheduleOfRatesCode | Fire Alarms/Emergency Lighting:Fit Maintained 3 Hr Exit Sign | Fire Alarms - Emergency Lighting:Fit Maintained 3 Hr Exit Sign, unit of measure NO | Fire Alarms-EL010007 | Y | Y | Y | Y
M3NHFScheduleOfRatesCode | Fire Alarms/Emergency Lighting:Fit Remote Alarm Unit | Fire Alarms - Emergency Lighting:Fit Remote Alarm Unit, unit of measure NO | Fire Alarms-EL010009 | Y | Y | Y | Y
M3NHFScheduleOfRatesCode | Fire Alarms/Emergency Lighting:Ac/Dc Slave Luminaire 8W Ftg | Fire Alarms - Emergency Lighting:Ac/Dc Slave Luminaire 8W Ftg, unit of measure NO | Fire Alarms-EL010011 | Y | Y | Y | Y
M3NHFScheduleOfRatesCode | Fire Alarms/Emergency Lighting:Fit 4 Gang Test Facility | Fire Alarms - Emergency Lighting:Fit 4 Gang Test Facility, unit of measure NO | Fire Alarms-EL010013 | Y | Y | Y | Y
M3NHFScheduleOfRatesCode | Fire Alarms/Emergency Lighting:Fit 1 Gang Test Facility | Fire Alarms - Emergency Lighting:Fit 1 Gang Test Facility, unit of measure NO | Fire Alarms-EL010014 | Y
M3NHFScheduleOfRatesCode | Fire Alarms/Emergency Lighting:Renew Any Lamps/Tubes | Fire Alarms - Emergency Lighting:Renew Any Lamps/Tubes, unit of measure NO | Fire Alarms-EL010015 | Y | Y | Y | Y
M3NHFScheduleOfRatesCode | Fire Alarms/Emergency Lighting:Renew Any Led On Sc Luminaires | Fire Alarms - Emergency Lighting:Renew Any Led On Sc Luminaires, unit of measure NO | Fire Alarms-EL010017 | Y | Y | Y | Y
M3NHFScheduleOfRatesCode | Fire Alarms/Emergency Lighting:Check Escape Route Light Levels | Fire Alarms - Emergency Lighting:Check Escape Route Light Levels, unit of measure NO | Fire Alarms-EL010019 | Y | Y | Y | Y
M3NHFScheduleOfRatesCode | Fire Alarms/Emergency Lighting:Trace Fault In Central Battery | Fire Alarms - Emergency Lighting:Trace Fault In Central Battery, unit of measure NO | Fire Alarms-EL010021 | Y | Y | Y | Y
M3NHFScheduleOfRatesCode | Fire Alarms/Emergency Lighting:Trace Fault On Sc Luminaire | Fire Alarms - Emergency Lighting:Trace Fault On Sc Luminaire, unit of measure NO | Fire Alarms-EL010023 | Y | Y | Y | Y
M3NHFScheduleOfRatesCode | Fire Alarms/Emergency Lighting:Check Hrc Fuse In Dist Board | Fire Alarms - Emergency Lighting:Check Hrc Fuse In Dist Board, unit of measure NO | Fire Alarms-EL010025 | Y | Y | Y | Y
M3NHFScheduleOfRatesCode | Fire Alarms/Emergency Lighting:Replace Hrc Fuse | Fire Alarms - Emergency Lighting:Replace Hrc Fuse, unit of measure NO | Fire Alarms-EL010027 | Y | Y | Y | Y
M3NHFScheduleOfRatesCode | Fire Alarms/Emergency Light:Renew Battery Back Up | Fire Alarms - Emergency Light:Renew Battery Back Up, unit of measure IT | Fire Alarms-EL010029 | Y | Y | Y | Y
M3NHFScheduleOfRatesCode | Fire Alarms/Emergency Lighting:Replace Central Battery | Fire Alarms - Emergency Lighting:Replace Central Battery, unit of measure NO | Fire Alarms-EL010031 | Y | Y | Y | Y
M3NHFScheduleOfRatesCode | Fire Alarms/Emergency Lighting:Response Call-Out - 1 Hour | Fire Alarms - Emergency Lighting:Response Call-Out - 1 Hour, unit of measure IT | Fire Alarms-EL010033 | Y | Y | Y | Y
M3NHFScheduleOfRatesCode | Fire Alarms/Emergency Lighting:Response Call-Out - 2 Hour | Fire Alarms - Emergency Lighting:Response Call-Out - 2 Hour, unit of measure IT | Fire Alarms-EL010035 | Y | Y | Y
M3NHFScheduleOfRatesCode | Fire Alarms/Emergency Lighting:Response Call-Out - 3 Hour | Fire Alarms - Emergency Lighting:Response Call-Out - 3 Hour, unit of measure IT | Fire Alarms-EL010037 | Y | Y | Y
M3NHFScheduleOfRatesCode | Fire Alarms/Emergency Lighting:Response Call-Out - 4 Hour | Fire Alarms - Emergency Lighting:Response Call-Out - 4 Hour, unit of measure IT | Fire Alarms-EL010039 | Y | Y | Y
M3NHFScheduleOfRatesCode | Fire Alarms/Testing:Monthly Test Sc Ne25 Emergency Unit | Fire Alarms - Testing:Monthly Test Sc Ne25 Emergency Unit, unit of measure IT | Fire Alarms-EL010101 | Y | Y | Y | Y
M3NHFScheduleOfRatesCode | Fire Alarms/Testing:Monthly Test Sc Ne50 Emergency Unit | Fire Alarms - Testing:Monthly Test Sc Ne50 Emergency Unit, unit of measure IT | Fire Alarms-EL010103 | Y | Y | Y | Y
M3NHFScheduleOfRatesCode | Fire Alarms/Testing:Monthly Test Sc Ne100 Emergency Unit | Fire Alarms - Testing:Monthly Test Sc Ne100 Emergency Unit, unit of measure IT | Fire Alarms-EL010105 | Y | Y | Y | Y
M3NHFScheduleOfRatesCode | Fire Alarms/Testing:Monthly Test Sc Ne2 1Hr Emergency Unit | Fire Alarms - Testing:Monthly Test Sc Ne2 1Hr Emergency Unit, unit of measure IT | Fire Alarms-EL010107 | Y | Y | Y
M3NHFScheduleOfRatesCode | Fire Alarms/Testing:Monthly Test Sc Ne5 1 Hr Emergency Unit | Fire Alarms - Testing:Monthly Test Sc Ne5 1 Hr Emergency Unit, unit of measure IT | Fire Alarms-EL010109 | Y | Y | Y
M3NHFScheduleOfRatesCode | Fire Alarms/Testing:Monthly Test Sc Ne10 Emergency Unit | Fire Alarms - Testing:Monthly Test Sc Ne10 Emergency Unit, unit of measure IT | Fire Alarms-EL010111 | Y | Y | Y
M3NHFScheduleOfRatesCode | Fire Alarms/Testing:Monthly Test Sc Ne15 Emergency Unit | Fire Alarms - Testing:Monthly Test Sc Ne15 Emergency Unit, unit of measure IT | Fire Alarms-EL010113 | Y | Y | Y
M3NHFScheduleOfRatesCode | Fire Alarms/Testing:Monthly Test Sc Ne20 Emergency Unit | Fire Alarms - Testing:Monthly Test Sc Ne20 Emergency Unit, unit of measure IT | Fire Alarms-EL010115 | Y | Y | Y
M3NHFScheduleOfRatesCode | Fire Alarms/Testing:Monthly Test Sc Ne2 3Hr Emergency Unit | Fire Alarms - Testing:Monthly Test Sc Ne2 3Hr Emergency Unit, unit of measure IT | Fire Alarms-EL010117 | Y | Y | Y
M3NHFScheduleOfRatesCode | Fire Alarms/Testing:Monthly Test Sc Ne5 3Hr Emergency Unit | Fire Alarms - Testing:Monthly Test Sc Ne5 3Hr Emergency Unit, unit of measure IT | Fire Alarms-EL010119 | Y | Y | Y
M3NHFScheduleOfRatesCode | Fire Alarms/Testing:Six Monthly Test Sc Ne25 Emergency Unit | Fire Alarms - Testing:Six Monthly Test Sc Ne25 Emergency Unit, unit of measure IT | Fire Alarms-EL010201 | Y | Y | Y | Y
M3NHFScheduleOfRatesCode | Fire Alarms/Testing:Six Monthly Test Sc Ne50 Emergency Unit | Fire Alarms - Testing:Six Monthly Test Sc Ne50 Emergency Unit, unit of measure IT | Fire Alarms-EL010203 | Y | Y | Y | Y
M3NHFScheduleOfRatesCode | Fire Alarms/Testing:Six Monthly Test Sc Ne100 Emergency Unit | Fire Alarms - Testing:Six Monthly Test Sc Ne100 Emergency Unit, unit of measure IT | Fire Alarms-EL010205 | Y | Y | Y | Y
M3NHFScheduleOfRatesCode | Fire Alarms/Testing:Six Monthly Test Sc Ne2 1Hr Emergency Unit | Fire Alarms - Testing:Six Monthly Test Sc Ne2 1Hr Emergency Unit, unit of measure IT | Fire Alarms-EL010207 | Y | Y | Y
M3NHFScheduleOfRatesCode | Fire Alarms/Testing:Six Monthly Test Sc Ne5 1Hr Emergency Unit | Fire Alarms - Testing:Six Monthly Test Sc Ne5 1Hr Emergency Unit, unit of measure IT | Fire Alarms-EL010209 | Y | Y | Y
M3NHFScheduleOfRatesCode | Fire Alarms/Testing:Six Monthly Test Sc Ne10 Emergency Unit | Fire Alarms - Testing:Six Monthly Test Sc Ne10 Emergency Unit, unit of measure IT | Fire Alarms-EL010211 | Y | Y | Y
M3NHFScheduleOfRatesCode | Fire Alarms/Testing:Six Monthly Test Sc Ne15 Emergency Unit | Fire Alarms - Testing:Six Monthly Test Sc Ne15 Emergency Unit, unit of measure IT | Fire Alarms-EL010213 | Y | Y | Y
M3NHFScheduleOfRatesCode | Fire Alarms/Testing:Six Monthly Test Sc Ne20 Emergency Unit | Fire Alarms - Testing:Six Monthly Test Sc Ne20 Emergency Unit, unit of measure IT | Fire Alarms-EL010215 | Y | Y | Y
M3NHFScheduleOfRatesCode | Fire Alarms/Testing:Six Monthly Test Sc Ne2 3Hr Emergency Unit | Fire Alarms - Testing:Six Monthly Test Sc Ne2 3Hr Emergency Unit, unit of measure IT | Fire Alarms-EL010217 | Y | Y | Y
M3NHFScheduleOfRatesCode | Fire Alarms/Testing:Six Monthly Test Sc Ne5 3Hr Emergency Unit | Fire Alarms - Testing:Six Monthly Test Sc Ne5 3Hr Emergency Unit, unit of measure IT | Fire Alarms-EL010219 | Y | Y | Y
M3NHFScheduleOfRatesCode | Fire Alarms/Testing:Annual Test Sc Ne25 Emergency Unit | Fire Alarms - Testing:Annual Test Sc Ne25 Emergency Unit, unit of measure IT | Fire Alarms-EL010301 | Y | Y | Y | Y
M3NHFScheduleOfRatesCode | Fire Alarms/Testing:Annual Test Sc Ne50 Emergency Unit | Fire Alarms - Testing:Annual Test Sc Ne50 Emergency Unit, unit of measure IT | Fire Alarms-EL010303 | Y | Y | Y | Y
M3NHFScheduleOfRatesCode | Fire Alarms/Testing:Annual Test Sc Ne100 Emergency Unit | Fire Alarms - Testing:Annual Test Sc Ne100 Emergency Unit, unit of measure IT | Fire Alarms-EL010305 | Y | Y | Y | Y
M3NHFScheduleOfRatesCode | Fire Alarms/Testing:Annual Test Sc Ne2 1Hr Emergency Unit | Fire Alarms - Testing:Annual Test Sc Ne2 1Hr Emergency Unit, unit of measure IT | Fire Alarms-EL010307 | Y | Y | Y
M3NHFScheduleOfRatesCode | Fire Alarms/Testing:Annual Test Sc Ne5 1Hr Emergency Unit | Fire Alarms - Testing:Annual Test Sc Ne5 1Hr Emergency Unit, unit of measure IT | Fire Alarms-EL010309 | Y | Y | Y
M3NHFScheduleOfRatesCode | Fire Alarms/Testing:Annual Test Sc Ne10 Emergency Unit | Fire Alarms - Testing:Annual Test Sc Ne10 Emergency Unit, unit of measure IT | Fire Alarms-EL010311 | Y | Y | Y
M3NHFScheduleOfRatesCode | Fire Alarms/Testing:Annual Test Sc Ne15 Emergency Unit | Fire Alarms - Testing:Annual Test Sc Ne15 Emergency Unit, unit of measure IT | Fire Alarms-EL010313 | Y | Y | Y
M3NHFScheduleOfRatesCode | Fire Alarms/Testing:Annual Test Sc Ne20 Emergency Unit | Fire Alarms - Testing:Annual Test Sc Ne20 Emergency Unit, unit of measure IT | Fire Alarms-EL010315 | Y | Y | Y
M3NHFScheduleOfRatesCode | Fire Alarms/Testing:Annual Test Sc Ne2 3Hr Emergency Unit | Fire Alarms - Testing:Annual Test Sc Ne2 3Hr Emergency Unit, unit of measure IT | Fire Alarms-EL010317 | Y | Y | Y
M3NHFScheduleOfRatesCode | Fire Alarms/Testing:Annual Test Sc Ne5 3Hr Emergency Unit | Fire Alarms - Testing:Annual Test Sc Ne5 3Hr Emergency Unit, unit of measure IT | Fire Alarms-EL010319 | Y | Y | Y
M3NHFScheduleOfRatesCode | Fire Alarms/Testing:3 Year Test Sc Ne25 Emergency Unit | Fire Alarms - Testing:3 Year Test Sc Ne25 Emergency Unit, unit of measure IT | Fire Alarms-EL010401 | Y | Y | Y | Y
M3NHFScheduleOfRatesCode | Fire Alarms/Testing:3 Year Test Sc Ne50 Emergency Unit | Fire Alarms - Testing:3 Year Test Sc Ne50 Emergency Unit, unit of measure IT | Fire Alarms-EL010403 | Y | Y | Y | Y
M3NHFScheduleOfRatesCode | Fire Alarms/Testing:3 Year Test Sc Ne100 Emergency Unit | Fire Alarms - Testing:3 Year Test Sc Ne100 Emergency Unit, unit of measure IT | Fire Alarms-EL010405 | Y | Y | Y | Y
M3NHFScheduleOfRatesCode | Fire Alarms/Testing:3 Year Test Sc Ne2 1Hr Emergency Unit | Fire Alarms - Testing:3 Year Test Sc Ne2 1Hr Emergency Unit, unit of measure IT | Fire Alarms-EL010407 | Y | Y | Y
M3NHFScheduleOfRatesCode | Fire Alarms/Testing:3 Year Test Sc Ne5 1Hr Emergency Unit | Fire Alarms - Testing:3 Year Test Sc Ne5 1Hr Emergency Unit, unit of measure IT | Fire Alarms-EL010409 | Y | Y | Y
M3NHFScheduleOfRatesCode | Fire Alarms/Testing:3 Year Test Sc Ne10 Emergency Unit | Fire Alarms - Testing:3 Year Test Sc Ne10 Emergency Unit, unit of measure IT | Fire Alarms-EL010411 | Y | Y | Y
M3NHFScheduleOfRatesCode | Fire Alarms/Testing:3 Year Test Sc Ne15 Emergency Unit | Fire Alarms - Testing:3 Year Test Sc Ne15 Emergency Unit, unit of measure IT | Fire Alarms-EL010413 | Y | Y | Y
M3NHFScheduleOfRatesCode | Fire Alarms/Testing:3 Year Test Sc Ne20 Emergency Unit | Fire Alarms - Testing:3 Year Test Sc Ne20 Emergency Unit, unit of measure IT | Fire Alarms-EL010415 | Y | Y | Y
M3NHFScheduleOfRatesCode | Fire Alarms/Testing:3 Year Test Sc Ne2 3Hr Emergency Unit | Fire Alarms - Testing:3 Year Test Sc Ne2 3Hr Emergency Unit, unit of measure IT | Fire Alarms-EL010417 | Y | Y | Y
M3NHFScheduleOfRatesCode | Fire Alarms/Testing:3 Year Test Sc Ne5 3Hr Emergency Unit | Fire Alarms - Testing:3 Year Test Sc Ne5 3Hr Emergency Unit, unit of measure IT | Fire Alarms-EL010419 | Y | Y | Y
M3NHFScheduleOfRatesCode | Fire Alarms/Emergency Lights:Renew/Install 2D Fluorescent Ftg | Fire Alarms - Emergency Lights:Renew/Install 2D Fluorescent Ftg, unit of measure IT | Fire Alarms-EL010501 | Y | Y | Y | Y
M3NHFScheduleOfRatesCode | Fire Alarms/Emergency Lights:Renew/Install Fluorescent 4Ft Ftg | Fire Alarms - Emergency Lights:Renew/Install Fluorescent 4Ft Ftg, unit of measure IT | Fire Alarms-EL010503 | Y | Y | Y | Y
M3NHFScheduleOfRatesCode | Fire Alarms/Emergency Lights:Renew/Install Fluorescent 5Ft Ftg | Fire Alarms - Emergency Lights:Renew/Install Fluorescent 5Ft Ftg, unit of measure IT | Fire Alarms-EL010505 | Y | Y | Y | Y
M3NHFScheduleOfRatesCode | Fire Alarms/Emergency Lights:Renew/Install Fluorescent 6Ft Ftg | Fire Alarms - Emergency Lights:Renew/Install Fluorescent 6Ft Ftg, unit of measure IT | Fire Alarms-EL010507 | Y | Y | Y | Y
M3NHFScheduleOfRatesCode | Fire Alarms/Emergency Lights:Renew/Install Fluor 4Ft Sust Ftg | Fire Alarms - Emergency Lights:Renew/Install Fluor 4Ft Sust Ftg, unit of measure IT | Fire Alarms-EL010509 | Y | Y | Y | Y
M3NHFScheduleOfRatesCode | Fire Alarms/Emergency Lights:Renew/Install Fluor 5Ft Sust Ftg | Fire Alarms - Emergency Lights:Renew/Install Fluor 5Ft Sust Ftg, unit of measure IT | Fire Alarms-EL010511 | Y | Y | Y | Y
M3NHFScheduleOfRatesCode | Fire Alarms/Emergency Lights:Renew/Install Fluor 6Ft Sust Ftg | Fire Alarms - Emergency Lights:Renew/Install Fluor 6Ft Sust Ftg, unit of measure IT | Fire Alarms-EL010513 | Y | Y | Y | Y
M3NHFScheduleOfRatesCode | Fire Alarms/Testing:Quarterly Test Sc Ne25 Emergency Unit | Fire Alarms - Testing:Quarterly Test Sc Ne25 Emergency Unit, unit of measure IT | Fire Alarms-EL010601 | Y | Y | Y | Y
M3NHFScheduleOfRatesCode | Fire Alarms/Testing:Quarterly Test Sc Ne50 Emergency Unit | Fire Alarms - Testing:Quarterly Test Sc Ne50 Emergency Unit, unit of measure IT | Fire Alarms-EL010603 | Y | Y | Y | Y
M3NHFScheduleOfRatesCode | Fire Alarms/Testing:Quarterly Test Sc Ne100 Emergency Unit | Fire Alarms - Testing:Quarterly Test Sc Ne100 Emergency Unit, unit of measure IT | Fire Alarms-EL010605 | Y | Y | Y | Y
M3NHFScheduleOfRatesCode | Fire Alarms/Testing:Quarterly Test Sc Ne2 1Hr Emergency Unit | Fire Alarms - Testing:Quarterly Test Sc Ne2 1Hr Emergency Unit, unit of measure IT | Fire Alarms-EL010607 | Y | Y | Y
M3NHFScheduleOfRatesCode | Fire Alarms/Testing:Quarterly Test Sc Ne5 1Hr Emergency Unit | Fire Alarms - Testing:Quarterly Test Sc Ne5 1Hr Emergency Unit, unit of measure IT | Fire Alarms-EL010609 | Y | Y | Y
M3NHFScheduleOfRatesCode | Fire Alarms/Testing:Quarterly Test Sc Ne10 Emergency Unit | Fire Alarms - Testing:Quarterly Test Sc Ne10 Emergency Unit, unit of measure IT | Fire Alarms-EL010611 | Y | Y | Y
M3NHFScheduleOfRatesCode | Fire Alarms/Testing:Quarterly Test Sc Ne15 Emergency Unit | Fire Alarms - Testing:Quarterly Test Sc Ne15 Emergency Unit, unit of measure IT | Fire Alarms-EL010613 | Y | Y | Y
M3NHFScheduleOfRatesCode | Fire Alarms/Testing:Quarterly Test Sc Ne20 Emergency Unit | Fire Alarms - Testing:Quarterly Test Sc Ne20 Emergency Unit, unit of measure IT | Fire Alarms-EL010615 | Y | Y | Y
M3NHFScheduleOfRatesCode | Fire Alarms/Testing:Quarterly Test Sc Ne2 3Hr Emergency Unit | Fire Alarms - Testing:Quarterly Test Sc Ne2 3Hr Emergency Unit, unit of measure IT | Fire Alarms-EL010617 | Y | Y | Y
M3NHFScheduleOfRatesCode | Fire Alarms/Testing:Quarterly Test Sc Ne5 3Hr Emergency Unit | Fire Alarms - Testing:Quarterly Test Sc Ne5 3Hr Emergency Unit, unit of measure IT | Fire Alarms-EL010619 | Y | Y | Y
M3NHFScheduleOfRatesCode | Fire Alarms/Testing:Monthly Test Central Ne25 Emergency Unit | Fire Alarms - Testing:Monthly Test Central Ne25 Emergency Unit, unit of measure IT | Fire Alarms-EL020101 | Y | Y | Y | Y
M3NHFScheduleOfRatesCode | Fire Alarms/Testing:Monthly Test Central Ne50 Emergency Unit | Fire Alarms - Testing:Monthly Test Central Ne50 Emergency Unit, unit of measure IT | Fire Alarms-EL020103 | Y | Y | Y | Y
M3NHFScheduleOfRatesCode | Fire Alarms/Testing:Monthly Test Central Ne100 Emergency Unit | Fire Alarms - Testing:Monthly Test Central Ne100 Emergency Unit, unit of measure IT | Fire Alarms-EL020105 | Y | Y | Y | Y
M3NHFScheduleOfRatesCode | Fire Alarms/Testing:Monthly Test Central Ne2 1Hr Emerg Unit | Fire Alarms - Testing:Monthly Test Central Ne2 1Hr Emerg Unit, unit of measure IT | Fire Alarms-EL020107 | Y | Y | Y
M3NHFScheduleOfRatesCode | Fire Alarms/Testing:Monthly Test Central Ne5 1Hr Emerg Unit | Fire Alarms - Testing:Monthly Test Central Ne5 1Hr Emerg Unit, unit of measure IT | Fire Alarms-EL020109 | Y | Y | Y
M3NHFScheduleOfRatesCode | Fire Alarms/Testing:Monthly Test Central Ne10 Emergency Unit | Fire Alarms - Testing:Monthly Test Central Ne10 Emergency Unit, unit of measure IT | Fire Alarms-EL020111 | Y | Y | Y
M3NHFScheduleOfRatesCode | Fire Alarms/Testing:Monthly Test Central Ne15 Emergency Unit | Fire Alarms - Testing:Monthly Test Central Ne15 Emergency Unit, unit of measure IT | Fire Alarms-EL020113 | Y | Y | Y
M3NHFScheduleOfRatesCode | Fire Alarms/Testing:Monthly Test Central Ne20 Emergency Unit | Fire Alarms - Testing:Monthly Test Central Ne20 Emergency Unit, unit of measure IT | Fire Alarms-EL020115 | Y | Y | Y
M3NHFScheduleOfRatesCode | Fire Alarms/Testing:Monthly Test Central Ne2 3Hr Emerg Unit | Fire Alarms - Testing:Monthly Test Central Ne2 3Hr Emerg Unit, unit of measure IT | Fire Alarms-EL020117 | Y | Y | Y
M3NHFScheduleOfRatesCode | Fire Alarms/Testing:Monthly Test Central Ne5 3Hr Emerg Unit | Fire Alarms - Testing:Monthly Test Central Ne5 3Hr Emerg Unit, unit of measure IT | Fire Alarms-EL020119 | Y | Y | Y
M3NHFScheduleOfRatesCode | Fire Alarms/Testing:Six Monthly Test Central Ne25 Emerg Unit | Fire Alarms - Testing:Six Monthly Test Central Ne25 Emerg Unit, unit of measure IT | Fire Alarms-EL020201 | Y | Y | Y | Y
M3NHFScheduleOfRatesCode | Fire Alarms/Testing:Six Monthly Test Central Ne50 Emerg Unit | Fire Alarms - Testing:Six Monthly Test Central Ne50 Emerg Unit, unit of measure IT | Fire Alarms-EL020203 | Y | Y | Y | Y
M3NHFScheduleOfRatesCode | Fire Alarms/Testing:Six Monthly Test Central Ne100 Emerg Unit | Fire Alarms - Testing:Six Monthly Test Central Ne100 Emerg Unit, unit of measure IT | Fire Alarms-EL020205 | Y | Y | Y | Y
M3NHFScheduleOfRatesCode | Fire Alarms/Testing:Six Monthly Test Centr Ne2 1Hr Emerg Unit | Fire Alarms - Testing:Six Monthly Test Centr Ne2 1Hr Emerg Unit, unit of measure IT | Fire Alarms-EL020207 | Y | Y | Y
M3NHFScheduleOfRatesCode | Fire Alarms/Testing:Six Monthly Test Centr Ne5 1Hr Emerg Unit | Fire Alarms - Testing:Six Monthly Test Centr Ne5 1Hr Emerg Unit, unit of measure IT | Fire Alarms-EL020209 | Y | Y | Y
M3NHFScheduleOfRatesCode | Fire Alarms/Testing:Six Monthly Test Central Ne10 Emerg Unit | Fire Alarms - Testing:Six Monthly Test Central Ne10 Emerg Unit, unit of measure IT | Fire Alarms-EL020211 | Y | Y | Y
M3NHFScheduleOfRatesCode | Fire Alarms/Testing:Six Monthly Test Central Ne15 Emerg Unit | Fire Alarms - Testing:Six Monthly Test Central Ne15 Emerg Unit, unit of measure IT | Fire Alarms-EL020213 | Y | Y | Y
M3NHFScheduleOfRatesCode | Fire Alarms/Testing:Six Monthly Test Central Ne20 Emerg Unit | Fire Alarms - Testing:Six Monthly Test Central Ne20 Emerg Unit, unit of measure IT | Fire Alarms-EL020215 | Y | Y | Y
M3NHFScheduleOfRatesCode | Fire Alarms/Testing:Six Monthly Test Centr Ne2 3Hr Emerg Unit | Fire Alarms - Testing:Six Monthly Test Centr Ne2 3Hr Emerg Unit, unit of measure IT | Fire Alarms-EL020217 | Y | Y | Y
M3NHFScheduleOfRatesCode | Fire Alarms/Testing:Six Monthly Test Centr Ne5 3Hr Emerg Unit | Fire Alarms - Testing:Six Monthly Test Centr Ne5 3Hr Emerg Unit, unit of measure IT | Fire Alarms-EL020219 | Y | Y | Y
M3NHFScheduleOfRatesCode | Fire Alarms/Testing:Annual Test Central Ne25 Emergency Unit | Fire Alarms - Testing:Annual Test Central Ne25 Emergency Unit, unit of measure IT | Fire Alarms-EL020301 | Y | Y | Y | Y
M3NHFScheduleOfRatesCode | Fire Alarms/Testing:Annual Test Central Ne50 Emergency Unit | Fire Alarms - Testing:Annual Test Central Ne50 Emergency Unit, unit of measure IT | Fire Alarms-EL020303 | Y | Y | Y | Y
M3NHFScheduleOfRatesCode | Fire Alarms/Testing:Annual Test Central Ne100 Emergency Unit | Fire Alarms - Testing:Annual Test Central Ne100 Emergency Unit, unit of measure IT | Fire Alarms-EL020305 | Y | Y | Y | Y
M3NHFScheduleOfRatesCode | Fire Alarms/Testing:Annual Test Central Ne2 1Hr Emergency Unit | Fire Alarms - Testing:Annual Test Central Ne2 1Hr Emergency Unit, unit of measure IT | Fire Alarms-EL020307 | Y | Y | Y
M3NHFScheduleOfRatesCode | Fire Alarms/Testing:Annual Test Central Ne5 1Hr Emergency Unit | Fire Alarms - Testing:Annual Test Central Ne5 1Hr Emergency Unit, unit of measure IT | Fire Alarms-EL020309 | Y | Y | Y
M3NHFScheduleOfRatesCode | Fire Alarms/Testing:Annual Test Central Ne10 Emergency Unit | Fire Alarms - Testing:Annual Test Central Ne10 Emergency Unit, unit of measure IT | Fire Alarms-EL020311 | Y | Y | Y
M3NHFScheduleOfRatesCode | Fire Alarms/Testing:Annual Test Central Ne15 Emergency Unit | Fire Alarms - Testing:Annual Test Central Ne15 Emergency Unit, unit of measure IT | Fire Alarms-EL020313 | Y | Y | Y
M3NHFScheduleOfRatesCode | Fire Alarms/Testing:Annual Test Central Ne20 Emergency Unit | Fire Alarms - Testing:Annual Test Central Ne20 Emergency Unit, unit of measure IT | Fire Alarms-EL020315 | Y | Y | Y
M3NHFScheduleOfRatesCode | Fire Alarms/Testing:Annual Test Centr Ne2 3 Hr Emergency Unit | Fire Alarms - Testing:Annual Test Centr Ne2 3 Hr Emergency Unit, unit of measure IT | Fire Alarms-EL020317 | Y | Y | Y
M3NHFScheduleOfRatesCode | Fire Alarms/Testing:Annual Test Centr Ne5 3 Hr Emergency Unit | Fire Alarms - Testing:Annual Test Centr Ne5 3 Hr Emergency Unit, unit of measure IT | Fire Alarms-EL020319 | Y | Y | Y
M3NHFScheduleOfRatesCode | Fire Alarms/Testing:3 Year Test Central Ne25 Emergency Unit | Fire Alarms - Testing:3 Year Test Central Ne25 Emergency Unit, unit of measure IT | Fire Alarms-EL020401 | Y | Y | Y | Y
M3NHFScheduleOfRatesCode | Fire Alarms/Testing:3 Year Test Central Ne50 Emergency Unit | Fire Alarms - Testing:3 Year Test Central Ne50 Emergency Unit, unit of measure IT | Fire Alarms-EL020403 | Y | Y | Y | Y
M3NHFScheduleOfRatesCode | Fire Alarms/Testing:3 Year Test Central Ne100 Emergency Unit | Fire Alarms - Testing:3 Year Test Central Ne100 Emergency Unit, unit of measure IT | Fire Alarms-EL020405 | Y | Y | Y | Y
M3NHFScheduleOfRatesCode | Fire Alarms/Testing:3 Year Test Central Ne2 1Hr Emergency Unit | Fire Alarms - Testing:3 Year Test Central Ne2 1Hr Emergency Unit, unit of measure IT | Fire Alarms-EL020407 | Y | Y | Y
M3NHFScheduleOfRatesCode | Fire Alarms/Testing:3 Year Test Central Ne5 1Hr Emergency Unit | Fire Alarms - Testing:3 Year Test Central Ne5 1Hr Emergency Unit, unit of measure IT | Fire Alarms-EL020409 | Y | Y | Y
M3NHFScheduleOfRatesCode | Fire Alarms/Testing:3 Year Test Central Ne10 Emergency Unit | Fire Alarms - Testing:3 Year Test Central Ne10 Emergency Unit, unit of measure IT | Fire Alarms-EL020411 | Y | Y | Y
M3NHFScheduleOfRatesCode | Fire Alarms/Testing:3 Year Test Central Ne15 Emergency Unit | Fire Alarms - Testing:3 Year Test Central Ne15 Emergency Unit, unit of measure IT | Fire Alarms-EL020413 | Y | Y | Y
M3NHFScheduleOfRatesCode | Fire Alarms/Testing:3 Year Test Central Ne20 Emergency Unit | Fire Alarms - Testing:3 Year Test Central Ne20 Emergency Unit, unit of measure IT | Fire Alarms-EL020415 | Y | Y | Y
M3NHFScheduleOfRatesCode | Fire Alarms/Testing:3 Year Test Central Ne2 3Hr Emergency Unit | Fire Alarms - Testing:3 Year Test Central Ne2 3Hr Emergency Unit, unit of measure IT | Fire Alarms-EL020417 | Y | Y | Y
M3NHFScheduleOfRatesCode | Fire Alarms/Testing:3 Year Test Central Ne5 3Hr Emergency Unit | Fire Alarms - Testing:3 Year Test Central Ne5 3Hr Emergency Unit, unit of measure IT | Fire Alarms-EL020419 | Y | Y | Y
M3NHFScheduleOfRatesCode | Fire Alarms/Testing:Quarterly Test Central Ne25 Emergency Unit | Fire Alarms - Testing:Quarterly Test Central Ne25 Emergency Unit, unit of measure IT | Fire Alarms-EL020601 | Y | Y | Y | Y
M3NHFScheduleOfRatesCode | Fire Alarms/Testing:Quarterly Test Central Ne50 Emergency Unit | Fire Alarms - Testing:Quarterly Test Central Ne50 Emergency Unit, unit of measure IT | Fire Alarms-EL020603 | Y | Y | Y | Y
M3NHFScheduleOfRatesCode | Fire Alarms/Testing:Quarterly Test Central Ne100 Emerg Unit | Fire Alarms - Testing:Quarterly Test Central Ne100 Emerg Unit, unit of measure IT | Fire Alarms-EL020605 | Y | Y | Y | Y
M3NHFScheduleOfRatesCode | Fire Alarms/Testing:Quarterly Test Central Ne2 1 Hr Emerg Unit | Fire Alarms - Testing:Quarterly Test Central Ne2 1 Hr Emerg Unit, unit of measure IT | Fire Alarms-EL020607 | Y | Y | Y
M3NHFScheduleOfRatesCode | Fire Alarms/Testing:Quarterly Test Central Ne5 1 Hr Emerg Unit | Fire Alarms - Testing:Quarterly Test Central Ne5 1 Hr Emerg Unit, unit of measure IT | Fire Alarms-EL020609 | Y | Y | Y
M3NHFScheduleOfRatesCode | Fire Alarms/Testing:Quarterly Test Central Ne10 Emergency Unit | Fire Alarms - Testing:Quarterly Test Central Ne10 Emergency Unit, unit of measure IT | Fire Alarms-EL020611 | Y | Y | Y
M3NHFScheduleOfRatesCode | Fire Alarms/Testing:Quarterly Test Central Ne15 Emergency Unit | Fire Alarms - Testing:Quarterly Test Central Ne15 Emergency Unit, unit of measure IT | Fire Alarms-EL020613 | Y | Y | Y
M3NHFScheduleOfRatesCode | Fire Alarms/Testing:Quarterly Test Central Ne20 Emergency Unit | Fire Alarms - Testing:Quarterly Test Central Ne20 Emergency Unit, unit of measure IT | Fire Alarms-EL020615 | Y | Y | Y
M3NHFScheduleOfRatesCode | Fire Alarms/Testing:Quarterly Test Central Ne2 3 Hr Emerg Unit | Fire Alarms - Testing:Quarterly Test Central Ne2 3 Hr Emerg Unit, unit of measure IT | Fire Alarms-EL020617 | Y | Y | Y
M3NHFScheduleOfRatesCode | Fire Alarms/Testing:Quarterly Test Central Ne5 3 Hr Emerg Unit | Fire Alarms - Testing:Quarterly Test Central Ne5 3 Hr Emerg Unit, unit of measure IT | Fire Alarms-EL020619 | Y | Y | Y
M3NHFScheduleOfRatesCode | Fire Alarms/Fire Alarm:Renew Fire Alarm Call Point | Fire Alarms - Fire Alarm:Renew Fire Alarm Call Point, unit of measure NO | Fire Alarms-FA010001 | Y | Y | Y | Y
M3NHFScheduleOfRatesCode | Fire Alarms/Fire Alarm:Renew Smoke Detector And Base (Optical) | Fire Alarms - Fire Alarm:Renew Smoke Detector And Base (Optical), unit of measure NO | Fire Alarms-FA010003 | Y | Y | Y | Y
M3NHFScheduleOfRatesCode | Fire Alarms/Fire Alarm:Renew Smoke Detector No Base (Optical) | Fire Alarms - Fire Alarm:Renew Smoke Detector No Base (Optical), unit of measure NO | Fire Alarms-FA010005 | Y | Y | Y | Y
M3NHFScheduleOfRatesCode | Fire Alarms/Fire Alarm:Renew Smoke Detector Base (Ionisation) | Fire Alarms - Fire Alarm:Renew Smoke Detector Base (Ionisation), unit of measure NO | Fire Alarms-FA010007 | Y | Y | Y | Y
M3NHFScheduleOfRatesCode | Fire Alarms/Fire Alarm:Renew Smoke Detect No Base (Ionisation) | Fire Alarms - Fire Alarm:Renew Smoke Detect No Base (Ionisation), unit of measure NO | Fire Alarms-FA010009 | Y | Y | Y | Y
M3NHFScheduleOfRatesCode | Fire Alarms/Fire Alarm:Renew Heat Detector And Base (Ror) | Fire Alarms - Fire Alarm:Renew Heat Detector And Base (Ror), unit of measure NO | Fire Alarms-FA010011 | Y | Y | Y | Y
M3NHFScheduleOfRatesCode | Fire Alarms/Fire Alarm:Renew Heat Detector No Base (Ror) | Fire Alarms - Fire Alarm:Renew Heat Detector No Base (Ror), unit of measure NO | Fire Alarms-FA010013 | Y | Y | Y | Y
M3NHFScheduleOfRatesCode | Fire Alarms/Fire Alarm:Renew Heat Detector And Base (Ft) | Fire Alarms - Fire Alarm:Renew Heat Detector And Base (Ft), unit of measure NO | Fire Alarms-FA010015 | Y | Y | Y | Y
M3NHFScheduleOfRatesCode | Fire Alarms/Fire Alarm:Renew Heat Detector No Base (Ft) | Fire Alarms - Fire Alarm:Renew Heat Detector No Base (Ft), unit of measure NO | Fire Alarms-FA010017 | Y | Y | Y | Y
M3NHFScheduleOfRatesCode | Fire Alarms/Fire Alarm:Renew 1-2 Zone Fire Alarm Panel | Fire Alarms - Fire Alarm:Renew 1-2 Zone Fire Alarm Panel, unit of measure NO | Fire Alarms-FA010019 | Y | Y | Y | Y
M3NHFScheduleOfRatesCode | Fire Alarms/Fire Alarm:Renew 2-4 Zone Fire Alarm Panel | Fire Alarms - Fire Alarm:Renew 2-4 Zone Fire Alarm Panel, unit of measure NO | Fire Alarms-FA010021 | Y | Y | Y | Y
M3NHFScheduleOfRatesCode | Fire Alarms/Fire Alarm:Renew 4-8 Zone Fire Alarm Panel | Fire Alarms - Fire Alarm:Renew 4-8 Zone Fire Alarm Panel, unit of measure NO | Fire Alarms-FA010023 | Y | Y | Y | Y
M3NHFScheduleOfRatesCode | Fire Alarms/Fire Alarm:Renew 8-12 Zone Fire Alarm Panel | Fire Alarms - Fire Alarm:Renew 8-12 Zone Fire Alarm Panel, unit of measure NO | Fire Alarms-FA010024 | Y | Y | Y | Y
M3NHFScheduleOfRatesCode | Fire Alarms/Fire Alarm:Renew Red Care Comm Warning System | Fire Alarms - Fire Alarm:Renew Red Care Comm Warning System, unit of measure NO | Fire Alarms-FA010025 | Y | Y | Y | Y
M3NHFScheduleOfRatesCode | Fire Alarms/Fire Alarm:Renew Fire Alarm Remote Indicator | Fire Alarms - Fire Alarm:Renew Fire Alarm Remote Indicator, unit of measure NO | Fire Alarms-FA010027 | Y | Y | Y | Y
M3NHFScheduleOfRatesCode | Fire Alarms/Fire Alarm:Renew Xenon Flasher | Fire Alarms - Fire Alarm:Renew Xenon Flasher, unit of measure NO | Fire Alarms-FA010029 | Y | Y | Y | Y
M3NHFScheduleOfRatesCode | Fire Alarms/Fire Alarm:Renew Magnetic Door Holder/Release | Fire Alarms - Fire Alarm:Renew Magnetic Door Holder/Release, unit of measure NO | Fire Alarms-FA010031 | Y | Y | Y | Y
M3NHFScheduleOfRatesCode | Fire Alarms/Fire Alarm:Renew Magnetic Door Hold/Release Bkt | Fire Alarms - Fire Alarm:Renew Magnetic Door Hold/Release Bkt, unit of measure NO | Fire Alarms-FA010033 | Y | Y | Y | Y
M3NHFScheduleOfRatesCode | Fire Alarms/Fire Alarm:Renew Heavy Duty Relay (All Ratings) | Fire Alarms - Fire Alarm:Renew Heavy Duty Relay (All Ratings), unit of measure NO | Fire Alarms-FA010035 | Y | Y | Y | Y
M3NHFScheduleOfRatesCode | Fire Alarms/Fire Alarm:Renew Fire Alarm Battery - 18A/Hour Set | Fire Alarms - Fire Alarm:Renew Fire Alarm Battery - 18A/Hour Set, unit of measure NO | Fire Alarms-FA010037 | Y | Y | Y | Y
M3NHFScheduleOfRatesCode | Fire Alarms/Fire Alarm:Renew Fire Alarm Battery - 24A/Hour Set | Fire Alarms - Fire Alarm:Renew Fire Alarm Battery - 24A/Hour Set, unit of measure NO | Fire Alarms-FA010039 | Y | Y | Y | Y
M3NHFScheduleOfRatesCode | Fire Alarms/Fire Alarm:Renew Fire Alarm Battery - 38A/Hour Set | Fire Alarms - Fire Alarm:Renew Fire Alarm Battery - 38A/Hour Set, unit of measure NO | Fire Alarms-FA010040 | Y | Y | Y | Y
M3NHFScheduleOfRatesCode | Fire Alarms/Fire Alarm:Renew Fire Alarm Battery - 48A/Hour Set | Fire Alarms - Fire Alarm:Renew Fire Alarm Battery - 48A/Hour Set, unit of measure NO | Fire Alarms-FA010041 | Y | Y | Y | Y
M3NHFScheduleOfRatesCode | Fire Alarms/Fire Alarm:Renew Index Card (Jsb Type) | Fire Alarms - Fire Alarm:Renew Index Card (Jsb Type), unit of measure NO | Fire Alarms-FA010043 | Y | Y | Y | Y
M3NHFScheduleOfRatesCode | Fire Alarms/Fire Alarm:Renew 240V Ac Bell | Fire Alarms - Fire Alarm:Renew 240V Ac Bell, unit of measure NO | Fire Alarms-FA010045 | Y | Y | Y | Y
M3NHFScheduleOfRatesCode | Fire Alarms/Fire Alarm:Renew Remote Power Pack 3Amp 24V Dc | Fire Alarms - Fire Alarm:Renew Remote Power Pack 3Amp 24V Dc, unit of measure NO | Fire Alarms-FA010047 | Y | Y | Y | Y
M3NHFScheduleOfRatesCode | Fire Alarms/Fire Alarm:Renew240V Ac/24V Dc Transformer | Fire Alarms - Fire Alarm:Renew240V Ac/24V Dc Transformer, unit of measure NO | Fire Alarms-FA010049 | Y | Y | Y | Y
M3NHFScheduleOfRatesCode | Fire Alarms/Fire Alarm:Trace Fault On 240V Ac System | Fire Alarms - Fire Alarm:Trace Fault On 240V Ac System, unit of measure NO | Fire Alarms-FA010051 | Y | Y | Y | Y
M3NHFScheduleOfRatesCode | Fire Alarms/Fire Alarm:Trace Fault On 24V Dc System | Fire Alarms - Fire Alarm:Trace Fault On 24V Dc System, unit of measure NO | Fire Alarms-FA010053 | Y | Y | Y | Y
M3NHFScheduleOfRatesCode | Fire Alarms/Fire Alarm:Renew Additional Power Supply Unit | Fire Alarms - Fire Alarm:Renew Additional Power Supply Unit, unit of measure NO | Fire Alarms-FA010055 | Y | Y | Y | Y
M3NHFScheduleOfRatesCode | Fire Alarms/Fire Alarm:Renew End Of Line Diode | Fire Alarms - Fire Alarm:Renew End Of Line Diode, unit of measure NO | Fire Alarms-FA010057 | Y | Y | Y | Y
M3NHFScheduleOfRatesCode | Fire Alarms/Fire Alarm:Test And Commission After Renewals | Fire Alarms - Fire Alarm:Test And Commission After Renewals, unit of measure IT | Fire Alarms-FA010059 | Y | Y | Y | Y
M3NHFScheduleOfRatesCode | Fire Alarms/Fire Alarm:Renew Sounder | Fire Alarms - Fire Alarm:Renew Sounder, unit of measure NO | Fire Alarms-FA010061 | Y | Y | Y | Y
M3NHFScheduleOfRatesCode | Fire Alarms/Fire Alarm:Renew 150Mm Bell | Fire Alarms - Fire Alarm:Renew 150Mm Bell, unit of measure NO | Fire Alarms-FA010063 | Y | Y | Y | Y
M3NHFScheduleOfRatesCode | Fire Alarms/Fire Alarm:Renew 225Mm Bell | Fire Alarms - Fire Alarm:Renew 225Mm Bell, unit of measure NO | Fire Alarms-FA010065 | Y | Y | Y | Y
M3NHFScheduleOfRatesCode | Fire Alarms/Fire Alarm:Renew Buzzer | Fire Alarms - Fire Alarm:Renew Buzzer, unit of measure NO | Fire Alarms-FA010067 | Y | Y | Y | Y
M3NHFScheduleOfRatesCode | Fire Alarms/Fire Alarm:Renew Siren | Fire Alarms - Fire Alarm:Renew Siren, unit of measure NO | Fire Alarms-FA010069 | Y | Y | Y | Y
M3NHFScheduleOfRatesCode | Fire Alarms/Fire Alarm:Renew Warbler | Fire Alarms - Fire Alarm:Renew Warbler, unit of measure NO | Fire Alarms-FA010071 | Y | Y | Y | Y
M3NHFScheduleOfRatesCode | Fire Alarms/Fire Alarm Panel:Renew Battery Back Up | Fire Alarms - Fire Alarm Panel:Renew Battery Back Up, unit of measure IT | Fire Alarms-FA010073 | Y | Y | Y | Y
M3NHFScheduleOfRatesCode | Fire Alarms/Overhead Magnetic Door Release:Install Or Renew | Fire Alarms - Overhead Magnetic Door Release:Install Or Renew, unit of measure IT | Fire Alarms-FA010075 | Y | Y | Y | Y
M3NHFScheduleOfRatesCode | Fire Alarms/Fire Alarm:Renew Break Glass Unit | Fire Alarms - Fire Alarm:Renew Break Glass Unit, unit of measure NO | Fire Alarms-FA010076 | Y
M3NHFScheduleOfRatesCode | Fire Alarms/Fire Alarm/Appliance:Response Call-Out | Fire Alarms - Fire Alarm/Appliance:Response Call-Out, unit of measure IT | Fire Alarms-FA010077 | Y | Y | Y | Y
M3NHFScheduleOfRatesCode | Fire Alarms/Smoke Detector:Renew With Visual Aid Type | Fire Alarms - Smoke Detector:Renew With Visual Aid Type, unit of measure NO | Fire Alarms-FA010079 | Y | Y | Y | Y
M3NHFScheduleOfRatesCode | Fire Alarms/Fire Alarm/Appliance:Response Call-Out - 2 Hours | Fire Alarms - Fire Alarm/Appliance:Response Call-Out - 2 Hours, unit of measure IT | Fire Alarms-FA010081 | Y | Y | Y
M3NHFScheduleOfRatesCode | Fire Alarms/Fire Alarm/Appliance:Response Call-Out - 3 Hours | Fire Alarms - Fire Alarm/Appliance:Response Call-Out - 3 Hours, unit of measure IT | Fire Alarms-FA010083 | Y | Y | Y
M3NHFScheduleOfRatesCode | Fire Alarms/Fire Alarm/Appliance:Response Call-Out - 4 Hours | Fire Alarms - Fire Alarm/Appliance:Response Call-Out - 4 Hours, unit of measure IT | Fire Alarms-FA010085 | Y | Y | Y
M3NHFScheduleOfRatesCode | Fire Alarms/Fire Alarm:Install Fire Alarm Call Point | Fire Alarms - Fire Alarm:Install Fire Alarm Call Point, unit of measure NO | Fire Alarms-FA020001 | Y | Y | Y | Y
M3NHFScheduleOfRatesCode | Fire Alarms/Fire Alarm:Install Smoke Detect And Base (Optical) | Fire Alarms - Fire Alarm:Install Smoke Detect And Base (Optical), unit of measure NO | Fire Alarms-FA020003 | Y | Y | Y | Y
M3NHFScheduleOfRatesCode | Fire Alarms/Fire Alarm:Install Smoke Detect Base (Ionisation) | Fire Alarms - Fire Alarm:Install Smoke Detect Base (Ionisation), unit of measure NO | Fire Alarms-FA020005 | Y | Y | Y | Y
M3NHFScheduleOfRatesCode | Fire Alarms/Fire Alarm:Install Heat Detector And Base (Ror) | Fire Alarms - Fire Alarm:Install Heat Detector And Base (Ror), unit of measure NO | Fire Alarms-FA020007 | Y | Y | Y | Y
M3NHFScheduleOfRatesCode | Fire Alarms/Fire Alarm:Install Heat Detector And Base (Ft) | Fire Alarms - Fire Alarm:Install Heat Detector And Base (Ft), unit of measure NO | Fire Alarms-FA020009 | Y | Y | Y | Y
M3NHFScheduleOfRatesCode | Fire Alarms/Fire Alarm:Install Carbon Monoxide Detector & Base | Fire Alarms - Fire Alarm:Install Carbon Monoxide Detector & Base, unit of measure NO | Fire Alarms-FA020010 | Y
M3NHFScheduleOfRatesCode | Fire Alarms/Fire Alarm:Install 1-2 Zone Fire Alarm Panel | Fire Alarms - Fire Alarm:Install 1-2 Zone Fire Alarm Panel, unit of measure NO | Fire Alarms-FA020011 | Y | Y | Y | Y
M3NHFScheduleOfRatesCode | Fire Alarms/Fire Alarm:Install 2-4 Zone Fire Alarm Panel | Fire Alarms - Fire Alarm:Install 2-4 Zone Fire Alarm Panel, unit of measure NO | Fire Alarms-FA020013 | Y | Y | Y | Y
M3NHFScheduleOfRatesCode | Fire Alarms/Fire Alarm:Install 4-8 Zone Fire Alarm Panel | Fire Alarms - Fire Alarm:Install 4-8 Zone Fire Alarm Panel, unit of measure NO | Fire Alarms-FA020015 | Y | Y | Y | Y
M3NHFScheduleOfRatesCode | Fire Alarms/Fire Alarm:Install 8-12 Zone Fire Alarm Panel | Fire Alarms - Fire Alarm:Install 8-12 Zone Fire Alarm Panel, unit of measure NO | Fire Alarms-FA020016 | Y | Y | Y | Y
M3NHFScheduleOfRatesCode | Fire Alarms/Fire Alarm:Install Red Care Comm Warning System | Fire Alarms - Fire Alarm:Install Red Care Comm Warning System, unit of measure NO | Fire Alarms-FA020017 | Y | Y | Y | Y
M3NHFScheduleOfRatesCode | Fire Alarms/Fire Alarm:Install Fire Alarm Remote Indicator | Fire Alarms - Fire Alarm:Install Fire Alarm Remote Indicator, unit of measure NO | Fire Alarms-FA020019 | Y | Y | Y | Y
M3NHFScheduleOfRatesCode | Fire Alarms/Fire Alarm:Install Xenon Flasher | Fire Alarms - Fire Alarm:Install Xenon Flasher, unit of measure NO | Fire Alarms-FA020021 | Y | Y | Y | Y
M3NHFScheduleOfRatesCode | Fire Alarms/Alarm:Install Magnetic Door Holder/Release | Fire Alarms - Alarm:Install Magnetic Door Holder/Release, unit of measure NO | Fire Alarms-FA020023 | Y | Y | Y | Y
M3NHFScheduleOfRatesCode | Fire Alarms/Fire Alarm:Install Magnetic Door Hold/Release Bkt | Fire Alarms - Fire Alarm:Install Magnetic Door Hold/Release Bkt, unit of measure NO | Fire Alarms-FA020025 | Y | Y | Y | Y
M3NHFScheduleOfRatesCode | Fire Alarms/Fire Alarm:Install Heavy Duty Relay (All Ratings) | Fire Alarms - Fire Alarm:Install Heavy Duty Relay (All Ratings), unit of measure NO | Fire Alarms-FA020027 | Y | Y | Y | Y
M3NHFScheduleOfRatesCode | Fire Alarms/Fire Alarm:Install Fire Alarm Battery-18A/Hour Set | Fire Alarms - Fire Alarm:Install Fire Alarm Battery-18A/Hour Set, unit of measure NO | Fire Alarms-FA020029 | Y | Y | Y | Y
M3NHFScheduleOfRatesCode | Fire Alarms/Alarm:Install Fire Alarm Battery-24A/Hour Set | Fire Alarms - Alarm:Install Fire Alarm Battery-24A/Hour Set, unit of measure NO | Fire Alarms-FA020031 | Y | Y | Y | Y
M3NHFScheduleOfRatesCode | Fire Alarms/Alarm:Install Fire Alarm Battery-38A/Hour Set | Fire Alarms - Alarm:Install Fire Alarm Battery-38A/Hour Set, unit of measure NO | Fire Alarms-FA020033 | Y | Y | Y | Y
M3NHFScheduleOfRatesCode | Fire Alarms/Alarm:Install Fire Alarm Battery-48A/Hour Set | Fire Alarms - Alarm:Install Fire Alarm Battery-48A/Hour Set, unit of measure NO | Fire Alarms-FA020035 | Y | Y | Y | Y
M3NHFScheduleOfRatesCode | Fire Alarms/Fire Alarm:Install Index Card (Jsb Type) | Fire Alarms - Fire Alarm:Install Index Card (Jsb Type), unit of measure NO | Fire Alarms-FA020037 | Y | Y | Y | Y
M3NHFScheduleOfRatesCode | Fire Alarms/Fire Alarm:Install 240V Ac Bell | Fire Alarms - Fire Alarm:Install 240V Ac Bell, unit of measure NO | Fire Alarms-FA020039 | Y | Y | Y | Y
M3NHFScheduleOfRatesCode | Fire Alarms/Fire Alarm:Install Framed Zone Plan To 12 Zones | Fire Alarms - Fire Alarm:Install Framed Zone Plan To 12 Zones, unit of measure NO | Fire Alarms-FA020041 | Y | Y | Y | Y
M3NHFScheduleOfRatesCode | Fire Alarms/Fire Alarm:Dynotape Label All Call Points System | Fire Alarms - Fire Alarm:Dynotape Label All Call Points System, unit of measure NO | Fire Alarms-FA020043 | Y | Y | Y | Y
M3NHFScheduleOfRatesCode | Fire Alarms/Fire Alarm:Install 240V Ac/24V Dc Transformer | Fire Alarms - Fire Alarm:Install 240V Ac/24V Dc Transformer, unit of measure NO | Fire Alarms-FA020045 | Y | Y | Y | Y
M3NHFScheduleOfRatesCode | Fire Alarms/Fire Alarm:Install End Of Line Diode | Fire Alarms - Fire Alarm:Install End Of Line Diode, unit of measure NO | Fire Alarms-FA020047 | Y | Y | Y | Y
M3NHFScheduleOfRatesCode | Fire Alarms/Fire Alarm:Install Additional Power Supply Unit | Fire Alarms - Fire Alarm:Install Additional Power Supply Unit, unit of measure NO | Fire Alarms-FA020049 | Y | Y | Y | Y
M3NHFScheduleOfRatesCode | Fire Alarms/Fire Alarm:Install 2, 3 Or 4 Core Micv Cabling | Fire Alarms - Fire Alarm:Install 2, 3 Or 4 Core Micv Cabling, unit of measure LM | Fire Alarms-FA020051 | Y | Y | Y | Y
M3NHFScheduleOfRatesCode | Fire Alarms/Fire Alarm:Install Earth Tail Pot Terminations | Fire Alarms - Fire Alarm:Install Earth Tail Pot Terminations, unit of measure NO | Fire Alarms-FA020053 | Y | Y | Y | Y
M3NHFScheduleOfRatesCode | Fire Alarms/Fire Alarm:Test And Commission | Fire Alarms - Fire Alarm:Test And Commission, unit of measure IT | Fire Alarms-FA020055 | Y | Y | Y | Y
M3NHFScheduleOfRatesCode | Fire Alarms/Fire Alarm:Link System To Redcare | Fire Alarms - Fire Alarm:Link System To Redcare, unit of measure IT | Fire Alarms-FA020057 | Y | Y | Y | Y
M3NHFScheduleOfRatesCode | Fire Alarms/Fire Alarm:Install Additional Fire Alarm Sounder | Fire Alarms - Fire Alarm:Install Additional Fire Alarm Sounder, unit of measure NO | Fire Alarms-FA020059 | Y | Y | Y | Y
M3NHFScheduleOfRatesCode | Fire Alarms/Smoke Detector:Install | Fire Alarms - Smoke Detector:Install, unit of measure IT | Fire Alarms-FA020061 | Y | Y | Y | Y
M3NHFScheduleOfRatesCode | Fire Alarms/Heat Detector:Install | Fire Alarms - Heat Detector:Install, unit of measure NO | Fire Alarms-FA020063 | Y | Y | Y | Y
M3NHFScheduleOfRatesCode | Fire Alarms/Smoke Detector:Install Optical | Fire Alarms - Smoke Detector:Install Optical, unit of measure IT | Fire Alarms-FA020065 | Y | Y | Y | Y
M3NHFScheduleOfRatesCode | Fire Alarms/Vibrating Pads:Install | Fire Alarms - Vibrating Pads:Install, unit of measure NO | Fire Alarms-FA020067 | Y | Y | Y | Y
M3NHFScheduleOfRatesCode | Fire Alarms/Fixed Clock:Response Call-Out Repairs No Parts | Fire Alarms - Fixed Clock:Response Call-Out Repairs No Parts, unit of measure IT | Fire Alarms-FC010101 | Y | Y | Y | Y
M3NHFScheduleOfRatesCode | Fire Alarms/Fixed Clock:Response Call-Out Repairs Parts £35.00 | Fire Alarms - Fixed Clock:Response Call-Out Repairs Parts £35.00, unit of measure IT | Fire Alarms-FC010103 | Y | Y | Y | Y
M3NHFScheduleOfRatesCode | Fire Alarms/Extinguisher:Renew 6 Litre Water Type | Fire Alarms - Extinguisher:Renew 6 Litre Water Type, unit of measure NO | Fire Alarms-FF010101 | Y | Y | Y | Y
M3NHFScheduleOfRatesCode | Fire Alarms/Extinguisher:Renew 9 Litre Water Type | Fire Alarms - Extinguisher:Renew 9 Litre Water Type, unit of measure NO | Fire Alarms-FF010103 | Y | Y | Y | Y
M3NHFScheduleOfRatesCode | Fire Alarms/Extinguisher:Refill/Recharge 6 Ltr Water Type | Fire Alarms - Extinguisher:Refill/Recharge 6 Ltr Water Type, unit of measure NO | Fire Alarms-FF010105 | Y | Y | Y | Y
M3NHFScheduleOfRatesCode | Fire Alarms/Extinguisher:Refill/Recharge 9 Ltr Water Type | Fire Alarms - Extinguisher:Refill/Recharge 9 Ltr Water Type, unit of measure NO | Fire Alarms-FF010107 | Y | Y | Y | Y
M3NHFScheduleOfRatesCode | Fire Alarms/Extinguisher:Visual Inspect Water Type | Fire Alarms - Extinguisher:Visual Inspect Water Type, unit of measure NO | Fire Alarms-FF010109 | Y | Y | Y | Y
M3NHFScheduleOfRatesCode | Fire Alarms/Extinguisher:Discharge Test Refill Water Type | Fire Alarms - Extinguisher:Discharge Test Refill Water Type, unit of measure NO | Fire Alarms-FF010111 | Y | Y | Y | Y
M3NHFScheduleOfRatesCode | Fire Alarms/Extinguisher:Renew 9 Litre Foam Type | Fire Alarms - Extinguisher:Renew 9 Litre Foam Type, unit of measure NO | Fire Alarms-FF010201 | Y | Y | Y | Y
M3NHFScheduleOfRatesCode | Fire Alarms/Extinguisher:Refill/Recharge 9 Ltr Foam Type | Fire Alarms - Extinguisher:Refill/Recharge 9 Ltr Foam Type, unit of measure NO | Fire Alarms-FF010203 | Y | Y | Y | Y
M3NHFScheduleOfRatesCode | Fire Alarms/Extinguisher:Visual Inspect Foam Type | Fire Alarms - Extinguisher:Visual Inspect Foam Type, unit of measure NO | Fire Alarms-FF010205 | Y | Y | Y | Y
M3NHFScheduleOfRatesCode | Fire Alarms/Extinguisher:Discharge Test Refill Foam Type | Fire Alarms - Extinguisher:Discharge Test Refill Foam Type, unit of measure NO | Fire Alarms-FF010207 | Y | Y | Y | Y
M3NHFScheduleOfRatesCode | Fire Alarms/Extinguisher:Renew 2 Kg Dry Powder Type | Fire Alarms - Extinguisher:Renew 2 Kg Dry Powder Type, unit of measure NO | Fire Alarms-FF010301 | Y | Y | Y | Y
M3NHFScheduleOfRatesCode | Fire Alarms/Extinguisher:Renew 4 Kg Dry Powder Type | Fire Alarms - Extinguisher:Renew 4 Kg Dry Powder Type, unit of measure NO | Fire Alarms-FF010303 | Y | Y | Y | Y
M3NHFScheduleOfRatesCode | Fire Alarms/Extinguisher:Renew 6 Kg Dry Powder Type | Fire Alarms - Extinguisher:Renew 6 Kg Dry Powder Type, unit of measure NO | Fire Alarms-FF010305 | Y | Y | Y | Y
M3NHFScheduleOfRatesCode | Fire Alarms/Extinguisher:Refill/Recharge 2 Kg Dry Powder | Fire Alarms - Extinguisher:Refill/Recharge 2 Kg Dry Powder, unit of measure NO | Fire Alarms-FF010307 | Y | Y | Y | Y
M3NHFScheduleOfRatesCode | Fire Alarms/Extinguisher:Refill/Recharge 4 Kg Dry Powder | Fire Alarms - Extinguisher:Refill/Recharge 4 Kg Dry Powder, unit of measure NO | Fire Alarms-FF010308 | Y | Y | Y | Y
M3NHFScheduleOfRatesCode | Fire Alarms/Extinguisher:Refill/Recharge 6 Kg Dry Powder | Fire Alarms - Extinguisher:Refill/Recharge 6 Kg Dry Powder, unit of measure NO | Fire Alarms-FF010309 | Y | Y | Y | Y
M3NHFScheduleOfRatesCode | Fire Alarms/Extinguisher:Visual Inspect Dry Powder Type | Fire Alarms - Extinguisher:Visual Inspect Dry Powder Type, unit of measure NO | Fire Alarms-FF010311 | Y | Y | Y | Y
M3NHFScheduleOfRatesCode | Fire Alarms/Extinguisher:Discharge Test Refill 2Kg Dry Type | Fire Alarms - Extinguisher:Discharge Test Refill 2Kg Dry Type, unit of measure NO | Fire Alarms-FF010313 | Y | Y | Y | Y
M3NHFScheduleOfRatesCode | Fire Alarms/Extinguisher:Discharge Test Refill 4Kg Dry Type | Fire Alarms - Extinguisher:Discharge Test Refill 4Kg Dry Type, unit of measure NO | Fire Alarms-FF010315 | Y | Y | Y | Y
M3NHFScheduleOfRatesCode | Fire Alarms/Extinguisher:Discharge Test Refill 6Kg Dry Type | Fire Alarms - Extinguisher:Discharge Test Refill 6Kg Dry Type, unit of measure NO | Fire Alarms-FF010317 | Y | Y | Y | Y
M3NHFScheduleOfRatesCode | Fire Alarms/Extinguisher:Renew 2Kg Carbon Dioxide Fire | Fire Alarms - Extinguisher:Renew 2Kg Carbon Dioxide Fire, unit of measure NO | Fire Alarms-FF010401 | Y | Y | Y | Y
M3NHFScheduleOfRatesCode | Fire Alarms/Extinguisher:Renew 5Kg Carbon Dioxide Fire | Fire Alarms - Extinguisher:Renew 5Kg Carbon Dioxide Fire, unit of measure NO | Fire Alarms-FF010403 | Y | Y | Y | Y
M3NHFScheduleOfRatesCode | Fire Alarms/Extinguisher:Refill/Recharge 2 Kg Carbon Dioxide | Fire Alarms - Extinguisher:Refill/Recharge 2 Kg Carbon Dioxide, unit of measure NO | Fire Alarms-FF010405 | Y | Y | Y | Y
M3NHFScheduleOfRatesCode | Fire Alarms/Extinguisher:Refill/Recharge 5 Kg Carbon Dioxide | Fire Alarms - Extinguisher:Refill/Recharge 5 Kg Carbon Dioxide, unit of measure NO | Fire Alarms-FF010407 | Y | Y | Y | Y
M3NHFScheduleOfRatesCode | Fire Alarms/Extinguisher:Visual Inspect Carbon Dioxide Type | Fire Alarms - Extinguisher:Visual Inspect Carbon Dioxide Type, unit of measure NO | Fire Alarms-FF010409 | Y | Y | Y | Y
M3NHFScheduleOfRatesCode | Fire Alarms/Extinguisher:Discharge Test Refill 2Kg Carbon | Fire Alarms - Extinguisher:Discharge Test Refill 2Kg Carbon, unit of measure NO | Fire Alarms-FF010411 | Y | Y | Y | Y
M3NHFScheduleOfRatesCode | Fire Alarms/Extinguisher:Discharge Test Refill 5Kg Carbon | Fire Alarms - Extinguisher:Discharge Test Refill 5Kg Carbon, unit of measure NO | Fire Alarms-FF010413 | Y | Y | Y | Y
M3NHFScheduleOfRatesCode | Fire Alarms/Fire Blanket:Renew Or Install | Fire Alarms - Fire Blanket:Renew Or Install, unit of measure NO | Fire Alarms-FF010501 | Y | Y | Y | Y
M3NHFScheduleOfRatesCode | Fire Alarms/Fire Blanket:Inspect | Fire Alarms - Fire Blanket:Inspect, unit of measure NO | Fire Alarms-FF010503 | Y | Y | Y | Y
M3NHFScheduleOfRatesCode | Fire Alarms/Extinguisher:Renew Bracket | Fire Alarms - Extinguisher:Renew Bracket, unit of measure NO | Fire Alarms-FF010601 | Y | Y | Y | Y
M3NHFScheduleOfRatesCode | Fire Alarms/Fire Exit Signs:Renew Or Install | Fire Alarms - Fire Exit Signs:Renew Or Install, unit of measure IT | Fire Alarms-FF010701 | Y | Y | Y | Y
M3NHFScheduleOfRatesCode | Fire Alarms/Fire Hose Reel:Inspect And Service | Fire Alarms - Fire Hose Reel:Inspect And Service, unit of measure IT | Fire Alarms-FF010801 | Y | Y | Y | Y
M3NHFScheduleOfRatesCode | Fire Alarms/Fire Hose Reel:Renew 24M Hose | Fire Alarms - Fire Hose Reel:Renew 24M Hose, unit of measure IT | Fire Alarms-FF010803 | Y | Y | Y | Y
M3NHFScheduleOfRatesCode | Fire Alarms/Fire Hose Reel:Renew 30M Hose | Fire Alarms - Fire Hose Reel:Renew 30M Hose, unit of measure IT | Fire Alarms-FF010805 | Y | Y | Y | Y
M3NHFScheduleOfRatesCode | Fire Alarms/Fire Hose Reel:Renew 36M Hose | Fire Alarms - Fire Hose Reel:Renew 36M Hose, unit of measure IT | Fire Alarms-FF010807 | Y | Y | Y | Y
M3NHFScheduleOfRatesCode | Fire Alarms/Fire Hose Reel:Renew Valve | Fire Alarms - Fire Hose Reel:Renew Valve, unit of measure IT | Fire Alarms-FF010809 | Y | Y | Y | Y
M3NHFScheduleOfRatesCode | Fire Alarms/Fire Hose Reel:Renew Nozzle | Fire Alarms - Fire Hose Reel:Renew Nozzle, unit of measure IT | Fire Alarms-FF010811 | Y | Y | Y | Y
M3NHFScheduleOfRatesCode | Fire Alarms/Fire Hose Reel:Renew Recessed Type Cabinet | Fire Alarms - Fire Hose Reel:Renew Recessed Type Cabinet, unit of measure IT | Fire Alarms-FF010813 | Y | Y | Y | Y
M3NHFScheduleOfRatesCode | Fire Alarms/Fire Hose Reel:Response Callouts Repair No Parts | Fire Alarms - Fire Hose Reel:Response Callouts Repair No Parts, unit of measure IT | Fire Alarms-FF010815 | Y | Y | Y | Y
M3NHFScheduleOfRatesCode | Fire Alarms/Fire Hose Reel:Response Callouts Repair Parts £100 | Fire Alarms - Fire Hose Reel:Response Callouts Repair Parts £100, unit of measure IT | Fire Alarms-FF010817 | Y | Y | Y | Y
M3NHFScheduleOfRatesCode | Fire Alarms/Dry Riser:Renew Breeching Valve Inlet Box | Fire Alarms - Dry Riser:Renew Breeching Valve Inlet Box, unit of measure IT | Fire Alarms-FF020101 | Y | Y | Y | Y
M3NHFScheduleOfRatesCode | Fire Alarms/Dry Riser:Renew Landing Valve Box | Fire Alarms - Dry Riser:Renew Landing Valve Box, unit of measure IT | Fire Alarms-FF020103 | Y | Y | Y | Y
M3NHFScheduleOfRatesCode | Fire Alarms/Dry Riser:Renew Door To Breeching Valve Box | Fire Alarms - Dry Riser:Renew Door To Breeching Valve Box, unit of measure IT | Fire Alarms-FF020105 | Y | Y | Y | Y
M3NHFScheduleOfRatesCode | Fire Alarms/Dry Riser:Renew Door To Landing Valve Box | Fire Alarms - Dry Riser:Renew Door To Landing Valve Box, unit of measure IT | Fire Alarms-FF020107 | Y | Y | Y | Y
M3NHFScheduleOfRatesCode | Fire Alarms/Dry Riser:Reglaze Door To Valve Box Ne 0.5 Sm | Fire Alarms - Dry Riser:Reglaze Door To Valve Box Ne 0.5 Sm, unit of measure IT | Fire Alarms-FF020109 | Y | Y | Y | Y
M3NHFScheduleOfRatesCode | Fire Alarms/Dry Riser:Reglaze Door To Valve Box Ne 1.0 Sm | Fire Alarms - Dry Riser:Reglaze Door To Valve Box Ne 1.0 Sm, unit of measure IT | Fire Alarms-FF020111 | Y | Y | Y | Y
M3NHFScheduleOfRatesCode | Fire Alarms/Dry Riser:Renew Door Lock To Valve Box | Fire Alarms - Dry Riser:Renew Door Lock To Valve Box, unit of measure IT | Fire Alarms-FF020113 | Y | Y | Y | Y
M3NHFScheduleOfRatesCode | Fire Alarms/Dry Riser Valve:Renew Breeching Table D | Fire Alarms - Dry Riser Valve:Renew Breeching Table D, unit of measure IT | Fire Alarms-FF020201 | Y | Y | Y | Y
M3NHFScheduleOfRatesCode | Fire Alarms/Dry Riser Valve:Renew Breeching Screwed | Fire Alarms - Dry Riser Valve:Renew Breeching Screwed, unit of measure IT | Fire Alarms-FF020203 | Y | Y | Y | Y
M3NHFScheduleOfRatesCode | Fire Alarms/Dry Riser Valve:Renew Inlet Drain Valve | Fire Alarms - Dry Riser Valve:Renew Inlet Drain Valve, unit of measure IT | Fire Alarms-FF020205 | Y | Y | Y | Y
M3NHFScheduleOfRatesCode | Fire Alarms/Dry Riser Valve:Renew 21/2" Gate Type Table D | Fire Alarms - Dry Riser Valve:Renew 21/2" Gate Type Table D, unit of measure IT | Fire Alarms-FF020207 | Y | Y | Y | Y
M3NHFScheduleOfRatesCode | Fire Alarms/Dry Riser Valve:Renew 21/2" Gate Type Screwed | Fire Alarms - Dry Riser Valve:Renew 21/2" Gate Type Screwed, unit of measure IT | Fire Alarms-FF020209 | Y | Y | Y | Y
M3NHFScheduleOfRatesCode | Fire Alarms/Dry Riser Valve:Renew 3" Gate Type Screwed | Fire Alarms - Dry Riser Valve:Renew 3" Gate Type Screwed, unit of measure IT | Fire Alarms-FF020211 | Y | Y | Y | Y
M3NHFScheduleOfRatesCode | Fire Alarms/Dry Riser Valve:Renew 21/2" Globe Type Table D | Fire Alarms - Dry Riser Valve:Renew 21/2" Globe Type Table D, unit of measure IT | Fire Alarms-FF020213 | Y | Y | Y | Y
M3NHFScheduleOfRatesCode | Fire Alarms/Dry Riser Valve:Renew 3" Globe Type Table D | Fire Alarms - Dry Riser Valve:Renew 3" Globe Type Table D, unit of measure IT | Fire Alarms-FF020215 | Y | Y | Y | Y
M3NHFScheduleOfRatesCode | Fire Alarms/Dry Riser Valve:Renew 21/2" Globe Type Screwed | Fire Alarms - Dry Riser Valve:Renew 21/2" Globe Type Screwed, unit of measure IT | Fire Alarms-FF020217 | Y | Y | Y | Y
M3NHFScheduleOfRatesCode | Fire Alarms/Dry Riser Valve:Renew 3" Globe Type Screwed | Fire Alarms - Dry Riser Valve:Renew 3" Globe Type Screwed, unit of measure IT | Fire Alarms-FF020219 | Y | Y | Y | Y
M3NHFScheduleOfRatesCode | Fire Alarms/Dry Riser Valve:Renew 21/2" Globe Oblique Table D | Fire Alarms - Dry Riser Valve:Renew 21/2" Globe Oblique Table D, unit of measure IT | Fire Alarms-FF020221 | Y | Y | Y | Y
M3NHFScheduleOfRatesCode | Fire Alarms/Dry Riser Valve:Renew 3" Globe Oblique Table D | Fire Alarms - Dry Riser Valve:Renew 3" Globe Oblique Table D, unit of measure IT | Fire Alarms-FF020223 | Y | Y | Y | Y
M3NHFScheduleOfRatesCode | Fire Alarms/Dry Riser Valve:Renew 21/2" Globe Oblique Screwed | Fire Alarms - Dry Riser Valve:Renew 21/2" Globe Oblique Screwed, unit of measure IT | Fire Alarms-FF020225 | Y | Y | Y | Y
M3NHFScheduleOfRatesCode | Fire Alarms/Dry Riser Valve:Renew 3" Globe Oblique Screwed | Fire Alarms - Dry Riser Valve:Renew 3" Globe Oblique Screwed, unit of measure IT | Fire Alarms-FF020227 | Y | Y | Y | Y
M3NHFScheduleOfRatesCode | Fire Alarms/Dry Riser Valve:Renew 1" Air Relief Valve | Fire Alarms - Dry Riser Valve:Renew 1" Air Relief Valve, unit of measure IT | Fire Alarms-FF020229 | Y | Y | Y | Y
M3NHFScheduleOfRatesCode | Fire Alarms/Dry Riser Valve:Renew 3" Blank Cap | Fire Alarms - Dry Riser Valve:Renew 3" Blank Cap, unit of measure IT | Fire Alarms-FF020231 | Y | Y | Y | Y
M3NHFScheduleOfRatesCode | Fire Alarms/Dry Riser Valve:Renew 21/2" Blank Cap | Fire Alarms - Dry Riser Valve:Renew 21/2" Blank Cap, unit of measure IT | Fire Alarms-FF020233 | Y | Y | Y | Y
M3NHFScheduleOfRatesCode | Fire Alarms/Dry Riser Valve:Service Breeching Valve | Fire Alarms - Dry Riser Valve:Service Breeching Valve, unit of measure IT | Fire Alarms-FF020301 | Y | Y | Y | Y
M3NHFScheduleOfRatesCode | Fire Alarms/Dry Riser Valve:Service Gate Landing Valve | Fire Alarms - Dry Riser Valve:Service Gate Landing Valve, unit of measure IT | Fire Alarms-FF020303 | Y | Y | Y | Y
M3NHFScheduleOfRatesCode | Fire Alarms/Dry Riser Valve:Service Globe Landing Valve | Fire Alarms - Dry Riser Valve:Service Globe Landing Valve, unit of measure IT | Fire Alarms-FF020305 | Y | Y | Y | Y
M3NHFScheduleOfRatesCode | Fire Alarms/Dry Riser:Visual Inspection | Fire Alarms - Dry Riser:Visual Inspection, unit of measure IT | Fire Alarms-FF020307 | Y | Y | Y | Y
M3NHFScheduleOfRatesCode | Fire Alarms/Dry Riser:Spot Weld For Security | Fire Alarms - Dry Riser:Spot Weld For Security, unit of measure IT | Fire Alarms-FF020309 | Y | Y | Y | Y
M3NHFScheduleOfRatesCode | Fire Alarms/Dry Riser:Wet Test | Fire Alarms - Dry Riser:Wet Test, unit of measure IT | Fire Alarms-FF020311 | Y | Y | Y | Y
M3NHFScheduleOfRatesCode | Fire Alarms/Dry Riser:Air Test | Fire Alarms - Dry Riser:Air Test, unit of measure IT | Fire Alarms-FF020313 | Y | Y | Y | Y
M3NHFScheduleOfRatesCode | Fire Alarms/Dry Riser:Flow Pressure Test | Fire Alarms - Dry Riser:Flow Pressure Test, unit of measure IT | Fire Alarms-FF020315 | Y | Y | Y | Y
M3NHFScheduleOfRatesCode | Fire Alarms/Fire Hydrant:Renew 100Mm Pillar Ci | Fire Alarms - Fire Hydrant:Renew 100Mm Pillar Ci, unit of measure NO | Fire Alarms-FF030401 | Y | Y | Y | Y
M3NHFScheduleOfRatesCode | Fire Alarms/Fire Hydrant:Renew 100Mm Pillar Steel | Fire Alarms - Fire Hydrant:Renew 100Mm Pillar Steel, unit of measure NO | Fire Alarms-FF030403 | Y | Y | Y | Y
M3NHFScheduleOfRatesCode | Fire Alarms/Halon System:Response Call-Outs | Fire Alarms - Halon System:Response Call-Outs, unit of measure NO | Fire Alarms-FF040101 | Y | Y | Y | Y
M3NHFScheduleOfRatesCode | Fire Alarms/Halon System:Response Call-Outs Parts £100 | Fire Alarms - Halon System:Response Call-Outs Parts £100, unit of measure NO | Fire Alarms-FF040103 | Y | Y | Y | Y
M3NHFScheduleOfRatesCode | Fire Alarms/Halon System:Recharge System | Fire Alarms - Halon System:Recharge System, unit of measure NO | Fire Alarms-FF040105 | Y | Y | Y | Y
M3NHFScheduleOfRatesCode | Fire Alarms/Halon System:Periodic Inspection | Fire Alarms - Halon System:Periodic Inspection, unit of measure NO | Fire Alarms-FF040107 | Y | Y | Y | Y
M3NHFScheduleOfRatesCode | Fire Alarms/Sprinkler System:Response Call-Outs | Fire Alarms - Sprinkler System:Response Call-Outs, unit of measure NO | Fire Alarms-FF050101 | Y | Y | Y | Y
M3NHFScheduleOfRatesCode | Fire Alarms/Sprinkler System:Response Call-Outs Parts £100 | Fire Alarms - Sprinkler System:Response Call-Outs Parts £100, unit of measure NO | Fire Alarms-FF050103 | Y | Y | Y | Y
M3NHFScheduleOfRatesCode | Fire Alarms/Sprinkler System:Periodic Inspection | Fire Alarms - Sprinkler System:Periodic Inspection, unit of measure NO | Fire Alarms-FF050105 | Y | Y | Y | Y
M3NHFScheduleOfRatesCode | Fire Alarms/Bin Room:Service Fire Suppression Installations | Fire Alarms - Bin Room:Service Fire Suppression Installations, unit of measure IT | Fire Alarms-FF060101 | Y | Y | Y | Y
M3NHFScheduleOfRatesCode | Fire Alarms/Firemans Switch:Service Firemans Switch | Fire Alarms - Firemans Switch:Service Firemans Switch, unit of measure IT | Fire Alarms-FF070101 | Y | Y | Y | Y
M3NHFScheduleOfRatesCode | Fire Alarms/Smoke Vents:Test Automatic Pneumatic Natural | Fire Alarms - Smoke Vents:Test Automatic Pneumatic Natural, unit of measure IT | Fire Alarms-FF080101 | Y | Y | Y | Y
M3NHFScheduleOfRatesCode | Fire Alarms/Smoke Vents:Test Manual Pneumatic Natural | Fire Alarms - Smoke Vents:Test Manual Pneumatic Natural, unit of measure IT | Fire Alarms-FF080103 | Y | Y | Y | Y
M3NHFScheduleOfRatesCode | Fire Alarms/Smoke Vents:Test Automatic Electric Natural | Fire Alarms - Smoke Vents:Test Automatic Electric Natural, unit of measure IT | Fire Alarms-FF080105 | Y | Y | Y | Y
M3NHFScheduleOfRatesCode | Fire Alarms/Smoke Vents:Test Manual Electric Natural | Fire Alarms - Smoke Vents:Test Manual Electric Natural, unit of measure IT | Fire Alarms-FF080107 | Y | Y | Y | Y
M3NHFScheduleOfRatesCode | Fire Alarms/Smoke Vents:Test Automatic Powered | Fire Alarms - Smoke Vents:Test Automatic Powered, unit of measure IT | Fire Alarms-FF080109 | Y | Y | Y | Y
M3NHFScheduleOfRatesCode | Fire Alarms/Smoke Vents:Test Manual Powered | Fire Alarms - Smoke Vents:Test Manual Powered, unit of measure IT | Fire Alarms-FF080111 | Y | Y | Y | Y
M3NHFScheduleOfRatesCode | Fire Alarms/Smoke Curtains:Test Automatic Pneumatic | Fire Alarms - Smoke Curtains:Test Automatic Pneumatic, unit of measure IT | Fire Alarms-FF080113 | Y | Y | Y | Y
M3NHFScheduleOfRatesCode | Fire Alarms/Smoke Curtains:Test Automatic Electric | Fire Alarms - Smoke Curtains:Test Automatic Electric, unit of measure IT | Fire Alarms-FF080115 | Y | Y | Y | Y
M3NHFScheduleOfRatesCode | Fire Alarms/Sprinklers:Test & Service System To 1 Bed Flat | Fire Alarms - Sprinklers:Test & Service System To 1 Bed Flat, unit of measure IT | Fire Alarms-FF090101 | Y | Y | Y | Y
M3NHFScheduleOfRatesCode | Fire Alarms/Sprinklers:Test & Service System To 2 Bed Flat | Fire Alarms - Sprinklers:Test & Service System To 2 Bed Flat, unit of measure IT | Fire Alarms-FF090103 | Y | Y | Y | Y
M3NHFScheduleOfRatesCode | Fire Alarms/Sprinklers:Test & Service System To 1 Bed Bungalow | Fire Alarms - Sprinklers:Test & Service System To 1 Bed Bungalow, unit of measure IT | Fire Alarms-FF090105 | Y | Y | Y | Y
M3NHFScheduleOfRatesCode | Fire Alarms/Sprinklers:Test & Service System To 2 Bed Bungalow | Fire Alarms - Sprinklers:Test & Service System To 2 Bed Bungalow, unit of measure IT | Fire Alarms-FF090107 | Y | Y | Y | Y
M3NHFScheduleOfRatesCode | Fire Alarms/Sprinklers:Test & Service System To 2 Bed House | Fire Alarms - Sprinklers:Test & Service System To 2 Bed House, unit of measure IT | Fire Alarms-FF090109 | Y | Y | Y | Y
M3NHFScheduleOfRatesCode | Fire Alarms/Sprinklers:Test & Service System To 3 Bed House | Fire Alarms - Sprinklers:Test & Service System To 3 Bed House, unit of measure IT | Fire Alarms-FF090111 | Y | Y | Y | Y
M3NHFScheduleOfRatesCode | Fire Alarms/Sprinklers:Test & Service System To 4 Bed House | Fire Alarms - Sprinklers:Test & Service System To 4 Bed House, unit of measure IT | Fire Alarms-FF090113 | Y | Y | Y | Y
M3NHFScheduleOfRatesCode | Fire Alarms/Sprinklers:Test & Service System To 5 Bed House | Fire Alarms - Sprinklers:Test & Service System To 5 Bed House, unit of measure IT | Fire Alarms-FF090115 | Y | Y | Y | Y
M3NHFScheduleOfRatesCode | Fire Alarms/Sprinklers:Test & Service System To 6 Bed House | Fire Alarms - Sprinklers:Test & Service System To 6 Bed House, unit of measure IT | Fire Alarms-FF090117 | Y | Y | Y | Y
M3NHFScheduleOfRatesCode | Fire Alarms/Sprinklers:Renew Head Break Glass And Drain Down | Fire Alarms - Sprinklers:Renew Head Break Glass And Drain Down, unit of measure NO | Fire Alarms-FF090119 | Y | Y | Y | Y
M3NHFScheduleOfRatesCode | Fire Alarms/Sprinklers:Renew Head Break Glass While Drained | Fire Alarms - Sprinklers:Renew Head Break Glass While Drained, unit of measure NO | Fire Alarms-FF090121 | Y | Y | Y | Y
M3NHFScheduleOfRatesCode | Fire Alarms/Sprinklers:Renew Head And Drain Down | Fire Alarms - Sprinklers:Renew Head And Drain Down, unit of measure NO | Fire Alarms-FF090123 | Y | Y | Y | Y
M3NHFScheduleOfRatesCode | Fire Alarms/Sprinklers:Renew Head Whilst System Drained | Fire Alarms - Sprinklers:Renew Head Whilst System Drained, unit of measure NO | Fire Alarms-FF090125 | Y | Y | Y | Y
M3NHFScheduleOfRatesCode | Fire Alarms/Sprinklers:Renew Pump And Drain Down | Fire Alarms - Sprinklers:Renew Pump And Drain Down, unit of measure NO | Fire Alarms-FF090127 | Y | Y | Y | Y
M3NHFScheduleOfRatesCode | Fire Alarms/Sprinklers:Renew Pump Whilst System Drained | Fire Alarms - Sprinklers:Renew Pump Whilst System Drained, unit of measure NO | Fire Alarms-FF090129 | Y | Y | Y | Y
M3NHFScheduleOfRatesCode | Fire Alarms/Testing:Quarterly Test Ne 2 Zones Alarm System | Fire Alarms - Testing:Quarterly Test Ne 2 Zones Alarm System, unit of measure IT | Fire Alarms-FT010101 | Y | Y | Y | Y
M3NHFScheduleOfRatesCode | Fire Alarms/Testing:Quarterly Test Ne 4 Zones Alarm System | Fire Alarms - Testing:Quarterly Test Ne 4 Zones Alarm System, unit of measure IT | Fire Alarms-FT010103 | Y | Y | Y | Y
M3NHFScheduleOfRatesCode | Fire Alarms/Testing:Quarterly Test Ne 8 Zones Alarm System | Fire Alarms - Testing:Quarterly Test Ne 8 Zones Alarm System, unit of measure IT | Fire Alarms-FT010105 | Y | Y | Y | Y
M3NHFScheduleOfRatesCode | Fire Alarms/Testing:Quarterly Test Ne 12 Zones Alarm System | Fire Alarms - Testing:Quarterly Test Ne 12 Zones Alarm System, unit of measure IT | Fire Alarms-FT010107 | Y | Y | Y | Y
M3NHFScheduleOfRatesCode | Fire Alarms/Testing:Six Monthly Test Ne 2 Zones Alarm System | Fire Alarms - Testing:Six Monthly Test Ne 2 Zones Alarm System, unit of measure IT | Fire Alarms-FT010151 | Y | Y | Y | Y
M3NHFScheduleOfRatesCode | Fire Alarms/Testing:Six Monthly Test Ne 4 Zones Alarm System | Fire Alarms - Testing:Six Monthly Test Ne 4 Zones Alarm System, unit of measure IT | Fire Alarms-FT010153 | Y | Y | Y | Y
M3NHFScheduleOfRatesCode | Fire Alarms/Testing:Six Monthly Test Ne 8 Zones Alarm System | Fire Alarms - Testing:Six Monthly Test Ne 8 Zones Alarm System, unit of measure IT | Fire Alarms-FT010155 | Y | Y | Y | Y
M3NHFScheduleOfRatesCode | Fire Alarms/Testing:Six Monthly Test Ne 12Zones Alarm System | Fire Alarms - Testing:Six Monthly Test Ne 12Zones Alarm System, unit of measure IT | Fire Alarms-FT010157 | Y | Y | Y | Y
M3NHFScheduleOfRatesCode | Fire Alarms/Inspection:Annual Test Ne 10 Points Alarm System | Fire Alarms - Inspection:Annual Test Ne 10 Points Alarm System, unit of measure IT | Fire Alarms-FT020101 | Y | Y | Y | Y
M3NHFScheduleOfRatesCode | Fire Alarms/Inspection:Annual Test Ne 25 Points Alarm System | Fire Alarms - Inspection:Annual Test Ne 25 Points Alarm System, unit of measure IT | Fire Alarms-FT020103 | Y | Y | Y | Y
M3NHFScheduleOfRatesCode | Fire Alarms/Inspection:Annual Test Ne 50 Points Alarm System | Fire Alarms - Inspection:Annual Test Ne 50 Points Alarm System, unit of measure IT | Fire Alarms-FT020105 | Y | Y | Y | Y
M3NHFScheduleOfRatesCode | Fire Alarms/Inspection:Annual Test Ne 100 Points Alarm System | Fire Alarms - Inspection:Annual Test Ne 100 Points Alarm System, unit of measure IT | Fire Alarms-FT020107 | Y | Y | Y | Y
M3NHFScheduleOfRatesCode | Fire Alarms/Inspection:Annual Test Ne 2 Points Alarm System | Fire Alarms - Inspection:Annual Test Ne 2 Points Alarm System, unit of measure IT | Fire Alarms-FT020109 | Y | Y | Y
M3NHFScheduleOfRatesCode | Fire Alarms/Inspection:Annual Test Ne 5 Points Alarm System | Fire Alarms - Inspection:Annual Test Ne 5 Points Alarm System, unit of measure IT | Fire Alarms-FT020111 | Y | Y | Y
M3NHFScheduleOfRatesCode | Fire Alarms/Inspection:Test Ne 10 Points Alarm System Wiring | Fire Alarms - Inspection:Test Ne 10 Points Alarm System Wiring, unit of measure IT | Fire Alarms-FT030101 | Y | Y | Y | Y
M3NHFScheduleOfRatesCode | Fire Alarms/Inspection:Test Ne 25 Points Alarm System Wiring | Fire Alarms - Inspection:Test Ne 25 Points Alarm System Wiring, unit of measure IT | Fire Alarms-FT030103 | Y | Y | Y | Y
M3NHFScheduleOfRatesCode | Fire Alarms/Inspection:Test Ne 50 Points Alarm System Wiring | Fire Alarms - Inspection:Test Ne 50 Points Alarm System Wiring, unit of measure IT | Fire Alarms-FT030105 | Y | Y | Y | Y
M3NHFScheduleOfRatesCode | Fire Alarms/Inspection:Test Ne 100 Points Alarm System Wiring | Fire Alarms - Inspection:Test Ne 100 Points Alarm System Wiring, unit of measure IT | Fire Alarms-FT030107 | Y | Y | Y | Y
M3NHFScheduleOfRatesCode | Fire Alarms/Inspection:Test Ne 2 Points Alarm System Wiring | Fire Alarms - Inspection:Test Ne 2 Points Alarm System Wiring, unit of measure IT | Fire Alarms-FT030109 | Y | Y | Y
M3NHFScheduleOfRatesCode | Fire Alarms/Inspection:Test Ne 5 Points Alarm System Wiring | Fire Alarms - Inspection:Test Ne 5 Points Alarm System Wiring, unit of measure IT | Fire Alarms-FT030111 | Y | Y | Y
M3NHFScheduleOfRatesCode | Fire Alarms/Service And Test:Fire Alarm Panel | Fire Alarms - Service And Test:Fire Alarm Panel, unit of measure IT | Fire Alarms-FT040101 | Y | Y | Y | Y
M3NHFScheduleOfRatesCode | Fire Alarms/Service And Test:Fire Alarm Call Point | Fire Alarms - Service And Test:Fire Alarm Call Point, unit of measure NO | Fire Alarms-FT040103 | Y | Y | Y | Y
M3NHFScheduleOfRatesCode | Fire Alarms/Service And Test:Fire Alarm Acid Battery | Fire Alarms - Service And Test:Fire Alarm Acid Battery, unit of measure IT | Fire Alarms-FT040105 | Y | Y | Y | Y
M3NHFScheduleOfRatesCode | Fire Alarms/Service And Test:Fire Alarm Cadmium Battery | Fire Alarms - Service And Test:Fire Alarm Cadmium Battery, unit of measure IT | Fire Alarms-FT040107 | Y | Y | Y | Y
M3NHFScheduleOfRatesCode | Fire Alarms/Service And Test:Fire Alarm Magnetic Door Catches | Fire Alarms - Service And Test:Fire Alarm Magnetic Door Catches, unit of measure IT | Fire Alarms-FT040109 | Y | Y | Y | Y
M3NHFScheduleOfRatesCode | Fire Alarms/Service And Test:Fire Alarm Detector | Fire Alarms - Service And Test:Fire Alarm Detector, unit of measure NO | Fire Alarms-FT040111 | Y | Y | Y | Y
M3NHFScheduleOfRatesCode | Fire Alarms/Service And Test:Fire Alarm Smoke Relief Vents | Fire Alarms - Service And Test:Fire Alarm Smoke Relief Vents, unit of measure IT | Fire Alarms-FT040113 | Y | Y | Y | Y
M3NHFScheduleOfRatesCode | Fire Alarms/Service And Test:Fire Alarm Fixed Strobe Bell | Fire Alarms - Service And Test:Fire Alarm Fixed Strobe Bell, unit of measure NO | Fire Alarms-FT040115 | Y | Y | Y | Y
M3NHFScheduleOfRatesCode | Fire Alarms/Service And Test:Fire Alarm Sounder | Fire Alarms - Service And Test:Fire Alarm Sounder, unit of measure NO | Fire Alarms-FT040117 | Y | Y | Y | Y
M3NHFScheduleOfRatesCode | Fire Alarms/Log Book:Provide Triplicated | Fire Alarms - Log Book:Provide Triplicated, unit of measure NO | Fire Alarms-FT040119 | Y | Y | Y | Y
M3NHFScheduleOfRatesCode | Fire Alarms/Central Monitoring Centre:Test Communications | Fire Alarms - Central Monitoring Centre:Test Communications, unit of measure IT | Fire Alarms-FT040201 | Y | Y | Y | Y
M3NHFScheduleOfRatesCode | Fire Alarms/Visual Inspection:Building | Fire Alarms - Visual Inspection:Building, unit of measure IT | Fire Alarms-FT050101 | Y | Y | Y | Y
M3NHFScheduleOfRatesCode | Fire Alarms/Visual Inspection:Cabling And Equipment | Fire Alarms - Visual Inspection:Cabling And Equipment, unit of measure IT | Fire Alarms-FT050201 | Y | Y | Y | Y
M3NHFScheduleOfRatesCode | Fire Safety/Lining:Take Down And Clear - Timber Or Mdf | Fire Safety - Lining:Take Down And Clear - Timber Or Mdf, unit of measure SM | Fire Safety-FS010101 | Y | Y | Y | Y | Y
M3NHFScheduleOfRatesCode | Fire Safety/Lining:Take Down And Clear - Lath And Plaster | Fire Safety - Lining:Take Down And Clear - Lath And Plaster, unit of measure SM | Fire Safety-FS010103 | Y | Y | Y | Y | Y
M3NHFScheduleOfRatesCode | Fire Safety/Wall:Fix 12.5Mm Plasterboard Scrim Joints | Fire Safety - Wall:Fix 12.5Mm Plasterboard Scrim Joints, unit of measure SM | Fire Safety-FS010201 | Y | Y | Y | Y | Y
M3NHFScheduleOfRatesCode | Fire Safety/Wall:Fix 15Mm Plasterboard Scrim Joints | Fire Safety - Wall:Fix 15Mm Plasterboard Scrim Joints, unit of measure SM | Fire Safety-FS010203 | Y | Y | Y | Y | Y
M3NHFScheduleOfRatesCode | Fire Safety/Wall:Fix 12.5Mm Fireline Board Scrim Joints | Fire Safety - Wall:Fix 12.5Mm Fireline Board Scrim Joints, unit of measure SM | Fire Safety-FS010205 | Y | Y | Y | Y | Y
M3NHFScheduleOfRatesCode | Fire Safety/Wall:Fix 15Mm Fireline Board Scrim Joints | Fire Safety - Wall:Fix 15Mm Fireline Board Scrim Joints, unit of measure SM | Fire Safety-FS010207 | Y | Y | Y | Y | Y
M3NHFScheduleOfRatesCode | Fire Safety/Wall:Fix 2 Layer 12.5Mm Plasterboard Scrim Joints | Fire Safety - Wall:Fix 2 Layer 12.5Mm Plasterboard Scrim Joints, unit of measure SM | Fire Safety-FS010209 | Y | Y | Y | Y | Y
M3NHFScheduleOfRatesCode | Fire Safety/Wall:Fix 2 Layer 15Mm Plasterboard Scrim Joints | Fire Safety - Wall:Fix 2 Layer 15Mm Plasterboard Scrim Joints, unit of measure SM | Fire Safety-FS010211 | Y | Y | Y | Y | Y
M3NHFScheduleOfRatesCode | Fire Safety/Wall:Fix 2 Layer 12.5Mm Fireline Board Scrim Joint | Fire Safety - Wall:Fix 2 Layer 12.5Mm Fireline Board Scrim Joint, unit of measure SM | Fire Safety-FS010213 | Y | Y | Y | Y | Y
M3NHFScheduleOfRatesCode | Fire Safety/Wall:Fix 2 Layer 15Mm Fireline Board Scrim Joints | Fire Safety - Wall:Fix 2 Layer 15Mm Fireline Board Scrim Joints, unit of measure SM | Fire Safety-FS010215 | Y | Y | Y | Y | Y
M3NHFScheduleOfRatesCode | Fire Safety/Wall:Fix 12.5Mm Plasterboard & 15Mm Fireline | Fire Safety - Wall:Fix 12.5Mm Plasterboard & 15Mm Fireline, unit of measure SM | Fire Safety-FS010217 | Y | Y | Y | Y | Y
M3NHFScheduleOfRatesCode | Fire Safety/Wall:Fix 12.5Mm Plasterboard 3Mm Skim Coat | Fire Safety - Wall:Fix 12.5Mm Plasterboard 3Mm Skim Coat, unit of measure SM | Fire Safety-FS010301 | Y | Y | Y | Y | Y
M3NHFScheduleOfRatesCode | Fire Safety/Wall:Fix 12.5Mm Fireline Board 3Mm Skim Coat | Fire Safety - Wall:Fix 12.5Mm Fireline Board 3Mm Skim Coat, unit of measure SM | Fire Safety-FS010303 | Y | Y | Y | Y | Y
M3NHFScheduleOfRatesCode | Fire Safety/Wall:Fix 15Mm Plasterboard 3Mm Skim Coat | Fire Safety - Wall:Fix 15Mm Plasterboard 3Mm Skim Coat, unit of measure SM | Fire Safety-FS010305 | Y | Y | Y | Y | Y
M3NHFScheduleOfRatesCode | Fire Safety/Wall:Fix 15Mm Fireline Board 3Mm Skim Coat | Fire Safety - Wall:Fix 15Mm Fireline Board 3Mm Skim Coat, unit of measure SM | Fire Safety-FS010307 | Y | Y | Y | Y | Y
M3NHFScheduleOfRatesCode | Fire Safety/Wall:Fix 2 Layer 12.5Mm Plasterboard 3Mm Skim Coat | Fire Safety - Wall:Fix 2 Layer 12.5Mm Plasterboard 3Mm Skim Coat, unit of measure SM | Fire Safety-FS010309 | Y | Y | Y | Y | Y
M3NHFScheduleOfRatesCode | Fire Safety/Wall:Fix 2 Layer 12.5Mm Fireline 3Mm Skim Coat | Fire Safety - Wall:Fix 2 Layer 12.5Mm Fireline 3Mm Skim Coat, unit of measure SM | Fire Safety-FS010311 | Y | Y | Y | Y | Y
M3NHFScheduleOfRatesCode | Fire Safety/Wall:Fix 2 Layer 15Mm Plasterboard 3Mm Skim Coat | Fire Safety - Wall:Fix 2 Layer 15Mm Plasterboard 3Mm Skim Coat, unit of measure SM | Fire Safety-FS010313 | Y | Y | Y | Y | Y
M3NHFScheduleOfRatesCode | Fire Safety/Wall:Fix 2 Layer 15Mm Fireline Board 3Mm Skim Coat | Fire Safety - Wall:Fix 2 Layer 15Mm Fireline Board 3Mm Skim Coat, unit of measure SM | Fire Safety-FS010315 | Y | Y | Y | Y | Y
M3NHFScheduleOfRatesCode | Fire Safety/Wall:Fix 12.5Mm Pboard & 15Mm Fireline 3Mm Skim | Fire Safety - Wall:Fix 12.5Mm Pboard & 15Mm Fireline 3Mm Skim, unit of measure SM | Fire Safety-FS010317 | Y | Y | Y | Y | Y
M3NHFScheduleOfRatesCode | Fire Safety/Partition:Erect Timber Stud And Plasterboard Bf | Fire Safety - Partition:Erect Timber Stud And Plasterboard Bf, unit of measure SM | Fire Safety-FS010401 | Y | Y | Y | Y | Y
M3NHFScheduleOfRatesCode | Fire Safety/Partition:Stud & 12.5Mm Plasterboard Skim Bs | Fire Safety - Partition:Stud & 12.5Mm Plasterboard Skim Bs, unit of measure SM | Fire Safety-FS010403 | Y | Y | Y | Y | Y
M3NHFScheduleOfRatesCode | Fire Safety/Partition:Stud & 12.5Mm Fireline Board Bf | Fire Safety - Partition:Stud & 12.5Mm Fireline Board Bf, unit of measure SM | Fire Safety-FS010405 | Y | Y | Y | Y | Y
M3NHFScheduleOfRatesCode | Fire Safety/Partition:Stud & 12.5Mm Fireline Board Skim Bs | Fire Safety - Partition:Stud & 12.5Mm Fireline Board Skim Bs, unit of measure SM | Fire Safety-FS010407 | Y | Y | Y | Y | Y
M3NHFScheduleOfRatesCode | Fire Safety/Partition:Stud & 15Mm Plasterboard Bf | Fire Safety - Partition:Stud & 15Mm Plasterboard Bf, unit of measure SM | Fire Safety-FS010409 | Y | Y | Y | Y | Y
M3NHFScheduleOfRatesCode | Fire Safety/Partition:Stud & 15Mm Plasterboard Skim Bs | Fire Safety - Partition:Stud & 15Mm Plasterboard Skim Bs, unit of measure SM | Fire Safety-FS010411 | Y | Y | Y | Y | Y
M3NHFScheduleOfRatesCode | Fire Safety/Partition:Stud & 15Mm Fireline Board Bf | Fire Safety - Partition:Stud & 15Mm Fireline Board Bf, unit of measure SM | Fire Safety-FS010413 | Y | Y | Y | Y | Y
M3NHFScheduleOfRatesCode | Fire Safety/Partition:Stud & 15Mm Fireline Board Skim Bs | Fire Safety - Partition:Stud & 15Mm Fireline Board Skim Bs, unit of measure SM | Fire Safety-FS010415 | Y | Y | Y | Y | Y
M3NHFScheduleOfRatesCode | Fire Safety/Partition:Fix Extra Layer Of 12.5Mm Plasterboard | Fire Safety - Partition:Fix Extra Layer Of 12.5Mm Plasterboard, unit of measure SM | Fire Safety-FS010501 | Y | Y | Y | Y | Y
M3NHFScheduleOfRatesCode | Fire Safety/Partition:Fix Extra Layer Of 15Mm Plasterboard | Fire Safety - Partition:Fix Extra Layer Of 15Mm Plasterboard, unit of measure SM | Fire Safety-FS010503 | Y | Y | Y | Y | Y
M3NHFScheduleOfRatesCode | Fire Safety/Partition:Fix Extra Layer 12.5Mm Fireline Board | Fire Safety - Partition:Fix Extra Layer 12.5Mm Fireline Board, unit of measure SM | Fire Safety-FS010505 | Y | Y | Y | Y | Y
M3NHFScheduleOfRatesCode | Fire Safety/Partition:Fix Extra Layer Of 15Mm Fireline Board | Fire Safety - Partition:Fix Extra Layer Of 15Mm Fireline Board, unit of measure SM | Fire Safety-FS010507 | Y | Y | Y | Y | Y
M3NHFScheduleOfRatesCode | Fire Safety/Partition:48Mm Metal Stud 12.5Mm Wallboard Bf | Fire Safety - Partition:48Mm Metal Stud 12.5Mm Wallboard Bf, unit of measure SM | Fire Safety-FS010601 | Y | Y | Y | Y | Y
M3NHFScheduleOfRatesCode | Fire Safety/Partition:48Mm Metal Stud 12.5Mm Wallboard Skim Bf | Fire Safety - Partition:48Mm Metal Stud 12.5Mm Wallboard Skim Bf, unit of measure SM | Fire Safety-FS010603 | Y | Y | Y | Y | Y
M3NHFScheduleOfRatesCode | Fire Safety/Partition:48Mm Metal Stud 15Mm Wallboard Bf | Fire Safety - Partition:48Mm Metal Stud 15Mm Wallboard Bf, unit of measure SM | Fire Safety-FS010605 | Y | Y | Y | Y | Y
M3NHFScheduleOfRatesCode | Fire Safety/Partition:48Mm Metal Stud 15Mm Wallboard Skim Bf | Fire Safety - Partition:48Mm Metal Stud 15Mm Wallboard Skim Bf, unit of measure SM | Fire Safety-FS010607 | Y | Y | Y | Y | Y
M3NHFScheduleOfRatesCode | Fire Safety/Partition:48Mm Metal Stud 12.5Mm Fireline Board Bf | Fire Safety - Partition:48Mm Metal Stud 12.5Mm Fireline Board Bf, unit of measure SM | Fire Safety-FS010609 | Y | Y | Y | Y | Y
M3NHFScheduleOfRatesCode | Fire Safety/Partition:48Mm Metal Stud 12.5Mm Fireline Skim Bf | Fire Safety - Partition:48Mm Metal Stud 12.5Mm Fireline Skim Bf, unit of measure SM | Fire Safety-FS010611 | Y | Y | Y | Y | Y
M3NHFScheduleOfRatesCode | Fire Safety/Partition:48Mm Metal Stud 15Mm Fireline Bf | Fire Safety - Partition:48Mm Metal Stud 15Mm Fireline Bf, unit of measure SM | Fire Safety-FS010613 | Y | Y | Y | Y | Y
M3NHFScheduleOfRatesCode | Fire Safety/Partition:48Mm Metal Stud 15Mm Fireline Skim Bf | Fire Safety - Partition:48Mm Metal Stud 15Mm Fireline Skim Bf, unit of measure SM | Fire Safety-FS010615 | Y | Y | Y | Y | Y
M3NHFScheduleOfRatesCode | Fire Safety/Partition:48Mm Metal Stud 12.5Mm Soundbloc Bf | Fire Safety - Partition:48Mm Metal Stud 12.5Mm Soundbloc Bf, unit of measure SM | Fire Safety-FS010617 | Y | Y | Y | Y | Y
M3NHFScheduleOfRatesCode | Fire Safety/Partition:48Mm Metal Stud 12.5Mm Soundbloc Skim Bf | Fire Safety - Partition:48Mm Metal Stud 12.5Mm Soundbloc Skim Bf, unit of measure SM | Fire Safety-FS010619 | Y | Y | Y | Y | Y
M3NHFScheduleOfRatesCode | Fire Safety/Partition:48Mm Metal Stud 15Mm Soundbloc Bf | Fire Safety - Partition:48Mm Metal Stud 15Mm Soundbloc Bf, unit of measure SM | Fire Safety-FS010621 | Y | Y | Y | Y | Y
M3NHFScheduleOfRatesCode | Fire Safety/Partition:48Mm Metal Stud 15Mm Soundbloc Skim Bf | Fire Safety - Partition:48Mm Metal Stud 15Mm Soundbloc Skim Bf, unit of measure SM | Fire Safety-FS010623 | Y | Y | Y | Y | Y
M3NHFScheduleOfRatesCode | Fire Safety/Partition:70Mm Metal Stud 12.5Mm Wallboard Bf | Fire Safety - Partition:70Mm Metal Stud 12.5Mm Wallboard Bf, unit of measure SM | Fire Safety-FS010701 | Y | Y | Y | Y | Y
M3NHFScheduleOfRatesCode | Fire Safety/Partition:70Mm Metal Stud 12.5Mm Wallboard Skim Bf | Fire Safety - Partition:70Mm Metal Stud 12.5Mm Wallboard Skim Bf, unit of measure SM | Fire Safety-FS010703 | Y | Y | Y | Y | Y
M3NHFScheduleOfRatesCode | Fire Safety/Partition:70Mm Metal Stud 15Mm Wallboard Bf | Fire Safety - Partition:70Mm Metal Stud 15Mm Wallboard Bf, unit of measure SM | Fire Safety-FS010705 | Y | Y | Y | Y | Y
M3NHFScheduleOfRatesCode | Fire Safety/Partition:70Mm Metal Stud 15Mm Wallboard Skim Bf | Fire Safety - Partition:70Mm Metal Stud 15Mm Wallboard Skim Bf, unit of measure SM | Fire Safety-FS010707 | Y | Y | Y | Y | Y
M3NHFScheduleOfRatesCode | Fire Safety/Partition:70Mm Metal Stud 12.5Mm Fireline Board Bf | Fire Safety - Partition:70Mm Metal Stud 12.5Mm Fireline Board Bf, unit of measure SM | Fire Safety-FS010709 | Y | Y | Y | Y | Y
M3NHFScheduleOfRatesCode | Fire Safety/Partition:70Mm Metal Stud 12.5Mm Fireline Skim Bf | Fire Safety - Partition:70Mm Metal Stud 12.5Mm Fireline Skim Bf, unit of measure SM | Fire Safety-FS010711 | Y | Y | Y | Y | Y
M3NHFScheduleOfRatesCode | Fire Safety/Partition:70Mm Metal Stud 15Mm Fireline Board Bf | Fire Safety - Partition:70Mm Metal Stud 15Mm Fireline Board Bf, unit of measure SM | Fire Safety-FS010713 | Y | Y | Y | Y | Y
M3NHFScheduleOfRatesCode | Fire Safety/Partition:70Mm Metal Stud 15Mm Fireline Skim Bf | Fire Safety - Partition:70Mm Metal Stud 15Mm Fireline Skim Bf, unit of measure SM | Fire Safety-FS010715 | Y | Y | Y | Y | Y
M3NHFScheduleOfRatesCode | Fire Safety/Partition:70Mm Metal Stud 12.5Mm Soundbloc Bf | Fire Safety - Partition:70Mm Metal Stud 12.5Mm Soundbloc Bf, unit of measure SM | Fire Safety-FS010717 | Y | Y | Y | Y | Y
M3NHFScheduleOfRatesCode | Fire Safety/Partition:70Mm Metal Stud 12.5Mm Soundbloc Skim Bf | Fire Safety - Partition:70Mm Metal Stud 12.5Mm Soundbloc Skim Bf, unit of measure SM | Fire Safety-FS010719 | Y | Y | Y | Y | Y
M3NHFScheduleOfRatesCode | Fire Safety/Partition:70Mm Metal Stud 15Mm Soundblo Bf | Fire Safety - Partition:70Mm Metal Stud 15Mm Soundblo Bf, unit of measure SM | Fire Safety-FS010721 | Y | Y | Y | Y | Y
M3NHFScheduleOfRatesCode | Fire Safety/Partition:70Mm Metal Stud 15Mm Soundbloc Skim Bf | Fire Safety - Partition:70Mm Metal Stud 15Mm Soundbloc Skim Bf, unit of measure SM | Fire Safety-FS010723 | Y | Y | Y | Y | Y
M3NHFScheduleOfRatesCode | Fire Safety/Partition:92Mm Metal Stud 12.5Mm Wallboard Bf | Fire Safety - Partition:92Mm Metal Stud 12.5Mm Wallboard Bf, unit of measure SM | Fire Safety-FS010801 | Y | Y | Y | Y | Y
M3NHFScheduleOfRatesCode | Fire Safety/Partition:92Mm Metal Stud 12.5Mm Wallboard Skim Bf | Fire Safety - Partition:92Mm Metal Stud 12.5Mm Wallboard Skim Bf, unit of measure SM | Fire Safety-FS010803 | Y | Y | Y | Y | Y
M3NHFScheduleOfRatesCode | Fire Safety/Partition:92Mm Metal Stud 15Mm Wallboard Bf | Fire Safety - Partition:92Mm Metal Stud 15Mm Wallboard Bf, unit of measure SM | Fire Safety-FS010805 | Y | Y | Y | Y | Y
M3NHFScheduleOfRatesCode | Fire Safety/Partition:92Mm Metal Stud 15Mm Wallboard Skim Bf | Fire Safety - Partition:92Mm Metal Stud 15Mm Wallboard Skim Bf, unit of measure SM | Fire Safety-FS010807 | Y | Y | Y | Y | Y
M3NHFScheduleOfRatesCode | Fire Safety/Partition:92Mm Metal Stud 12.5Mm Fireline Board Bf | Fire Safety - Partition:92Mm Metal Stud 12.5Mm Fireline Board Bf, unit of measure SM | Fire Safety-FS010809 | Y | Y | Y | Y | Y
M3NHFScheduleOfRatesCode | Fire Safety/Partition:92Mm Metal Stud 12.5Mm Fireline Skim Bf | Fire Safety - Partition:92Mm Metal Stud 12.5Mm Fireline Skim Bf, unit of measure SM | Fire Safety-FS010811 | Y | Y | Y | Y | Y
M3NHFScheduleOfRatesCode | Fire Safety/Partition:92Mm Metal Stud 15Mm Fireline Board Bf | Fire Safety - Partition:92Mm Metal Stud 15Mm Fireline Board Bf, unit of measure SM | Fire Safety-FS010813 | Y | Y | Y | Y | Y
M3NHFScheduleOfRatesCode | Fire Safety/Partition:92Mm Metal Stud 15Mm Fireline Skim Bf | Fire Safety - Partition:92Mm Metal Stud 15Mm Fireline Skim Bf, unit of measure SM | Fire Safety-FS010815 | Y | Y | Y | Y | Y
M3NHFScheduleOfRatesCode | Fire Safety/Partition:92Mm Metal Stud 12.5Mm Soundbloc Bf | Fire Safety - Partition:92Mm Metal Stud 12.5Mm Soundbloc Bf, unit of measure SM | Fire Safety-FS010817 | Y | Y | Y | Y | Y
M3NHFScheduleOfRatesCode | Fire Safety/Partition:92Mm Metal Stud 12.5Mm Soundbloc Skim Bf | Fire Safety - Partition:92Mm Metal Stud 12.5Mm Soundbloc Skim Bf, unit of measure SM | Fire Safety-FS010819 | Y | Y | Y | Y | Y
M3NHFScheduleOfRatesCode | Fire Safety/Partition:92Mm Metal Stud 15Mm Soundbloc Board Bf | Fire Safety - Partition:92Mm Metal Stud 15Mm Soundbloc Board Bf, unit of measure SM | Fire Safety-FS010821 | Y | Y | Y | Y | Y
M3NHFScheduleOfRatesCode | Fire Safety/Partition:92Mm Metal Stud 15Mm Soundbloc Skim Bf | Fire Safety - Partition:92Mm Metal Stud 15Mm Soundbloc Skim Bf, unit of measure SM | Fire Safety-FS010823 | Y | Y | Y | Y | Y
M3NHFScheduleOfRatesCode | Fire Safety/Partition:Extra Layer 12.5Mm Plasterboard To Mf | Fire Safety - Partition:Extra Layer 12.5Mm Plasterboard To Mf, unit of measure SM | Fire Safety-FS010901 | Y | Y | Y | Y | Y
M3NHFScheduleOfRatesCode | Fire Safety/Partition:Extra Layer 15Mm Plasterboard To Mf | Fire Safety - Partition:Extra Layer 15Mm Plasterboard To Mf, unit of measure SM | Fire Safety-FS010903 | Y | Y | Y | Y | Y
M3NHFScheduleOfRatesCode | Fire Safety/Partition:Extra Layer 12.5Mm Fireline Board To Mf | Fire Safety - Partition:Extra Layer 12.5Mm Fireline Board To Mf, unit of measure SM | Fire Safety-FS010905 | Y | Y | Y | Y | Y
M3NHFScheduleOfRatesCode | Fire Safety/Partition:Extra Layer 15Mm Fireline Board To Mf | Fire Safety - Partition:Extra Layer 15Mm Fireline Board To Mf, unit of measure SM | Fire Safety-FS010907 | Y | Y | Y | Y | Y
M3NHFScheduleOfRatesCode | Fire Safety/Partition:Extra Layer 12.5Mm Soundbloc Board To Mf | Fire Safety - Partition:Extra Layer 12.5Mm Soundbloc Board To Mf, unit of measure SM | Fire Safety-FS010909 | Y | Y | Y | Y | Y
M3NHFScheduleOfRatesCode | Fire Safety/Partition:Extra Layer 15Mm Soundbloc Board To Mf | Fire Safety - Partition:Extra Layer 15Mm Soundbloc Board To Mf, unit of measure SM | Fire Safety-FS010911 | Y | Y | Y | Y | Y
M3NHFScheduleOfRatesCode | Fire Safety/Partition:Install Insulation Infill Ne 100Mm | Fire Safety - Partition:Install Insulation Infill Ne 100Mm, unit of measure SM | Fire Safety-FS011001 | Y | Y | Y | Y | Y
M3NHFScheduleOfRatesCode | Fire Safety/Partition:Install Sound Infill 75M | Fire Safety - Partition:Install Sound Infill 75M, unit of measure SM | Fire Safety-FS011003 | Y | Y | Y | Y | Y
M3NHFScheduleOfRatesCode | Fire Safety/Partition:Fill In Opening In Timber Studding | Fire Safety - Partition:Fill In Opening In Timber Studding, unit of measure SM | Fire Safety-FS011005 | Y | Y | Y | Y | Y
M3NHFScheduleOfRatesCode | Fire Safety/Partition:Form Opening In Timber Studding | Fire Safety - Partition:Form Opening In Timber Studding, unit of measure IT | Fire Safety-FS011007 | Y | Y | Y | Y | Y
M3NHFScheduleOfRatesCode | Fire Safety/Ceiling:Hack Of Plaster And Lath Or Plasterboard | Fire Safety - Ceiling:Hack Of Plaster And Lath Or Plasterboard, unit of measure SM | Fire Safety-FS020101 | Y | Y | Y | Y | Y
M3NHFScheduleOfRatesCode | Fire Safety/Ceiling:Fix 15Mm Plasterboard 3Mm Skim Coat | Fire Safety - Ceiling:Fix 15Mm Plasterboard 3Mm Skim Coat, unit of measure SM | Fire Safety-FS020103 | Y | Y | Y | Y | Y
M3NHFScheduleOfRatesCode | Fire Safety/Ceiling:Renew 15Mm Plasterboard 3Mm Skim Coat | Fire Safety - Ceiling:Renew 15Mm Plasterboard 3Mm Skim Coat, unit of measure SM | Fire Safety-FS020105 | Y | Y | Y | Y | Y
M3NHFScheduleOfRatesCode | Fire Safety/Ceiling:Overlay 15Mm Plasterboard 3Mm Skim | Fire Safety - Ceiling:Overlay 15Mm Plasterboard 3Mm Skim, unit of measure SM | Fire Safety-FS020107 | Y | Y | Y | Y | Y
M3NHFScheduleOfRatesCode | Fire Safety/Ceiling:Fix 12.5Mm Fireline Board 3Mm Skim Coat | Fire Safety - Ceiling:Fix 12.5Mm Fireline Board 3Mm Skim Coat, unit of measure SM | Fire Safety-FS020109 | Y | Y | Y | Y | Y
M3NHFScheduleOfRatesCode | Fire Safety/Ceiling:Renew 12.5Mm Fireline Board 3Mm Skim Coat | Fire Safety - Ceiling:Renew 12.5Mm Fireline Board 3Mm Skim Coat, unit of measure SM | Fire Safety-FS020111 | Y | Y | Y | Y | Y
M3NHFScheduleOfRatesCode | Fire Safety/Ceiling:Overlay 12.5Mm Fireline Board 3Mm Skim | Fire Safety - Ceiling:Overlay 12.5Mm Fireline Board 3Mm Skim, unit of measure SM | Fire Safety-FS020113 | Y | Y | Y | Y | Y
M3NHFScheduleOfRatesCode | Fire Safety/Ceiling:Fix 15Mm Fireline Board 3Mm Skim Coat | Fire Safety - Ceiling:Fix 15Mm Fireline Board 3Mm Skim Coat, unit of measure SM | Fire Safety-FS020115 | Y | Y | Y | Y | Y
M3NHFScheduleOfRatesCode | Fire Safety/Ceiling:Renew 15Mm Fireline Board 3Mm Skim Coat | Fire Safety - Ceiling:Renew 15Mm Fireline Board 3Mm Skim Coat, unit of measure SM | Fire Safety-FS020117 | Y | Y | Y | Y | Y
M3NHFScheduleOfRatesCode | Fire Safety/Ceiling:Overlay 15Mm Fireline Board 3Mm Skim | Fire Safety - Ceiling:Overlay 15Mm Fireline Board 3Mm Skim, unit of measure SM | Fire Safety-FS020119 | Y | Y | Y | Y | Y
M3NHFScheduleOfRatesCode | Fire Safety/Ceiling:Fix Extra Layer Of 12.5Mm Plasterboard | Fire Safety - Ceiling:Fix Extra Layer Of 12.5Mm Plasterboard, unit of measure SM | Fire Safety-FS020201 | Y | Y | Y | Y | Y
M3NHFScheduleOfRatesCode | Fire Safety/Ceiling:Fix Extra Layer Of 15Mm Plasterboard | Fire Safety - Ceiling:Fix Extra Layer Of 15Mm Plasterboard, unit of measure SM | Fire Safety-FS020203 | Y | Y | Y | Y | Y
M3NHFScheduleOfRatesCode | Fire Safety/Ceiling:Fix Extra Layer Of 12.5Mm Fireline Board | Fire Safety - Ceiling:Fix Extra Layer Of 12.5Mm Fireline Board, unit of measure SM | Fire Safety-FS020205 | Y | Y | Y | Y | Y
M3NHFScheduleOfRatesCode | Fire Safety/Ceiling:Fix Extra Layer Of 15Mm Fireline Board | Fire Safety - Ceiling:Fix Extra Layer Of 15Mm Fireline Board, unit of measure SM | Fire Safety-FS020207 | Y | Y | Y | Y | Y
M3NHFScheduleOfRatesCode | Fire Safety/Ceiling:Fix Extra Layer Of 12.5Mm Soundbloc Board | Fire Safety - Ceiling:Fix Extra Layer Of 12.5Mm Soundbloc Board, unit of measure SM | Fire Safety-FS020209 | Y | Y | Y | Y | Y
M3NHFScheduleOfRatesCode | Fire Safety/Ceiling:Fix Extra Layer Of 15Mm Soundbloc Board | Fire Safety - Ceiling:Fix Extra Layer Of 15Mm Soundbloc Board, unit of measure SM | Fire Safety-FS020211 | Y | Y | Y | Y | Y
M3NHFScheduleOfRatesCode | Fire Safety/Ceiling:Install 2 X 12.5Mm Fireline 50Mm Isowool | Fire Safety - Ceiling:Install 2 X 12.5Mm Fireline 50Mm Isowool, unit of measure SM | Fire Safety-FS020301 | Y | Y | Y | Y | Y
M3NHFScheduleOfRatesCode | Fire Safety/Ceiling:Renew 2X12.5Mm Fireline 100Mm Isowool,Skim | Fire Safety - Ceiling:Renew 2X12.5Mm Fireline 100Mm Isowool,Skim, unit of measure SM | Fire Safety-FS020303 | Y | Y | Y | Y | Y
M3NHFScheduleOfRatesCode | Fire Safety/Suspended Ceilings:Inspect Ceiling Void | Fire Safety - Suspended Ceilings:Inspect Ceiling Void, unit of measure SM | Fire Safety-FS020401 | Y | Y | Y | Y | Y
M3NHFScheduleOfRatesCode | Fire Safety/Suspended Ceilings:Provide Half Hour Fire Barrier | Fire Safety - Suspended Ceilings:Provide Half Hour Fire Barrier, unit of measure SM | Fire Safety-FS020403 | Y | Y | Y | Y | Y
M3NHFScheduleOfRatesCode | Fire Safety/Suspended Ceilings:Provide One Hour Fire Barrier | Fire Safety - Suspended Ceilings:Provide One Hour Fire Barrier, unit of measure SM | Fire Safety-FS020405 | Y | Y | Y | Y | Y
M3NHFScheduleOfRatesCode | Fire Safety/Suspended Ceilings:Provide 1 1/2 Hour Fire Barrier | Fire Safety - Suspended Ceilings:Provide 1 1/2 Hour Fire Barrier, unit of measure SM | Fire Safety-FS020407 | Y | Y | Y | Y | Y
M3NHFScheduleOfRatesCode | Fire Safety/Suspended Ceilings:Provide Two Hour Fire Barrier | Fire Safety - Suspended Ceilings:Provide Two Hour Fire Barrier, unit of measure SM | Fire Safety-FS020409 | Y | Y | Y | Y | Y
M3NHFScheduleOfRatesCode | Fire Safety/Suspended Ceilings:Pipe Sleeve Ne 50Mm 300Mm Long | Fire Safety - Suspended Ceilings:Pipe Sleeve Ne 50Mm 300Mm Long, unit of measure NO | Fire Safety-FS020411 | Y | Y | Y | Y | Y
M3NHFScheduleOfRatesCode | Fire Safety/Suspended Ceilings:Pipe Sleeve Ne 100Mm 300Mm Long | Fire Safety - Suspended Ceilings:Pipe Sleeve Ne 100Mm 300Mm Long, unit of measure NO | Fire Safety-FS020413 | Y | Y | Y | Y | Y
M3NHFScheduleOfRatesCode | Fire Safety/Suspended Ceilings:Pipe Sleeve Ne 150Mm 300Mm Long | Fire Safety - Suspended Ceilings:Pipe Sleeve Ne 150Mm 300Mm Long, unit of measure NO | Fire Safety-FS020415 | Y | Y | Y | Y | Y
M3NHFScheduleOfRatesCode | Fire Safety/Suspended Ceilings:Provide Duct Sleeves Ne 300Mm | Fire Safety - Suspended Ceilings:Provide Duct Sleeves Ne 300Mm, unit of measure NO | Fire Safety-FS020417 | Y | Y | Y | Y | Y
M3NHFScheduleOfRatesCode | Fire Safety/Suspended Ceilings:Provide Duct Sleeves Ne 600Mm | Fire Safety - Suspended Ceilings:Provide Duct Sleeves Ne 600Mm, unit of measure NO | Fire Safety-FS020419 | Y | Y | Y | Y | Y
M3NHFScheduleOfRatesCode | Fire Safety/Suspended Ceilings:Provide Duct Sleeves Ne 900Mm | Fire Safety - Suspended Ceilings:Provide Duct Sleeves Ne 900Mm, unit of measure NO | Fire Safety-FS020421 | Y | Y | Y | Y | Y
M3NHFScheduleOfRatesCode | Fire Safety/Suspended Ceilings:Provide Duct Sleeves Ne 1200Mm | Fire Safety - Suspended Ceilings:Provide Duct Sleeves Ne 1200Mm, unit of measure NO | Fire Safety-FS020423 | Y | Y | Y | Y | Y
M3NHFScheduleOfRatesCode | Fire Safety/Suspended Ceilings:Provide Conduit Sleeves Ne 50Mm | Fire Safety - Suspended Ceilings:Provide Conduit Sleeves Ne 50Mm, unit of measure NO | Fire Safety-FS020425 | Y | Y | Y | Y | Y
M3NHFScheduleOfRatesCode | Fire Safety/Suspended Ceilings:Pipe Sleeve Ne 100Mm 1M Long | Fire Safety - Suspended Ceilings:Pipe Sleeve Ne 100Mm 1M Long, unit of measure NO | Fire Safety-FS020427 | Y | Y | Y | Y | Y
M3NHFScheduleOfRatesCode | Fire Safety/Suspended Ceilings:Pro 1H Fr Barrier 4H Integrity | Fire Safety - Suspended Ceilings:Pro 1H Fr Barrier 4H Integrity, unit of measure SM | Fire Safety-FS020429 | Y | Y | Y | Y | Y
M3NHFScheduleOfRatesCode | Fire Safety/Firestopping:Exist Cable Opening Floor/Wall<0.10Sm | Fire Safety - Firestopping:Exist Cable Opening Floor/Wall<0.10Sm, unit of measure IT | Fire Safety-FS020501 | Y | Y | Y | Y | Y
M3NHFScheduleOfRatesCode | Fire Safety/Firestopping:Exist Cable Opening Floor/Wall<0.25Sm | Fire Safety - Firestopping:Exist Cable Opening Floor/Wall<0.25Sm, unit of measure IT | Fire Safety-FS020503 | Y | Y | Y | Y | Y
M3NHFScheduleOfRatesCode | Fire Safety/Firestopping:Exist Cable Opening Floor/Wall<0.50Sm | Fire Safety - Firestopping:Exist Cable Opening Floor/Wall<0.50Sm, unit of measure IT | Fire Safety-FS020505 | Y | Y | Y | Y | Y
M3NHFScheduleOfRatesCode | Fire Safety/Firestopping:Exist Pipe Floor Ne 0.25Sm 100Mm | Fire Safety - Firestopping:Exist Pipe Floor Ne 0.25Sm 100Mm, unit of measure IT | Fire Safety-FS020507 | Y | Y | Y | Y | Y
M3NHFScheduleOfRatesCode | Fire Safety/Firestopping:Existing Pipe Floor Ne 0.50Sm 100Mm | Fire Safety - Firestopping:Existing Pipe Floor Ne 0.50Sm 100Mm, unit of measure IT | Fire Safety-FS020509 | Y | Y | Y | Y | Y
M3NHFScheduleOfRatesCode | Fire Safety/Firestopping:Existing Pipe Floor Ne 0.25Sm 150Mm | Fire Safety - Firestopping:Existing Pipe Floor Ne 0.25Sm 150Mm, unit of measure IT | Fire Safety-FS020511 | Y | Y | Y | Y | Y
M3NHFScheduleOfRatesCode | Fire Safety/Firestopping:Existing Pipe Floor Ne 0.50Sm 150Mm | Fire Safety - Firestopping:Existing Pipe Floor Ne 0.50Sm 150Mm, unit of measure IT | Fire Safety-FS020513 | Y | Y | Y | Y | Y
M3NHFScheduleOfRatesCode | Fire Safety/Firestopping:Existing Pipe Floor Ne 0.25Sm 200Mm | Fire Safety - Firestopping:Existing Pipe Floor Ne 0.25Sm 200Mm, unit of measure IT | Fire Safety-FS020515 | Y | Y | Y | Y | Y
M3NHFScheduleOfRatesCode | Fire Safety/Firestopping:Existing Pipe Floor Ne 0.50Sm 200Mm | Fire Safety - Firestopping:Existing Pipe Floor Ne 0.50Sm 200Mm, unit of measure IT | Fire Safety-FS020517 | Y | Y | Y | Y | Y
M3NHFScheduleOfRatesCode | Fire Safety/Firestopping:Existing Pipe Floor Ne 0.25Sm 250Mm | Fire Safety - Firestopping:Existing Pipe Floor Ne 0.25Sm 250Mm, unit of measure IT | Fire Safety-FS020519 | Y | Y | Y | Y | Y
M3NHFScheduleOfRatesCode | Fire Safety/Firestopping:Existing Pipe Floor Ne 0.50Sm 250Mm | Fire Safety - Firestopping:Existing Pipe Floor Ne 0.50Sm 250Mm, unit of measure IT | Fire Safety-FS020521 | Y | Y | Y | Y | Y
M3NHFScheduleOfRatesCode | Fire Safety/Firestopping:Existing Pipe Wall Ne 0.25Sm 100Mm | Fire Safety - Firestopping:Existing Pipe Wall Ne 0.25Sm 100Mm, unit of measure IT | Fire Safety-FS020523 | Y | Y | Y | Y | Y
M3NHFScheduleOfRatesCode | Fire Safety/Firestopping:Existing Pipe Wall Ne 0.50Sm 100Mm | Fire Safety - Firestopping:Existing Pipe Wall Ne 0.50Sm 100Mm, unit of measure IT | Fire Safety-FS020525 | Y | Y | Y | Y | Y
M3NHFScheduleOfRatesCode | Fire Safety/Firestopping:Existing Pipe Wall Ne 0.25Sm 150Mm | Fire Safety - Firestopping:Existing Pipe Wall Ne 0.25Sm 150Mm, unit of measure IT | Fire Safety-FS020527 | Y | Y | Y | Y | Y
M3NHFScheduleOfRatesCode | Fire Safety/Firestopping:Existing Pipe Wall Ne 0.50Sm 150Mm | Fire Safety - Firestopping:Existing Pipe Wall Ne 0.50Sm 150Mm, unit of measure IT | Fire Safety-FS020529 | Y | Y | Y | Y | Y
M3NHFScheduleOfRatesCode | Fire Safety/Firestopping:Existing Pipe Wall Ne 0.25Sm 225Mm | Fire Safety - Firestopping:Existing Pipe Wall Ne 0.25Sm 225Mm, unit of measure IT | Fire Safety-FS020531 | Y | Y | Y | Y | Y
M3NHFScheduleOfRatesCode | Fire Safety/Firestopping:Existing Pipe Wall Ne 0.50Sm 225Mm | Fire Safety - Firestopping:Existing Pipe Wall Ne 0.50Sm 225Mm, unit of measure IT | Fire Safety-FS020533 | Y | Y | Y | Y | Y
M3NHFScheduleOfRatesCode | Fire Safety/Firestopping:Extg Duct Floor/Wall Ne 0.25Sm 225Mm | Fire Safety - Firestopping:Extg Duct Floor/Wall Ne 0.25Sm 225Mm, unit of measure IT | Fire Safety-FS020535 | Y | Y | Y | Y | Y
M3NHFScheduleOfRatesCode | Fire Safety/Firestopping:Extg Duct Floor/Wall Ne 0.50Sm 225Mm | Fire Safety - Firestopping:Extg Duct Floor/Wall Ne 0.50Sm 225Mm, unit of measure IT | Fire Safety-FS020537 | Y | Y | Y | Y | Y
M3NHFScheduleOfRatesCode | Fire Safety/Escape Window:Renew Standard Sw Casement 1 Light | Fire Safety - Escape Window:Renew Standard Sw Casement 1 Light, unit of measure SM | Fire Safety-FS030101 | Y | Y | Y | Y | Y
M3NHFScheduleOfRatesCode | Fire Safety/Escape Window:Renew Standard Sw Casement 2 Light | Fire Safety - Escape Window:Renew Standard Sw Casement 2 Light, unit of measure SM | Fire Safety-FS030103 | Y | Y | Y | Y | Y
M3NHFScheduleOfRatesCode | Fire Safety/Escape Window:Renew Standard Sw Casement 3 Light | Fire Safety - Escape Window:Renew Standard Sw Casement 3 Light, unit of measure SM | Fire Safety-FS030105 | Y | Y | Y | Y | Y
M3NHFScheduleOfRatesCode | Fire Safety/Escape Window:Renew Standard Sw Casement 4 Light | Fire Safety - Escape Window:Renew Standard Sw Casement 4 Light, unit of measure SM | Fire Safety-FS030107 | Y | Y | Y | Y | Y
M3NHFScheduleOfRatesCode | Fire Safety/Escape Window:Renew Purpose Sw Casement 1 Light | Fire Safety - Escape Window:Renew Purpose Sw Casement 1 Light, unit of measure SM | Fire Safety-FS030201 | Y | Y | Y | Y | Y
M3NHFScheduleOfRatesCode | Fire Safety/Escape Window:Renew Purpose Sw Casement 2 Light | Fire Safety - Escape Window:Renew Purpose Sw Casement 2 Light, unit of measure SM | Fire Safety-FS030203 | Y | Y | Y | Y | Y
M3NHFScheduleOfRatesCode | Fire Safety/Escape Window:Renew Purpose Sw Casement 3 Light | Fire Safety - Escape Window:Renew Purpose Sw Casement 3 Light, unit of measure SM | Fire Safety-FS030205 | Y | Y | Y | Y | Y
M3NHFScheduleOfRatesCode | Fire Safety/Escape Window:Renew Purpose Sw Casement 4 Light | Fire Safety - Escape Window:Renew Purpose Sw Casement 4 Light, unit of measure SM | Fire Safety-FS030207 | Y | Y | Y | Y | Y
M3NHFScheduleOfRatesCode | Fire Safety/Escape Window:Renew Standard Hw Casement 1 Light | Fire Safety - Escape Window:Renew Standard Hw Casement 1 Light, unit of measure SM | Fire Safety-FS030301 | Y | Y | Y | Y | Y
M3NHFScheduleOfRatesCode | Fire Safety/Escape Window:Renew Standard Hw Casement 2 Light | Fire Safety - Escape Window:Renew Standard Hw Casement 2 Light, unit of measure SM | Fire Safety-FS030303 | Y | Y | Y | Y | Y
M3NHFScheduleOfRatesCode | Fire Safety/Escape Window:Renew Standard Hw Casement 3 Light | Fire Safety - Escape Window:Renew Standard Hw Casement 3 Light, unit of measure SM | Fire Safety-FS030305 | Y | Y | Y | Y | Y
M3NHFScheduleOfRatesCode | Fire Safety/Escape Window:Renew Standard Hw Casement 4 Light | Fire Safety - Escape Window:Renew Standard Hw Casement 4 Light, unit of measure SM | Fire Safety-FS030307 | Y | Y | Y | Y | Y
M3NHFScheduleOfRatesCode | Fire Safety/Escape Window:Renew Purpose Hw Casement 1 Light | Fire Safety - Escape Window:Renew Purpose Hw Casement 1 Light, unit of measure SM | Fire Safety-FS030401 | Y | Y | Y | Y | Y
M3NHFScheduleOfRatesCode | Fire Safety/Escape Window:Renew Purpose Hw Casement 2 Light | Fire Safety - Escape Window:Renew Purpose Hw Casement 2 Light, unit of measure SM | Fire Safety-FS030403 | Y | Y | Y | Y | Y
M3NHFScheduleOfRatesCode | Fire Safety/Escape Window:Renew Purpose Hw Casement 3 Light | Fire Safety - Escape Window:Renew Purpose Hw Casement 3 Light, unit of measure SM | Fire Safety-FS030405 | Y | Y | Y | Y | Y
M3NHFScheduleOfRatesCode | Fire Safety/Escape Window:Renew Purpose Hw Casement 4 Light | Fire Safety - Escape Window:Renew Purpose Hw Casement 4 Light, unit of measure SM | Fire Safety-FS030407 | Y | Y | Y | Y | Y
M3NHFScheduleOfRatesCode | Fire Safety/Escape Window:Renew Softwood Feature | Fire Safety - Escape Window:Renew Softwood Feature, unit of measure SM | Fire Safety-FS030501 | Y | Y | Y | Y | Y
M3NHFScheduleOfRatesCode | Fire Safety/Escape Window:Renew Hardwood Feature | Fire Safety - Escape Window:Renew Hardwood Feature, unit of measure SM | Fire Safety-FS030601 | Y | Y | Y | Y | Y
M3NHFScheduleOfRatesCode | Fire Safety/Escape Window:Renew With Pvcu Casement 1 Light | Fire Safety - Escape Window:Renew With Pvcu Casement 1 Light, unit of measure NO | Fire Safety-FS030701 | Y | Y | Y | Y | Y
M3NHFScheduleOfRatesCode | Fire Safety/Escape Window:Renew With Pvcu Casement 2 Light | Fire Safety - Escape Window:Renew With Pvcu Casement 2 Light, unit of measure SM | Fire Safety-FS030703 | Y | Y | Y | Y | Y
M3NHFScheduleOfRatesCode | Fire Safety/Escape Window:Renew With Pvcu Casement 3 Light | Fire Safety - Escape Window:Renew With Pvcu Casement 3 Light, unit of measure SM | Fire Safety-FS030705 | Y | Y | Y | Y | Y
M3NHFScheduleOfRatesCode | Fire Safety/Escape Window:Renew With Pvcu Casement 4 Light | Fire Safety - Escape Window:Renew With Pvcu Casement 4 Light, unit of measure SM | Fire Safety-FS030707 | Y | Y | Y | Y | Y
M3NHFScheduleOfRatesCode | Fire Safety/Escape Window:Form New Fire Escape Casement Dg Sw | Fire Safety - Escape Window:Form New Fire Escape Casement Dg Sw, unit of measure SM | Fire Safety-FS030801 | Y | Y | Y | Y | Y
M3NHFScheduleOfRatesCode | Fire Safety/Escape Window:Renew Fixed With Fe Casement Dg Sw | Fire Safety - Escape Window:Renew Fixed With Fe Casement Dg Sw, unit of measure SM | Fire Safety-FS030803 | Y | Y | Y | Y | Y
M3NHFScheduleOfRatesCode | Fire Safety/Escape Window:Renew Pivot With Fe Casement Dg Sw | Fire Safety - Escape Window:Renew Pivot With Fe Casement Dg Sw, unit of measure SM | Fire Safety-FS030805 | Y | Y | Y | Y | Y
M3NHFScheduleOfRatesCode | Fire Safety/Escape Window:Form New Fe Casement Dg Hw | Fire Safety - Escape Window:Form New Fe Casement Dg Hw, unit of measure SM | Fire Safety-FS030901 | Y | Y | Y | Y | Y
M3NHFScheduleOfRatesCode | Fire Safety/Escape Window:Renew Fixed With Fe Casement Dg Hw | Fire Safety - Escape Window:Renew Fixed With Fe Casement Dg Hw, unit of measure SM | Fire Safety-FS030903 | Y | Y | Y | Y | Y
M3NHFScheduleOfRatesCode | Fire Safety/Escape Window:Renew Pivot With Fe Casement Dg Hw | Fire Safety - Escape Window:Renew Pivot With Fe Casement Dg Hw, unit of measure SM | Fire Safety-FS030905 | Y | Y | Y | Y | Y
M3NHFScheduleOfRatesCode | Fire Safety/Escape Window:Renew Fixed With New Fe Dg Pvcu | Fire Safety - Escape Window:Renew Fixed With New Fe Dg Pvcu, unit of measure SM | Fire Safety-FS031001 | Y | Y | Y | Y | Y
M3NHFScheduleOfRatesCode | Fire Safety/Escape Window:Renew With New Fe Casement Dg Pvcu | Fire Safety - Escape Window:Renew With New Fe Casement Dg Pvcu, unit of measure SM | Fire Safety-FS031003 | Y | Y | Y | Y
M3NHFScheduleOfRatesCode | Fire Safety/Fire Door:Renew 1/2Hr Fd30 Internal | Fire Safety - Fire Door:Renew 1/2Hr Fd30 Internal, unit of measure IT | Fire Safety-FS040101 | Y | Y | Y | Y | Y
M3NHFScheduleOfRatesCode | Fire Safety/Fire Door:Renew 1/2Hr Fd30 Internal Extra Wide | Fire Safety - Fire Door:Renew 1/2Hr Fd30 Internal Extra Wide, unit of measure IT | Fire Safety-FS040103 | Y | Y | Y | Y | Y
M3NHFScheduleOfRatesCode | Fire Safety/Fire Door:Renew 1 Hr Fd60 Internal | Fire Safety - Fire Door:Renew 1 Hr Fd60 Internal, unit of measure IT | Fire Safety-FS040105 | Y | Y | Y | Y | Y
M3NHFScheduleOfRatesCode | Fire Safety/Fire Door:Renew 1Hr Fd60 Internal Extra Wide | Fire Safety - Fire Door:Renew 1Hr Fd60 Internal Extra Wide, unit of measure IT | Fire Safety-FS040107 | Y | Y | Y | Y | Y
M3NHFScheduleOfRatesCode | Fire Safety/Fire Door:Renew 11/2 Hr Fd90 Internal | Fire Safety - Fire Door:Renew 11/2 Hr Fd90 Internal, unit of measure IT | Fire Safety-FS040109 | Y | Y | Y | Y | Y
M3NHFScheduleOfRatesCode | Fire Safety/Fire Door:Renew 11/2Hr Fd90 Internal Extra Wide | Fire Safety - Fire Door:Renew 11/2Hr Fd90 Internal Extra Wide, unit of measure IT | Fire Safety-FS040111 | Y | Y | Y | Y | Y
M3NHFScheduleOfRatesCode | Fire Safety/Fire Door:Renew 2 Hr Fd120 Internal | Fire Safety - Fire Door:Renew 2 Hr Fd120 Internal, unit of measure IT | Fire Safety-FS040113 | Y | Y | Y | Y | Y
M3NHFScheduleOfRatesCode | Fire Safety/Fire Door:Renew 2Hr Fd120 Internal Extra Wide | Fire Safety - Fire Door:Renew 2Hr Fd120 Internal Extra Wide, unit of measure IT | Fire Safety-FS040115 | Y | Y | Y | Y | Y
M3NHFScheduleOfRatesCode | Fire Safety/Fire Door:Renew 1/2Hr Glazed Internal Std Size | Fire Safety - Fire Door:Renew 1/2Hr Glazed Internal Std Size, unit of measure IT | Fire Safety-FS040117 | Y | Y | Y | Y | Y
M3NHFScheduleOfRatesCode | Fire Safety/Fire Door:Renew 1/2Hr Glazed Internal Extra Wide | Fire Safety - Fire Door:Renew 1/2Hr Glazed Internal Extra Wide, unit of measure IT | Fire Safety-FS040119 | Y | Y | Y | Y | Y
M3NHFScheduleOfRatesCode | Fire Safety/Fire Door:Renew 1Hr Fd60G Glazed Fire Internal | Fire Safety - Fire Door:Renew 1Hr Fd60G Glazed Fire Internal, unit of measure IT | Fire Safety-FS040121 | Y | Y | Y | Y | Y
M3NHFScheduleOfRatesCode | Fire Safety/Fire Door:Renew 1Hr Fd60G Glazed Fire Int E Wide | Fire Safety - Fire Door:Renew 1Hr Fd60G Glazed Fire Int E Wide, unit of measure IT | Fire Safety-FS040123 | Y | Y | Y | Y | Y
M3NHFScheduleOfRatesCode | Fire Safety/Door:Form Vision Panel To Internal | Fire Safety - Door:Form Vision Panel To Internal, unit of measure NO | Fire Safety-FS040125 | Y | Y | Y | Y | Y
M3NHFScheduleOfRatesCode | Fire Safety/Door:Renew 1/2Hr Fd30 Fire Internal And Stops | Fire Safety - Door:Renew 1/2Hr Fd30 Fire Internal And Stops, unit of measure NO | Fire Safety-FS040127 | Y | Y | Y | Y | Y
M3NHFScheduleOfRatesCode | Fire Safety/Door:Renew 1/2Hr Fire Internal - Prefinished | Fire Safety - Door:Renew 1/2Hr Fire Internal - Prefinished, unit of measure NO | Fire Safety-FS040128 | Y
M3NHFScheduleOfRatesCode | Fire Safety/Fire Door:Renew Extra Wide 1/2Hr Internal & Stops | Fire Safety - Fire Door:Renew Extra Wide 1/2Hr Internal & Stops, unit of measure IT | Fire Safety-FS040129 | Y | Y | Y | Y | Y
M3NHFScheduleOfRatesCode | Fire Safety/Door:Renew 1Hr Fd60 Fire Internal And Stops | Fire Safety - Door:Renew 1Hr Fd60 Fire Internal And Stops, unit of measure NO | Fire Safety-FS040131 | Y | Y | Y | Y | Y
M3NHFScheduleOfRatesCode | Fire Safety/Door:Renew 1Hr Fire Internal-Standard Size | Fire Safety - Door:Renew 1Hr Fire Internal-Standard Size, unit of measure NO | Fire Safety-FS040132 | Y
M3NHFScheduleOfRatesCode | Fire Safety/Fire Door:Renew Extra Wide 1Hr Internal & Stops | Fire Safety - Fire Door:Renew Extra Wide 1Hr Internal & Stops, unit of measure IT | Fire Safety-FS040133 | Y | Y | Y | Y | Y
M3NHFScheduleOfRatesCode | Fire Safety/Single Door And Frame:Upgrade To Fd30 | Fire Safety - Single Door And Frame:Upgrade To Fd30, unit of measure IT | Fire Safety-FS040135 | Y | Y | Y | Y | Y
M3NHFScheduleOfRatesCode | Fire Safety/Door:Renew 1Hr Fire Internal - Prefinished | Fire Safety - Door:Renew 1Hr Fire Internal - Prefinished, unit of measure NO | Fire Safety-FS040136 | Y
M3NHFScheduleOfRatesCode | Fire Safety/Single Door And Frame:Upgrade To Fd30 Extra Wide | Fire Safety - Single Door And Frame:Upgrade To Fd30 Extra Wide, unit of measure IT | Fire Safety-FS040137 | Y | Y | Y | Y | Y
M3NHFScheduleOfRatesCode | Fire Safety/Single Door And Frame:Upgrade To Fd60 | Fire Safety - Single Door And Frame:Upgrade To Fd60, unit of measure IT | Fire Safety-FS040139 | Y | Y | Y | Y | Y
M3NHFScheduleOfRatesCode | Fire Safety/Single Door And Frame:Upgrade To Fd607 Extra Wide | Fire Safety - Single Door And Frame:Upgrade To Fd607 Extra Wide, unit of measure IT | Fire Safety-FS040141 | Y | Y | Y | Y | Y
M3NHFScheduleOfRatesCode | Fire Safety/Single Door And Frame:Upgrade To Fd30G | Fire Safety - Single Door And Frame:Upgrade To Fd30G, unit of measure IT | Fire Safety-FS040143 | Y | Y | Y | Y | Y
M3NHFScheduleOfRatesCode | Fire Safety/Single Door And Frame:Upgrade To Fd30G Extra Wide | Fire Safety - Single Door And Frame:Upgrade To Fd30G Extra Wide, unit of measure IT | Fire Safety-FS040145 | Y | Y | Y | Y | Y
M3NHFScheduleOfRatesCode | Fire Safety/Single Door And Frame:Upgrade To Fd60G | Fire Safety - Single Door And Frame:Upgrade To Fd60G, unit of measure IT | Fire Safety-FS040147 | Y | Y | Y | Y | Y
M3NHFScheduleOfRatesCode | Fire Safety/Single Door And Frame:Upgrade To Fd60G Extra Wide | Fire Safety - Single Door And Frame:Upgrade To Fd60G Extra Wide, unit of measure IT | Fire Safety-FS040149 | Y | Y | Y | Y | Y
M3NHFScheduleOfRatesCode | Fire Safety/Fire Doors:Renew Pair Of 1/2Hr Fd30 Internal | Fire Safety - Fire Doors:Renew Pair Of 1/2Hr Fd30 Internal, unit of measure PR | Fire Safety-FS040201 | Y | Y | Y | Y | Y
M3NHFScheduleOfRatesCode | Fire Safety/Fire Doors:Renew Pair Of 1Hr Fd60 Internal | Fire Safety - Fire Doors:Renew Pair Of 1Hr Fd60 Internal, unit of measure PR | Fire Safety-FS040203 | Y | Y | Y | Y | Y
M3NHFScheduleOfRatesCode | Fire Safety/Fire Doors:Renew Pair 1/2Hr Fd30G Glazed Fire Int | Fire Safety - Fire Doors:Renew Pair 1/2Hr Fd30G Glazed Fire Int, unit of measure PR | Fire Safety-FS040205 | Y | Y | Y | Y | Y
M3NHFScheduleOfRatesCode | Fire Safety/Fire Doors:Renew Pair 1Hr Fd60G Glazed Fire Int | Fire Safety - Fire Doors:Renew Pair 1Hr Fd60G Glazed Fire Int, unit of measure PR | Fire Safety-FS040207 | Y | Y | Y | Y | Y
M3NHFScheduleOfRatesCode | Fire Safety/Fire Doors:Renew Unequal Pair Of 1/2Hr Fd30 Int | Fire Safety - Fire Doors:Renew Unequal Pair Of 1/2Hr Fd30 Int, unit of measure PR | Fire Safety-FS040209 | Y | Y | Y | Y | Y
M3NHFScheduleOfRatesCode | Fire Safety/Fire Doors:Renew Unequal Pair Of 1Hr Fd60 Int | Fire Safety - Fire Doors:Renew Unequal Pair Of 1Hr Fd60 Int, unit of measure PR | Fire Safety-FS040211 | Y | Y | Y | Y | Y
M3NHFScheduleOfRatesCode | Fire Safety/Fire Doors:Renew Unequal Pr 1/2Hr Fd30G Glazed Int | Fire Safety - Fire Doors:Renew Unequal Pr 1/2Hr Fd30G Glazed Int, unit of measure PR | Fire Safety-FS040213 | Y | Y | Y | Y | Y
M3NHFScheduleOfRatesCode | Fire Safety/Fire Doors:Renew Unequal Pr 1Hr Fd60G Glazed Int | Fire Safety - Fire Doors:Renew Unequal Pr 1Hr Fd60G Glazed Int, unit of measure PR | Fire Safety-FS040215 | Y | Y | Y | Y | Y
M3NHFScheduleOfRatesCode | Fire Safety/Door:Renew Flush Door T90 | Fire Safety - Door:Renew Flush Door T90, unit of measure NO | Fire Safety-FS040301 | Y | Y | Y | Y | Y
M3NHFScheduleOfRatesCode | Fire Safety/Door:Renew Flush Door T120 | Fire Safety - Door:Renew Flush Door T120, unit of measure NO | Fire Safety-FS040303 | Y | Y | Y | Y | Y
M3NHFScheduleOfRatesCode | Fire Safety/Door:Renew 1/2Hr Flush Communal Door | Fire Safety - Door:Renew 1/2Hr Flush Communal Door, unit of measure NO | Fire Safety-FS040305 | Y | Y | Y | Y | Y
M3NHFScheduleOfRatesCode | Fire Safety/Door:Renew 1Hr Flush Communal Door | Fire Safety - Door:Renew 1Hr Flush Communal Door, unit of measure NO | Fire Safety-FS040307 | Y | Y | Y | Y | Y
M3NHFScheduleOfRatesCode | Fire Safety/Fire Door:Renew 1Hr Fd60 Flush Communal Panic | Fire Safety - Fire Door:Renew 1Hr Fd60 Flush Communal Panic, unit of measure IT | Fire Safety-FS040309 | Y | Y | Y | Y | Y
M3NHFScheduleOfRatesCode | Fire Safety/Fire Door:Renew 1/2Hr Fd30G Flush Communal Door | Fire Safety - Fire Door:Renew 1/2Hr Fd30G Flush Communal Door, unit of measure IT | Fire Safety-FS040311 | Y | Y | Y | Y | Y
M3NHFScheduleOfRatesCode | Fire Safety/Fire Door:Renew 1Hr Fd60G Flush Communal | Fire Safety - Fire Door:Renew 1Hr Fd60G Flush Communal, unit of measure IT | Fire Safety-FS040313 | Y | Y | Y | Y | Y
M3NHFScheduleOfRatesCode | Fire Safety/Fire Door:Renew 1Hr Fd60G Flush Communal Panic | Fire Safety - Fire Door:Renew 1Hr Fd60G Flush Communal Panic, unit of measure IT | Fire Safety-FS040315 | Y | Y | Y | Y | Y
M3NHFScheduleOfRatesCode | Fire Safety/Doorset:Fd30S Doorset | Fire Safety - Doorset:Fd30S Doorset, unit of measure NO | Fire Safety-FS040351 | Y
M3NHFScheduleOfRatesCode | Fire Safety/Doorset:Fd30S Doorset Fanlight Ne 0.50Sm | Fire Safety - Doorset:Fd30S Doorset Fanlight Ne 0.50Sm, unit of measure NO | Fire Safety-FS040352 | Y
M3NHFScheduleOfRatesCode | Fire Safety/Doorset:Fd30S Doorset Fanlight Ne1.00Sm | Fire Safety - Doorset:Fd30S Doorset Fanlight Ne1.00Sm, unit of measure NO | Fire Safety-FS040353 | Y
M3NHFScheduleOfRatesCode | Fire Safety/Doorset:Fd30S Doorset Fanlight Sidelight Ne 1Sm | Fire Safety - Doorset:Fd30S Doorset Fanlight Sidelight Ne 1Sm, unit of measure NO | Fire Safety-FS040354 | Y
M3NHFScheduleOfRatesCode | Fire Safety/Doorset:Fd30S Doorset Fanlight Sidelight Over 1Sm | Fire Safety - Doorset:Fd30S Doorset Fanlight Sidelight Over 1Sm, unit of measure NO | Fire Safety-FS040355 | Y
M3NHFScheduleOfRatesCode | Fire Safety/Doorset:Fd30S Doorset Sidelight Ne 1.00Sm | Fire Safety - Doorset:Fd30S Doorset Sidelight Ne 1.00Sm, unit of measure NO | Fire Safety-FS040356 | Y
M3NHFScheduleOfRatesCode | Fire Safety/Doorset:Fd30S Doorset Sidelight Over 1.00Sm | Fire Safety - Doorset:Fd30S Doorset Sidelight Over 1.00Sm, unit of measure NO | Fire Safety-FS040357 | Y
M3NHFScheduleOfRatesCode | Fire Safety/Fire Doors:Renew Pair Of External Flush Doors T90 | Fire Safety - Fire Doors:Renew Pair Of External Flush Doors T90, unit of measure IT | Fire Safety-FS040401 | Y | Y | Y | Y | Y
M3NHFScheduleOfRatesCode | Fire Safety/Fire Doors:Renew Pair Of External Flush Doors T120 | Fire Safety - Fire Doors:Renew Pair Of External Flush Doors T120, unit of measure IT | Fire Safety-FS040403 | Y | Y | Y | Y | Y
M3NHFScheduleOfRatesCode | Fire Safety/Fire Doors:Renew Pair 1/2Hr Fd30 Flush Communal | Fire Safety - Fire Doors:Renew Pair 1/2Hr Fd30 Flush Communal, unit of measure IT | Fire Safety-FS040405 | Y | Y | Y | Y | Y
M3NHFScheduleOfRatesCode | Fire Safety/Fire Doors:Renew Pair 1Hr Fd60 Flush Communal | Fire Safety - Fire Doors:Renew Pair 1Hr Fd60 Flush Communal, unit of measure IT | Fire Safety-FS040407 | Y | Y | Y | Y | Y
M3NHFScheduleOfRatesCode | Fire Safety/Fire Doors:Renew Pr 1Hr Fd60 Flush Communal Panic | Fire Safety - Fire Doors:Renew Pr 1Hr Fd60 Flush Communal Panic, unit of measure IT | Fire Safety-FS040409 | Y | Y | Y | Y | Y
M3NHFScheduleOfRatesCode | Fire Safety/Fire Doors:Renew Pr 1/2Hr Fd30G Flush Communal | Fire Safety - Fire Doors:Renew Pr 1/2Hr Fd30G Flush Communal, unit of measure IT | Fire Safety-FS040411 | Y | Y | Y | Y | Y
M3NHFScheduleOfRatesCode | Fire Safety/Fire Doors:Renew Pr 1Hr Fd60G Flush Communal | Fire Safety - Fire Doors:Renew Pr 1Hr Fd60G Flush Communal, unit of measure IT | Fire Safety-FS040413 | Y | Y | Y | Y | Y
M3NHFScheduleOfRatesCode | Fire Safety/Fire Doors:Renew Pr 1Hr Fd60G Flush Com Panic | Fire Safety - Fire Doors:Renew Pr 1Hr Fd60G Flush Com Panic, unit of measure IT | Fire Safety-FS040415 | Y | Y | Y | Y | Y
M3NHFScheduleOfRatesCode | Fire Safety/Fire Door:Install 1/2Hr Fd30 Internal & Frame | Fire Safety - Fire Door:Install 1/2Hr Fd30 Internal & Frame, unit of measure IT | Fire Safety-FS040501 | Y | Y | Y | Y | Y
M3NHFScheduleOfRatesCode | Fire Safety/Fire Door:Install 1/2Hr Fd30 Internal & Frame Ew | Fire Safety - Fire Door:Install 1/2Hr Fd30 Internal & Frame Ew, unit of measure IT | Fire Safety-FS040503 | Y | Y | Y | Y | Y
M3NHFScheduleOfRatesCode | Fire Safety/Fire Door:Install 1Hr Fd60 Internal & Frame | Fire Safety - Fire Door:Install 1Hr Fd60 Internal & Frame, unit of measure IT | Fire Safety-FS040505 | Y | Y | Y | Y | Y
M3NHFScheduleOfRatesCode | Fire Safety/Fire Door:Install 1Hr Fd60 Internal & Frame Ew | Fire Safety - Fire Door:Install 1Hr Fd60 Internal & Frame Ew, unit of measure IT | Fire Safety-FS040507 | Y | Y | Y | Y | Y
M3NHFScheduleOfRatesCode | Fire Safety/Fire Door:Install 11/2Hr Fd90 Internal & Frame | Fire Safety - Fire Door:Install 11/2Hr Fd90 Internal & Frame, unit of measure IT | Fire Safety-FS040509 | Y | Y | Y | Y | Y
M3NHFScheduleOfRatesCode | Fire Safety/Fire Door:Install 2Hr Fd120 Internal & Frame | Fire Safety - Fire Door:Install 2Hr Fd120 Internal & Frame, unit of measure IT | Fire Safety-FS040511 | Y | Y | Y | Y | Y
M3NHFScheduleOfRatesCode | Fire Safety/Fire Door:Install 1/2Hr Glazed Fd30G Int & Frame | Fire Safety - Fire Door:Install 1/2Hr Glazed Fd30G Int & Frame, unit of measure IT | Fire Safety-FS040513 | Y | Y | Y | Y | Y
M3NHFScheduleOfRatesCode | Fire Safety/Fire Door:Install 1/2Hr Glazed Fd30G Int&Frame Ew | Fire Safety - Fire Door:Install 1/2Hr Glazed Fd30G Int&Frame Ew, unit of measure IT | Fire Safety-FS040515 | Y | Y | Y | Y | Y
M3NHFScheduleOfRatesCode | Fire Safety/Fire Door:Install 1Hr Glazed Fd60G Int & Frame | Fire Safety - Fire Door:Install 1Hr Glazed Fd60G Int & Frame, unit of measure IT | Fire Safety-FS040517 | Y | Y | Y | Y | Y
M3NHFScheduleOfRatesCode | Fire Safety/Fire Door:Install 1Hr Glazed Fd60G Int & Frame Ew | Fire Safety - Fire Door:Install 1Hr Glazed Fd60G Int & Frame Ew, unit of measure IT | Fire Safety-FS040519 | Y | Y | Y | Y | Y
M3NHFScheduleOfRatesCode | Fire Safety/Communal Fire Doorset:Inst 1/2 Hr No Fanlight | Fire Safety - Communal Fire Doorset:Inst 1/2 Hr No Fanlight, unit of measure IT | Fire Safety-FS040601 | Y | Y | Y | Y | Y
M3NHFScheduleOfRatesCode | Fire Safety/Communal Fire Doorset:Inst 1 Hour No Fanlight | Fire Safety - Communal Fire Doorset:Inst 1 Hour No Fanlight, unit of measure IT | Fire Safety-FS040603 | Y | Y | Y | Y | Y
M3NHFScheduleOfRatesCode | Fire Safety/Communal Fire Doorset:Inst 1/2 Hour & Fanlight | Fire Safety - Communal Fire Doorset:Inst 1/2 Hour & Fanlight, unit of measure IT | Fire Safety-FS040605 | Y | Y | Y | Y | Y
M3NHFScheduleOfRatesCode | Fire Safety/Communal Fire Doorset:Inst 1 Hour & Fanlight | Fire Safety - Communal Fire Doorset:Inst 1 Hour & Fanlight, unit of measure IT | Fire Safety-FS040607 | Y | Y | Y | Y | Y
M3NHFScheduleOfRatesCode | Fire Safety/Communal Fire Doorset:Inst 1/2 Hour & Sidelight | Fire Safety - Communal Fire Doorset:Inst 1/2 Hour & Sidelight, unit of measure IT | Fire Safety-FS040609 | Y | Y | Y | Y | Y
M3NHFScheduleOfRatesCode | Fire Safety/Communal Fire Doorset:Inst 1 Hour & Sidelight | Fire Safety - Communal Fire Doorset:Inst 1 Hour & Sidelight, unit of measure IT | Fire Safety-FS040611 | Y | Y | Y | Y | Y
M3NHFScheduleOfRatesCode | Fire Safety/Communal Fire Doorset:Inst 1/2 Hr Fan & Sidelight | Fire Safety - Communal Fire Doorset:Inst 1/2 Hr Fan & Sidelight, unit of measure IT | Fire Safety-FS040613 | Y | Y | Y | Y | Y
M3NHFScheduleOfRatesCode | Fire Safety/Communal Fire Doorset:Inst 1 Hr Fan & Sidelight | Fire Safety - Communal Fire Doorset:Inst 1 Hr Fan & Sidelight, unit of measure IT | Fire Safety-FS040615 | Y | Y | Y | Y | Y
M3NHFScheduleOfRatesCode | Fire Safety/Communal Fire Doorset:Renew Or Inst Pr 1/2 Hour | Fire Safety - Communal Fire Doorset:Renew Or Inst Pr 1/2 Hour, unit of measure IT | Fire Safety-FS040617 | Y | Y | Y | Y | Y
M3NHFScheduleOfRatesCode | Fire Safety/Communal Fire Doorset:Renew Or Inst Pr 1 Hour | Fire Safety - Communal Fire Doorset:Renew Or Inst Pr 1 Hour, unit of measure IT | Fire Safety-FS040619 | Y | Y | Y | Y | Y
M3NHFScheduleOfRatesCode | Fire Safety/Communal Fire Doorset:Inst Pr 1/2 Hour Fanlight | Fire Safety - Communal Fire Doorset:Inst Pr 1/2 Hour Fanlight, unit of measure IT | Fire Safety-FS040621 | Y | Y | Y | Y | Y
M3NHFScheduleOfRatesCode | Fire Safety/Communal Fire Doorset:Inst Pair 1 Hour Fanlight | Fire Safety - Communal Fire Doorset:Inst Pair 1 Hour Fanlight, unit of measure IT | Fire Safety-FS040623 | Y | Y | Y | Y
M3NHFScheduleOfRatesCode | Fire Safety/Frame:Renew Internal With Stops And Architraves | Fire Safety - Frame:Renew Internal With Stops And Architraves, unit of measure NO | Fire Safety-FS040701 | Y | Y | Y | Y | Y
M3NHFScheduleOfRatesCode | Fire Safety/Frame:Renew Internal Stops+Archs+Door Removal | Fire Safety - Frame:Renew Internal Stops+Archs+Door Removal, unit of measure NO | Fire Safety-FS040703 | Y | Y | Y | Y | Y
M3NHFScheduleOfRatesCode | Fire Safety/Frame:Renew Internal Fanlight Architrave Stops | Fire Safety - Frame:Renew Internal Fanlight Architrave Stops, unit of measure NO | Fire Safety-FS040705 | Y | Y | Y | Y | Y
M3NHFScheduleOfRatesCode | Fire Safety/Stop:Renew Or Supply 25X50Mm Softwood Fire Door | Fire Safety - Stop:Renew Or Supply 25X50Mm Softwood Fire Door, unit of measure IT | Fire Safety-FS040801 | Y | Y | Y | Y | Y
M3NHFScheduleOfRatesCode | Fire Safety/Stop:Renew Or Supply 25Mm Fire Door Stop | Fire Safety - Stop:Renew Or Supply 25Mm Fire Door Stop, unit of measure IT | Fire Safety-FS040803 | Y | Y | Y | Y | Y
M3NHFScheduleOfRatesCode | Fire Safety/Stop:Renew Or Supply 25X50Mm Fire Door Stop | Fire Safety - Stop:Renew Or Supply 25X50Mm Fire Door Stop, unit of measure IT | Fire Safety-FS040804 | Y
M3NHFScheduleOfRatesCode | Fire Safety/Stop:Refix Loose Door Set | Fire Safety - Stop:Refix Loose Door Set, unit of measure IT | Fire Safety-FS040805 | Y | Y | Y | Y | Y
M3NHFScheduleOfRatesCode | Fire Safety/Intumescent Strip:Renew Upto 1 Hour | Fire Safety - Intumescent Strip:Renew Upto 1 Hour, unit of measure LM | Fire Safety-FS040901 | Y | Y | Y | Y | Y
M3NHFScheduleOfRatesCode | Fire Safety/Intumescent Strip:Renew Upto 1 Hour Smoke Seal | Fire Safety - Intumescent Strip:Renew Upto 1 Hour Smoke Seal, unit of measure LM | Fire Safety-FS040903 | Y | Y | Y | Y | Y
M3NHFScheduleOfRatesCode | Fire Safety/Intumescent Strip:Renew Upto 1 Hour To Glass | Fire Safety - Intumescent Strip:Renew Upto 1 Hour To Glass, unit of measure LM | Fire Safety-FS040905 | Y | Y | Y | Y | Y
M3NHFScheduleOfRatesCode | Fire Safety/Smoke Seal:Renew To Frame 1/2 Hour | Fire Safety - Smoke Seal:Renew To Frame 1/2 Hour, unit of measure LM | Fire Safety-FS040907 | Y | Y | Y | Y | Y
M3NHFScheduleOfRatesCode | Fire Safety/Smoke Seal:Renew To Frame 1 Hour | Fire Safety - Smoke Seal:Renew To Frame 1 Hour, unit of measure LM | Fire Safety-FS040909 | Y | Y | Y | Y | Y
M3NHFScheduleOfRatesCode | Fire Safety/Smoke Seal:Renew To Glass 1/2 Hour | Fire Safety - Smoke Seal:Renew To Glass 1/2 Hour, unit of measure LM | Fire Safety-FS040911 | Y | Y | Y | Y | Y
M3NHFScheduleOfRatesCode | Fire Safety/Smoke Seal:Renew To Glass 1 Hour | Fire Safety - Smoke Seal:Renew To Glass 1 Hour, unit of measure LM | Fire Safety-FS040913 | Y | Y | Y | Y | Y
M3NHFScheduleOfRatesCode | Fire Safety/Closer:Renew Light Duty Overhead/Door Restrictor | Fire Safety - Closer:Renew Light Duty Overhead/Door Restrictor, unit of measure NO | Fire Safety-FS050101 | Y | Y | Y | Y | Y
M3NHFScheduleOfRatesCode | Fire Safety/Closer:Renew Heavy Duty Overhead | Fire Safety - Closer:Renew Heavy Duty Overhead, unit of measure NO | Fire Safety-FS050103 | Y | Y | Y | Y | Y
M3NHFScheduleOfRatesCode | Fire Safety/Closer:Renew Or Supply Perko Type | Fire Safety - Closer:Renew Or Supply Perko Type, unit of measure NO | Fire Safety-FS050105 | Y | Y | Y | Y | Y
M3NHFScheduleOfRatesCode | Fire Safety/Closer:Renew Or Supply And Fix Gibralter Type | Fire Safety - Closer:Renew Or Supply And Fix Gibralter Type, unit of measure NO | Fire Safety-FS050107 | Y | Y | Y | Y | Y
M3NHFScheduleOfRatesCode | Fire Safety/Closer:Ease And Adjust Any Type | Fire Safety - Closer:Ease And Adjust Any Type, unit of measure NO | Fire Safety-FS050109 | Y | Y | Y | Y | Y
M3NHFScheduleOfRatesCode | Fire Safety/Door Closer:Renew Acrylic Light | Fire Safety - Door Closer:Renew Acrylic Light, unit of measure NO | Fire Safety-FS050111 | Y | Y | Y | Y | Y
M3NHFScheduleOfRatesCode | Fire Safety/Door Closer:Renew Acrylic Heavy | Fire Safety - Door Closer:Renew Acrylic Heavy, unit of measure NO | Fire Safety-FS050113 | Y | Y | Y | Y | Y
M3NHFScheduleOfRatesCode | Fire Safety/Door Selector:Renew Acrylic | Fire Safety - Door Selector:Renew Acrylic, unit of measure NO | Fire Safety-FS050201 | Y | Y | Y | Y | Y
M3NHFScheduleOfRatesCode | Fire Safety/Floor Spring:Renew Single Action | Fire Safety - Floor Spring:Renew Single Action, unit of measure NO | Fire Safety-FS050301 | Y | Y | Y | Y | Y
M3NHFScheduleOfRatesCode | Fire Safety/Floor Spring:Renew Double Action | Fire Safety - Floor Spring:Renew Double Action, unit of measure NO | Fire Safety-FS050303 | Y | Y | Y | Y | Y
M3NHFScheduleOfRatesCode | Fire Safety/Floor Spring:Overhaul | Fire Safety - Floor Spring:Overhaul, unit of measure NO | Fire Safety-FS050305 | Y | Y | Y | Y | Y
M3NHFScheduleOfRatesCode | Fire Safety/Bolt:Renew Ne 250Mm Padbolt And Fb1 Padlock | Fire Safety - Bolt:Renew Ne 250Mm Padbolt And Fb1 Padlock, unit of measure NO | Fire Safety-FS050401 | Y | Y | Y | Y | Y
M3NHFScheduleOfRatesCode | Fire Safety/Bolt:Renew Ne 250Mm Padbolt And Fb11 Padlock | Fire Safety - Bolt:Renew Ne 250Mm Padbolt And Fb11 Padlock, unit of measure NO | Fire Safety-FS050403 | Y | Y | Y | Y | Y
M3NHFScheduleOfRatesCode | Fire Safety/Bolt:Renew Ne 250Mm Padbolt And Fb14 Padlock | Fire Safety - Bolt:Renew Ne 250Mm Padbolt And Fb14 Padlock, unit of measure NO | Fire Safety-FS050405 | Y | Y | Y | Y | Y
M3NHFScheduleOfRatesCode | Fire Safety/Bolt:Renew Single Panic Bolt | Fire Safety - Bolt:Renew Single Panic Bolt, unit of measure NO | Fire Safety-FS050407 | Y | Y | Y | Y | Y
M3NHFScheduleOfRatesCode | Fire Safety/Bolt:Renew Double Panic Bolt | Fire Safety - Bolt:Renew Double Panic Bolt, unit of measure NO | Fire Safety-FS050409 | Y | Y | Y | Y | Y
M3NHFScheduleOfRatesCode | Fire Safety/Bolt:Renew Acrylic Single Panic | Fire Safety - Bolt:Renew Acrylic Single Panic, unit of measure NO | Fire Safety-FS050411 | Y | Y | Y | Y | Y
M3NHFScheduleOfRatesCode | Fire Safety/Bolt:Renew Acrylic Double Panic | Fire Safety - Bolt:Renew Acrylic Double Panic, unit of measure NO | Fire Safety-FS050413 | Y | Y | Y | Y | Y
M3NHFScheduleOfRatesCode | Fire Safety/Bolt:Renew Fire Security Bolt | Fire Safety - Bolt:Renew Fire Security Bolt, unit of measure NO | Fire Safety-FS050415 | Y | Y | Y | Y | Y
M3NHFScheduleOfRatesCode | Fire Safety/Bolt:Renew Glass To Fire Security Bolt | Fire Safety - Bolt:Renew Glass To Fire Security Bolt, unit of measure NO | Fire Safety-FS050417 | Y | Y | Y | Y | Y
M3NHFScheduleOfRatesCode | Fire Safety/Hasp:Renew With Fb1 Padlock | Fire Safety - Hasp:Renew With Fb1 Padlock, unit of measure NO | Fire Safety-FS050419 | Y | Y | Y | Y | Y
M3NHFScheduleOfRatesCode | Fire Safety/Hasp:Renew With Fb11 Padlock | Fire Safety - Hasp:Renew With Fb11 Padlock, unit of measure NO | Fire Safety-FS050421 | Y | Y | Y | Y | Y
M3NHFScheduleOfRatesCode | Fire Safety/Hasp:Renew With Fb14 Padlock | Fire Safety - Hasp:Renew With Fb14 Padlock, unit of measure NO | Fire Safety-FS050423 | Y | Y | Y | Y | Y
M3NHFScheduleOfRatesCode | Fire Safety/Padlock:Renew Or Supply Fb1 Padlock | Fire Safety - Padlock:Renew Or Supply Fb1 Padlock, unit of measure NO | Fire Safety-FS050425 | Y | Y | Y | Y | Y
M3NHFScheduleOfRatesCode | Fire Safety/Padlock:Renew Or Supply Fb11 Padlock | Fire Safety - Padlock:Renew Or Supply Fb11 Padlock, unit of measure NO | Fire Safety-FS050427 | Y | Y | Y | Y | Y
M3NHFScheduleOfRatesCode | Fire Safety/Padlock:Renew Or Supply Fb14 Padlock | Fire Safety - Padlock:Renew Or Supply Fb14 Padlock, unit of measure NO | Fire Safety-FS050429 | Y | Y | Y | Y | Y
M3NHFScheduleOfRatesCode | Fire Safety/Rim Slamlock:Renew Fb4 Complete | Fire Safety - Rim Slamlock:Renew Fb4 Complete, unit of measure NO | Fire Safety-FS050501 | Y | Y | Y | Y | Y
M3NHFScheduleOfRatesCode | Fire Safety/Rim Deadlock:Renew Fb1 Or Fb2 Complete | Fire Safety - Rim Deadlock:Renew Fb1 Or Fb2 Complete, unit of measure NO | Fire Safety-FS050503 | Y | Y | Y | Y | Y
M3NHFScheduleOfRatesCode | Fire Safety/Mortice Deadlock:Renew Fb1 Or Fb2 Complete | Fire Safety - Mortice Deadlock:Renew Fb1 Or Fb2 Complete, unit of measure NO | Fire Safety-FS050505 | Y | Y | Y | Y | Y
M3NHFScheduleOfRatesCode | Fire Safety/Fire Sign:Supply To Door Saa | Fire Safety - Fire Sign:Supply To Door Saa, unit of measure NO | Fire Safety-FS050601 | Y | Y | Y | Y
M3NHFScheduleOfRatesCode | Fire Safety/Fire Sign:Renew To Door Acrylic | Fire Safety - Fire Sign:Renew To Door Acrylic, unit of measure NO | Fire Safety-FS050603 | Y | Y | Y | Y
M3NHFScheduleOfRatesCode | Fire Safety/No Smoking:Supply Sign To Door Saa | Fire Safety - No Smoking:Supply Sign To Door Saa, unit of measure NO | Fire Safety-FS050605 | Y | Y | Y | Y
M3NHFScheduleOfRatesCode | Fire Safety/No Smoking:Renew Sign To Door Acrylic | Fire Safety - No Smoking:Renew Sign To Door Acrylic, unit of measure NO | Fire Safety-FS050607 | Y | Y | Y | Y
M3NHFScheduleOfRatesCode | Fire Safety/Pane:Reglaze 7Mm Gwcg Upto 1Sm | Fire Safety - Pane:Reglaze 7Mm Gwcg Upto 1Sm, unit of measure NO | Fire Safety-FS060101 | Y | Y | Y | Y | Y
M3NHFScheduleOfRatesCode | Fire Safety/Pane:Reglaze 7Mm Gwcg Over 1Sm | Fire Safety - Pane:Reglaze 7Mm Gwcg Over 1Sm, unit of measure SM | Fire Safety-FS060103 | Y | Y | Y | Y | Y
M3NHFScheduleOfRatesCode | Fire Safety/Pane:Reglaze 6Mm Gwpp Upto 1Sm | Fire Safety - Pane:Reglaze 6Mm Gwpp Upto 1Sm, unit of measure NO | Fire Safety-FS060201 | Y | Y | Y | Y | Y
M3NHFScheduleOfRatesCode | Fire Safety/Pane:Reglaze 6Mm Gwpp Over 1Sm | Fire Safety - Pane:Reglaze 6Mm Gwpp Over 1Sm, unit of measure SM | Fire Safety-FS060203 | Y | Y | Y | Y | Y
M3NHFScheduleOfRatesCode | Fire Safety/Pane:Reglaze 6.5Mm Half Hour Fire Upto 0.50Sm | Fire Safety - Pane:Reglaze 6.5Mm Half Hour Fire Upto 0.50Sm, unit of measure NO | Fire Safety-FS060301 | Y | Y | Y | Y | Y
M3NHFScheduleOfRatesCode | Fire Safety/Pane:Reglaze 6.5Mm Half Hour Fire 0.50-1.00Sm | Fire Safety - Pane:Reglaze 6.5Mm Half Hour Fire 0.50-1.00Sm, unit of measure NO | Fire Safety-FS060303 | Y | Y | Y | Y | Y
M3NHFScheduleOfRatesCode | Fire Safety/Pane:Reglaze 6.5Mm Half Hour Fire Over 1.00Sm | Fire Safety - Pane:Reglaze 6.5Mm Half Hour Fire Over 1.00Sm, unit of measure SM | Fire Safety-FS060305 | Y | Y | Y | Y | Y
M3NHFScheduleOfRatesCode | Fire Safety/Pane:Reglaze 15Mm One Hour Fire Upto 0.50Sm | Fire Safety - Pane:Reglaze 15Mm One Hour Fire Upto 0.50Sm, unit of measure NO | Fire Safety-FS060307 | Y | Y | Y | Y | Y
M3NHFScheduleOfRatesCode | Fire Safety/Pane:Reglaze 15Mm One Hour Fire Upto 1.00Sm | Fire Safety - Pane:Reglaze 15Mm One Hour Fire Upto 1.00Sm, unit of measure NO | Fire Safety-FS060309 | Y | Y | Y | Y | Y
M3NHFScheduleOfRatesCode | Fire Safety/Pane:Reglaze 15Mm One Hour Fire Over 1.00Sm | Fire Safety - Pane:Reglaze 15Mm One Hour Fire Over 1.00Sm, unit of measure SM | Fire Safety-FS060311 | Y | Y | Y | Y | Y
M3NHFScheduleOfRatesCode | Fire Safety/Fire Upgrade Coating:Painted Brick Walls - 3 Coat | Fire Safety - Fire Upgrade Coating:Painted Brick Walls - 3 Coat, unit of measure SM | Fire Safety-FS070101 | Y | Y | Y | Y | Y
M3NHFScheduleOfRatesCode | Fire Safety/Fire Upgrade Coating:Painted Plaster Walls - 3 Ct | Fire Safety - Fire Upgrade Coating:Painted Plaster Walls - 3 Ct, unit of measure SM | Fire Safety-FS070103 | Y | Y | Y | Y | Y
M3NHFScheduleOfRatesCode | Fire Safety/Fire Upgrade Coating:Painted Concrete Soffit-3 Ct | Fire Safety - Fire Upgrade Coating:Painted Concrete Soffit-3 Ct, unit of measure SM | Fire Safety-FS070105 | Y | Y | Y | Y | Y
M3NHFScheduleOfRatesCode | Fire Safety/Fire Upgrade Coating:Plastered Soffit - 3 Coat | Fire Safety - Fire Upgrade Coating:Plastered Soffit - 3 Coat, unit of measure SM | Fire Safety-FS070107 | Y | Y | Y | Y | Y
M3NHFScheduleOfRatesCode | Fire Safety/Fire Upgrade Coating:Painted Brick Walls - 4 Coat | Fire Safety - Fire Upgrade Coating:Painted Brick Walls - 4 Coat, unit of measure SM | Fire Safety-FS070201 | Y | Y | Y | Y | Y
M3NHFScheduleOfRatesCode | Fire Safety/Fire Upgrade Coating:Painted Plaster Walls - 4 Ct | Fire Safety - Fire Upgrade Coating:Painted Plaster Walls - 4 Ct, unit of measure SM | Fire Safety-FS070203 | Y | Y | Y | Y | Y
M3NHFScheduleOfRatesCode | Fire Safety/Fire Upgrade Coating:Painted Concrete Soffit-4 Ct | Fire Safety - Fire Upgrade Coating:Painted Concrete Soffit-4 Ct, unit of measure SM | Fire Safety-FS070205 | Y | Y | Y | Y
M3NHFScheduleOfRatesCode | Fire Safety/Fire Upgrade Coating:Painted Plaster Soffit -4 Ct | Fire Safety - Fire Upgrade Coating:Painted Plaster Soffit -4 Ct, unit of measure SM | Fire Safety-FS070207 | Y | Y | Y | Y
M3NHFScheduleOfRatesCode | Fire Safety/Fire Upgrade Coating:Strip Painted Brick Wall-3 Ct | Fire Safety - Fire Upgrade Coating:Strip Painted Brick Wall-3 Ct, unit of measure SM | Fire Safety-FS070301 | Y | Y | Y | Y | Y
M3NHFScheduleOfRatesCode | Fire Safety/Fire Upgrade Coating:Strip Paint Plaster Wall-3 Ct | Fire Safety - Fire Upgrade Coating:Strip Paint Plaster Wall-3 Ct, unit of measure SM | Fire Safety-FS070303 | Y | Y | Y | Y | Y
M3NHFScheduleOfRatesCode | Fire Safety/Fire Upgrade Coating:Concrete Soffit-Strip 3 Coat | Fire Safety - Fire Upgrade Coating:Concrete Soffit-Strip 3 Coat, unit of measure SM | Fire Safety-FS070305 | Y | Y | Y | Y | Y
M3NHFScheduleOfRatesCode | Fire Safety/Fire Upgrade Coating:Plastered Soffit-Strip 3 Coat | Fire Safety - Fire Upgrade Coating:Plastered Soffit-Strip 3 Coat, unit of measure SM | Fire Safety-FS070307 | Y | Y | Y | Y | Y
M3NHFScheduleOfRatesCode | Fire Safety/Fire Upgrade Coating:Strip Paint Brick Walls- Dec | Fire Safety - Fire Upgrade Coating:Strip Paint Brick Walls- Dec, unit of measure SM | Fire Safety-FS070401 | Y | Y | Y | Y | Y
M3NHFScheduleOfRatesCode | Fire Safety/Fire Upgrade Coating:Strip Paint Plaster Wall- Dec | Fire Safety - Fire Upgrade Coating:Strip Paint Plaster Wall- Dec, unit of measure SM | Fire Safety-FS070403 | Y | Y | Y | Y | Y
M3NHFScheduleOfRatesCode | Fire Safety/Fire Upgrade Coating:Paint Concrete Soffit- Dec | Fire Safety - Fire Upgrade Coating:Paint Concrete Soffit- Dec, unit of measure SM | Fire Safety-FS070405 | Y | Y | Y | Y | Y
M3NHFScheduleOfRatesCode | Fire Safety/Fire Upgrade Coating:Paint Plaster Soffit- Dec | Fire Safety - Fire Upgrade Coating:Paint Plaster Soffit- Dec, unit of measure SM | Fire Safety-FS070407 | Y | Y | Y | Y | Y
M3NHFScheduleOfRatesCode | Fire Safety/Fire Upgrade Coating:Woodwork - 3 Coat | Fire Safety - Fire Upgrade Coating:Woodwork - 3 Coat, unit of measure SM | Fire Safety-FS070501 | Y | Y | Y | Y | Y
M3NHFScheduleOfRatesCode | Fire Safety/Fire Upgrade Coating:Woodwork Ne 300Mm - 3 Coat | Fire Safety - Fire Upgrade Coating:Woodwork Ne 300Mm - 3 Coat, unit of measure LM | Fire Safety-FS070503 | Y | Y | Y | Y | Y
M3NHFScheduleOfRatesCode | Fire Safety/Fire Upgrade Coating:Timber Doors - 3 Coat | Fire Safety - Fire Upgrade Coating:Timber Doors - 3 Coat, unit of measure SM | Fire Safety-FS070505 | Y | Y | Y | Y | Y
M3NHFScheduleOfRatesCode | Fire Safety/Fire Upgrade Coating:Timber Glazed Doors - 3 Coat | Fire Safety - Fire Upgrade Coating:Timber Glazed Doors - 3 Coat, unit of measure SM | Fire Safety-FS070507 | Y | Y | Y | Y | Y
M3NHFScheduleOfRatesCode | Fire Safety/Fire Upgrade Coating:Timber Windows, Screens-3 Ct | Fire Safety - Fire Upgrade Coating:Timber Windows, Screens-3 Ct, unit of measure SM | Fire Safety-FS070509 | Y | Y | Y | Y | Y
M3NHFScheduleOfRatesCode | Fire Safety/Fire Upgrade Coating:Door Frames Ne 300Mm - 3 Coat | Fire Safety - Fire Upgrade Coating:Door Frames Ne 300Mm - 3 Coat, unit of measure LM | Fire Safety-FS070511 | Y | Y | Y | Y | Y
M3NHFScheduleOfRatesCode | Fire Safety/Fire Upgrade Coating:Skirtings Ne 300Mm - 3 Coat | Fire Safety - Fire Upgrade Coating:Skirtings Ne 300Mm - 3 Coat, unit of measure LM | Fire Safety-FS070513 | Y | Y | Y | Y | Y
M3NHFScheduleOfRatesCode | Fire Safety/Fire Upgrade Coating:Metalwork - 3 Coat | Fire Safety - Fire Upgrade Coating:Metalwork - 3 Coat, unit of measure SM | Fire Safety-FS070601 | Y | Y | Y | Y | Y
M3NHFScheduleOfRatesCode | Fire Safety/Fire Upgrade Coating:Metalwork Ne 300Mm - 3 Coat | Fire Safety - Fire Upgrade Coating:Metalwork Ne 300Mm - 3 Coat, unit of measure LM | Fire Safety-FS070603 | Y | Y | Y | Y | Y
M3NHFScheduleOfRatesCode | Fire Safety/Fire Upgrade Coating:Metal Doors - 3 Coat | Fire Safety - Fire Upgrade Coating:Metal Doors - 3 Coat, unit of measure SM | Fire Safety-FS070705 | Y | Y | Y | Y | Y
M3NHFScheduleOfRatesCode | Fire Safety/Fire Upgrade Coating:Metal Glazed Doors - 3 Coat | Fire Safety - Fire Upgrade Coating:Metal Glazed Doors - 3 Coat, unit of measure SM | Fire Safety-FS070707 | Y | Y | Y | Y | Y
M3NHFScheduleOfRatesCode | Fire Safety/Fire Upgrade Coating:Metal Windows, Screens - 3 Ct | Fire Safety - Fire Upgrade Coating:Metal Windows, Screens - 3 Ct, unit of measure SM | Fire Safety-FS070709 | Y | Y | Y | Y | Y
M3NHFScheduleOfRatesCode | Fire Safety/Fire Upgrade Coating:Metal Dr Frames Ne 300Mm-3 Ct | Fire Safety - Fire Upgrade Coating:Metal Dr Frames Ne 300Mm-3 Ct, unit of measure LM | Fire Safety-FS070711 | Y | Y | Y | Y | Y
M3NHFScheduleOfRatesCode | Fire Safety/Fire Upgrade Coating:Balustrades - 3 Coat | Fire Safety - Fire Upgrade Coating:Balustrades - 3 Coat, unit of measure SM | Fire Safety-FS070713 | Y | Y | Y | Y | Y
M3NHFScheduleOfRatesCode | Fire Safety/Fire Upgrade Coating:Metal Handrails Ne 300Mm-3 Ct | Fire Safety - Fire Upgrade Coating:Metal Handrails Ne 300Mm-3 Ct, unit of measure LM | Fire Safety-FS070715 | Y | Y | Y | Y | Y
M3NHFScheduleOfRatesCode | Fire Safety/Sprayed Coatings:16Mm One Hour To Surfaces | Fire Safety - Sprayed Coatings:16Mm One Hour To Surfaces, unit of measure SM | Fire Safety-FS070801 | Y | Y | Y | Y | Y
M3NHFScheduleOfRatesCode | Fire Safety/Sprayed Coatings:22Mm One Hour To Surfaces | Fire Safety - Sprayed Coatings:22Mm One Hour To Surfaces, unit of measure SM | Fire Safety-FS070803 | Y | Y | Y | Y | Y
M3NHFScheduleOfRatesCode | Fire Safety/Sprayed Coatings:28Mm Two Hour To Surfaces | Fire Safety - Sprayed Coatings:28Mm Two Hour To Surfaces, unit of measure SM | Fire Safety-FS070805 | Y | Y | Y | Y
M3NHFScheduleOfRatesCode | Fire Safety/Sprayed Coatings:52Mm Four Hour To Surfaces | Fire Safety - Sprayed Coatings:52Mm Four Hour To Surfaces, unit of measure SM | Fire Safety-FS070807 | Y | Y | Y | Y
M3NHFScheduleOfRatesCode | Fire Safety/Sprayed Coatings:15Mm | Fire Safety - Sprayed Coatings:15Mm, unit of measure SM | Fire Safety-FS070901 | Y | Y | Y | Y | Y
M3NHFScheduleOfRatesCode | Fire Safety/Flame Retardant Coating:Apply 2 Ct Surfaces | Fire Safety - Flame Retardant Coating:Apply 2 Ct Surfaces, unit of measure SM | Fire Safety-FS071001 | Y | Y | Y | Y | Y
M3NHFScheduleOfRatesCode | Fire Safety/Flame Retardant Coating:Apply 2 Ct Surface Ne300Mm | Fire Safety - Flame Retardant Coating:Apply 2 Ct Surface Ne300Mm, unit of measure LM | Fire Safety-FS071003 | Y | Y | Y | Y
M3NHFScheduleOfRatesCode | Fire Safety/Flame Retardant Coating:Apply 3 Ct Surfaces | Fire Safety - Flame Retardant Coating:Apply 3 Ct Surfaces, unit of measure SM | Fire Safety-FS071101 | Y | Y | Y | Y | Y
M3NHFScheduleOfRatesCode | Fire Safety/Flame Retardant Coating:Apply 3 Ct Surface Ne300Mm | Fire Safety - Flame Retardant Coating:Apply 3 Ct Surface Ne300Mm, unit of measure LM | Fire Safety-FS071103 | Y | Y | Y | Y
M3NHFScheduleOfRatesCode | Fire Safety/Emergency Lighting:Fit Non Maintain 3 Hr Unit Ip65 | Fire Safety - Emergency Lighting:Fit Non Maintain 3 Hr Unit Ip65, unit of measure NO | Fire Safety-FS080101 | Y | Y | Y | Y | Y
M3NHFScheduleOfRatesCode | Fire Safety/Emergency Lighting:Fit Maintained 3 Hr Unit Ip65 | Fire Safety - Emergency Lighting:Fit Maintained 3 Hr Unit Ip65, unit of measure NO | Fire Safety-FS080103 | Y | Y | Y | Y | Y
M3NHFScheduleOfRatesCode | Fire Safety/Emergency Lighting:Fit Self Contain 3 Hr Exit Sign | Fire Safety - Emergency Lighting:Fit Self Contain 3 Hr Exit Sign, unit of measure NO | Fire Safety-FS080105 | Y | Y | Y | Y | Y
M3NHFScheduleOfRatesCode | Fire Safety/Emergency Lighting:Fit Maintained 3 Hr Exit Sign | Fire Safety - Emergency Lighting:Fit Maintained 3 Hr Exit Sign, unit of measure NO | Fire Safety-FS080107 | Y | Y | Y | Y | Y
M3NHFScheduleOfRatesCode | Fire Safety/Emergency Lighting:Fit Remote Alarm Unit | Fire Safety - Emergency Lighting:Fit Remote Alarm Unit, unit of measure NO | Fire Safety-FS080109 | Y | Y | Y | Y | Y
M3NHFScheduleOfRatesCode | Fire Safety/Emergency Lighting:Ac/Dc Slave Luminaire 8W Ftg | Fire Safety - Emergency Lighting:Ac/Dc Slave Luminaire 8W Ftg, unit of measure NO | Fire Safety-FS080111 | Y | Y | Y | Y | Y
M3NHFScheduleOfRatesCode | Fire Safety/Emergency Lighting:Fit 4 Gang Test Facility | Fire Safety - Emergency Lighting:Fit 4 Gang Test Facility, unit of measure NO | Fire Safety-FS080113 | Y | Y | Y | Y | Y
M3NHFScheduleOfRatesCode | Fire Safety/Emergency Lighting:Fit 1 Gang Test Facility | Fire Safety - Emergency Lighting:Fit 1 Gang Test Facility, unit of measure NO | Fire Safety-FS080114 | Y
M3NHFScheduleOfRatesCode | Fire Safety/Emergency Lights:Renew/Install 2D Fluorescent Ftg | Fire Safety - Emergency Lights:Renew/Install 2D Fluorescent Ftg, unit of measure IT | Fire Safety-FS080115 | Y | Y | Y | Y | Y
M3NHFScheduleOfRatesCode | Fire Safety/Emergency Lights:Renew/Install Fluorescent 4Ft Ftg | Fire Safety - Emergency Lights:Renew/Install Fluorescent 4Ft Ftg, unit of measure IT | Fire Safety-FS080117 | Y | Y | Y | Y | Y
M3NHFScheduleOfRatesCode | Fire Safety/Emergency Lights:Renew/Install Fluorescent 5Ft Ftg | Fire Safety - Emergency Lights:Renew/Install Fluorescent 5Ft Ftg, unit of measure IT | Fire Safety-FS080119 | Y | Y | Y | Y | Y
M3NHFScheduleOfRatesCode | Fire Safety/Emergency Lights:Renew/Install Fluorescent 6Ft Ftg | Fire Safety - Emergency Lights:Renew/Install Fluorescent 6Ft Ftg, unit of measure IT | Fire Safety-FS080121 | Y | Y | Y | Y | Y
M3NHFScheduleOfRatesCode | Fire Safety/Emergency Lights:Renew/Install Fluor 4Ft Sust Ftg | Fire Safety - Emergency Lights:Renew/Install Fluor 4Ft Sust Ftg, unit of measure IT | Fire Safety-FS080123 | Y | Y | Y | Y | Y
M3NHFScheduleOfRatesCode | Fire Safety/Emergency Lights:Renew/Install Fluor 5Ft Sust Ftg | Fire Safety - Emergency Lights:Renew/Install Fluor 5Ft Sust Ftg, unit of measure IT | Fire Safety-FS080125 | Y | Y | Y | Y | Y
M3NHFScheduleOfRatesCode | Fire Safety/Emergency Lights:Renew/Install Fluor 6Ft Sust Ftg | Fire Safety - Emergency Lights:Renew/Install Fluor 6Ft Sust Ftg, unit of measure IT | Fire Safety-FS080127 | Y | Y | Y | Y | Y
M3NHFScheduleOfRatesCode | Fire Safety/Emergency Lighting:Renew Any Lamps/Tubes | Fire Safety - Emergency Lighting:Renew Any Lamps/Tubes, unit of measure NO | Fire Safety-FS080201 | Y | Y | Y | Y | Y
M3NHFScheduleOfRatesCode | Fire Safety/Emergency Lighting:Renew Any Led On Sc Luminaires | Fire Safety - Emergency Lighting:Renew Any Led On Sc Luminaires, unit of measure NO | Fire Safety-FS080203 | Y | Y | Y | Y | Y
M3NHFScheduleOfRatesCode | Fire Safety/Emergency Lighting:Check Escape Route Light Levels | Fire Safety - Emergency Lighting:Check Escape Route Light Levels, unit of measure NO | Fire Safety-FS080205 | Y | Y | Y | Y | Y
M3NHFScheduleOfRatesCode | Fire Safety/Emergency Lighting:Trace Fault In Central Battery | Fire Safety - Emergency Lighting:Trace Fault In Central Battery, unit of measure NO | Fire Safety-FS080207 | Y | Y | Y | Y | Y
M3NHFScheduleOfRatesCode | Fire Safety/Emergency Lighting:Trace Fault On Sc Luminaire | Fire Safety - Emergency Lighting:Trace Fault On Sc Luminaire, unit of measure NO | Fire Safety-FS080209 | Y | Y | Y | Y | Y
M3NHFScheduleOfRatesCode | Fire Safety/Emergency Lighting:Check Hrc Fuse In Dist Board | Fire Safety - Emergency Lighting:Check Hrc Fuse In Dist Board, unit of measure NO | Fire Safety-FS080211 | Y | Y | Y | Y | Y
M3NHFScheduleOfRatesCode | Fire Safety/Emergency Lighting:Replace Hrc Fuse | Fire Safety - Emergency Lighting:Replace Hrc Fuse, unit of measure NO | Fire Safety-FS080213 | Y | Y | Y | Y | Y
M3NHFScheduleOfRatesCode | Fire Safety/Emergency Light:Renew Battery Back Up | Fire Safety - Emergency Light:Renew Battery Back Up, unit of measure IT | Fire Safety-FS080215 | Y | Y | Y | Y | Y
M3NHFScheduleOfRatesCode | Fire Safety/Emergency Lighting:Replace Central Battery | Fire Safety - Emergency Lighting:Replace Central Battery, unit of measure NO | Fire Safety-FS080217 | Y | Y | Y | Y | Y
M3NHFScheduleOfRatesCode | Fire Safety/Emergency Lighting:Response Call-Out - 1 Hour | Fire Safety - Emergency Lighting:Response Call-Out - 1 Hour, unit of measure IT | Fire Safety-FS080219 | Y | Y | Y | Y | Y
M3NHFScheduleOfRatesCode | Fire Safety/Emergency Lighting:Response Call-Out - 2 Hour | Fire Safety - Emergency Lighting:Response Call-Out - 2 Hour, unit of measure IT | Fire Safety-FS080221 | Y | Y | Y
M3NHFScheduleOfRatesCode | Fire Safety/Emergency Lighting:Response Call-Out - 3 Hour | Fire Safety - Emergency Lighting:Response Call-Out - 3 Hour, unit of measure IT | Fire Safety-FS080223 | Y | Y | Y
M3NHFScheduleOfRatesCode | Fire Safety/Emergency Lighting:Response Call-Out - 4 Hour | Fire Safety - Emergency Lighting:Response Call-Out - 4 Hour, unit of measure IT | Fire Safety-FS080225 | Y | Y | Y
M3NHFScheduleOfRatesCode | Fire Safety/Testing:Monthly Test Sc Ne25 Emergency Unit | Fire Safety - Testing:Monthly Test Sc Ne25 Emergency Unit, unit of measure IT | Fire Safety-FS080301 | Y | Y | Y | Y | Y
M3NHFScheduleOfRatesCode | Fire Safety/Testing:Monthly Test Sc Ne50 Emergency Unit | Fire Safety - Testing:Monthly Test Sc Ne50 Emergency Unit, unit of measure IT | Fire Safety-FS080303 | Y | Y | Y | Y | Y
M3NHFScheduleOfRatesCode | Fire Safety/Testing:Monthly Test Sc Ne100 Emergency Unit | Fire Safety - Testing:Monthly Test Sc Ne100 Emergency Unit, unit of measure IT | Fire Safety-FS080305 | Y | Y | Y | Y | Y
M3NHFScheduleOfRatesCode | Fire Safety/Testing:Monthly Test Sc Ne2 1Hr Emergency Unit | Fire Safety - Testing:Monthly Test Sc Ne2 1Hr Emergency Unit, unit of measure IT | Fire Safety-FS080307 | Y | Y | Y
M3NHFScheduleOfRatesCode | Fire Safety/Testing:Monthly Test Sc Ne5 1 Hr Emergency Unit | Fire Safety - Testing:Monthly Test Sc Ne5 1 Hr Emergency Unit, unit of measure IT | Fire Safety-FS080309 | Y | Y | Y
M3NHFScheduleOfRatesCode | Fire Safety/Testing:Monthly Test Sc Ne10 Emergency Unit | Fire Safety - Testing:Monthly Test Sc Ne10 Emergency Unit, unit of measure IT | Fire Safety-FS080311 | Y | Y | Y
M3NHFScheduleOfRatesCode | Fire Safety/Testing:Monthly Test Sc Ne15 Emergency Unit | Fire Safety - Testing:Monthly Test Sc Ne15 Emergency Unit, unit of measure IT | Fire Safety-FS080313 | Y | Y | Y
M3NHFScheduleOfRatesCode | Fire Safety/Testing:Monthly Test Sc Ne20 Emergency Unit | Fire Safety - Testing:Monthly Test Sc Ne20 Emergency Unit, unit of measure IT | Fire Safety-FS080315 | Y | Y | Y
M3NHFScheduleOfRatesCode | Fire Safety/Testing:Monthly Test Sc Ne2 3Hr Emergency Unit | Fire Safety - Testing:Monthly Test Sc Ne2 3Hr Emergency Unit, unit of measure IT | Fire Safety-FS080317 | Y | Y | Y
M3NHFScheduleOfRatesCode | Fire Safety/Testing:Monthly Test Sc Ne5 3Hr Emergency Unit | Fire Safety - Testing:Monthly Test Sc Ne5 3Hr Emergency Unit, unit of measure IT | Fire Safety-FS080319 | Y | Y | Y
M3NHFScheduleOfRatesCode | Fire Safety/Testing:Quarterly Test Sc Ne25 Emergency Unit | Fire Safety - Testing:Quarterly Test Sc Ne25 Emergency Unit, unit of measure IT | Fire Safety-FS080401 | Y | Y | Y | Y | Y
M3NHFScheduleOfRatesCode | Fire Safety/Testing:Quarterly Test Sc Ne50 Emergency Unit | Fire Safety - Testing:Quarterly Test Sc Ne50 Emergency Unit, unit of measure IT | Fire Safety-FS080403 | Y | Y | Y | Y | Y
M3NHFScheduleOfRatesCode | Fire Safety/Testing:Quarterly Test Sc Ne100 Emergency Unit | Fire Safety - Testing:Quarterly Test Sc Ne100 Emergency Unit, unit of measure IT | Fire Safety-FS080405 | Y | Y | Y | Y | Y
M3NHFScheduleOfRatesCode | Fire Safety/Testing:Quarterly Test Sc Ne2 1Hr Emergency Unit | Fire Safety - Testing:Quarterly Test Sc Ne2 1Hr Emergency Unit, unit of measure IT | Fire Safety-FS080407 | Y | Y | Y
M3NHFScheduleOfRatesCode | Fire Safety/Testing:Quarterly Test Sc Ne5 1Hr Emergency Unit | Fire Safety - Testing:Quarterly Test Sc Ne5 1Hr Emergency Unit, unit of measure IT | Fire Safety-FS080409 | Y | Y | Y
M3NHFScheduleOfRatesCode | Fire Safety/Testing:Quarterly Test Sc Ne10 Emergency Unit | Fire Safety - Testing:Quarterly Test Sc Ne10 Emergency Unit, unit of measure IT | Fire Safety-FS080411 | Y | Y | Y
M3NHFScheduleOfRatesCode | Fire Safety/Testing:Quarterly Test Sc Ne15 Emergency Unit | Fire Safety - Testing:Quarterly Test Sc Ne15 Emergency Unit, unit of measure IT | Fire Safety-FS080413 | Y | Y | Y
M3NHFScheduleOfRatesCode | Fire Safety/Testing:Quarterly Test Sc Ne20 Emergency Unit | Fire Safety - Testing:Quarterly Test Sc Ne20 Emergency Unit, unit of measure IT | Fire Safety-FS080415 | Y | Y | Y
M3NHFScheduleOfRatesCode | Fire Safety/Testing:Quarterly Test Sc Ne2 3Hr Emergency Unit | Fire Safety - Testing:Quarterly Test Sc Ne2 3Hr Emergency Unit, unit of measure IT | Fire Safety-FS080417 | Y | Y | Y
M3NHFScheduleOfRatesCode | Fire Safety/Testing:Quarterly Test Sc Ne5 3Hr Emergency Unit | Fire Safety - Testing:Quarterly Test Sc Ne5 3Hr Emergency Unit, unit of measure IT | Fire Safety-FS080419 | Y | Y | Y
M3NHFScheduleOfRatesCode | Fire Safety/Testing:Six Monthly Test Central Ne25 Emerg Unit | Fire Safety - Testing:Six Monthly Test Central Ne25 Emerg Unit, unit of measure IT | Fire Safety-FS080501 | Y | Y | Y | Y | Y
M3NHFScheduleOfRatesCode | Fire Safety/Testing:Six Monthly Test Central Ne50 Emerg Unit | Fire Safety - Testing:Six Monthly Test Central Ne50 Emerg Unit, unit of measure IT | Fire Safety-FS080503 | Y | Y | Y | Y | Y
M3NHFScheduleOfRatesCode | Fire Safety/Testing:Six Monthly Test Central Ne100 Emerg Unit | Fire Safety - Testing:Six Monthly Test Central Ne100 Emerg Unit, unit of measure IT | Fire Safety-FS080505 | Y | Y | Y | Y | Y
M3NHFScheduleOfRatesCode | Fire Safety/Testing:Six Monthly Test Centr Ne2 1Hr Emerg Unit | Fire Safety - Testing:Six Monthly Test Centr Ne2 1Hr Emerg Unit, unit of measure IT | Fire Safety-FS080507 | Y | Y | Y
M3NHFScheduleOfRatesCode | Fire Safety/Testing:Six Monthly Test Centr Ne5 1Hr Emerg Unit | Fire Safety - Testing:Six Monthly Test Centr Ne5 1Hr Emerg Unit, unit of measure IT | Fire Safety-FS080509 | Y | Y | Y
M3NHFScheduleOfRatesCode | Fire Safety/Testing:Six Monthly Test Central Ne10 Emerg Unit | Fire Safety - Testing:Six Monthly Test Central Ne10 Emerg Unit, unit of measure IT | Fire Safety-FS080511 | Y | Y | Y
M3NHFScheduleOfRatesCode | Fire Safety/Testing:Six Monthly Test Central Ne15 Emerg Unit | Fire Safety - Testing:Six Monthly Test Central Ne15 Emerg Unit, unit of measure IT | Fire Safety-FS080513 | Y | Y | Y
M3NHFScheduleOfRatesCode | Fire Safety/Testing:Six Monthly Test Central Ne20 Emerg Unit | Fire Safety - Testing:Six Monthly Test Central Ne20 Emerg Unit, unit of measure IT | Fire Safety-FS080515 | Y | Y | Y
M3NHFScheduleOfRatesCode | Fire Safety/Testing:Six Monthly Test Centr Ne2 3Hr Emerg Unit | Fire Safety - Testing:Six Monthly Test Centr Ne2 3Hr Emerg Unit, unit of measure IT | Fire Safety-FS080517 | Y | Y | Y
M3NHFScheduleOfRatesCode | Fire Safety/Testing:Six Monthly Test Centr Ne5 3Hr Emerg Unit | Fire Safety - Testing:Six Monthly Test Centr Ne5 3Hr Emerg Unit, unit of measure IT | Fire Safety-FS080519 | Y | Y | Y
M3NHFScheduleOfRatesCode | Fire Safety/Testing:Annual Test Central Ne25 Emergency Unit | Fire Safety - Testing:Annual Test Central Ne25 Emergency Unit, unit of measure IT | Fire Safety-FS080601 | Y | Y | Y | Y | Y
M3NHFScheduleOfRatesCode | Fire Safety/Testing:Annual Test Central Ne50 Emergency Unit | Fire Safety - Testing:Annual Test Central Ne50 Emergency Unit, unit of measure IT | Fire Safety-FS080603 | Y | Y | Y | Y | Y
M3NHFScheduleOfRatesCode | Fire Safety/Testing:Annual Test Central Ne100 Emergency Unit | Fire Safety - Testing:Annual Test Central Ne100 Emergency Unit, unit of measure IT | Fire Safety-FS080605 | Y | Y | Y | Y | Y
M3NHFScheduleOfRatesCode | Fire Safety/Testing:Annual Test Central Ne2 1Hr Emergency Unit | Fire Safety - Testing:Annual Test Central Ne2 1Hr Emergency Unit, unit of measure IT | Fire Safety-FS080607 | Y | Y | Y
M3NHFScheduleOfRatesCode | Fire Safety/Testing:Annual Test Central Ne5 1Hr Emergency Unit | Fire Safety - Testing:Annual Test Central Ne5 1Hr Emergency Unit, unit of measure IT | Fire Safety-FS080609 | Y | Y | Y
M3NHFScheduleOfRatesCode | Fire Safety/Testing:Annual Test Central Ne10 Emergency Unit | Fire Safety - Testing:Annual Test Central Ne10 Emergency Unit, unit of measure IT | Fire Safety-FS080611 | Y | Y | Y
M3NHFScheduleOfRatesCode | Fire Safety/Testing:Annual Test Central Ne15 Emergency Unit | Fire Safety - Testing:Annual Test Central Ne15 Emergency Unit, unit of measure IT | Fire Safety-FS080613 | Y | Y | Y
M3NHFScheduleOfRatesCode | Fire Safety/Testing:Annual Test Central Ne20 Emergency Unit | Fire Safety - Testing:Annual Test Central Ne20 Emergency Unit, unit of measure IT | Fire Safety-FS080615 | Y | Y | Y
M3NHFScheduleOfRatesCode | Fire Safety/Testing:Annual Test Centr Ne2 3 Hr Emergency Unit | Fire Safety - Testing:Annual Test Centr Ne2 3 Hr Emergency Unit, unit of measure IT | Fire Safety-FS080617 | Y | Y | Y
M3NHFScheduleOfRatesCode | Fire Safety/Testing:Annual Test Centr Ne5 3 Hr Emergency Unit | Fire Safety - Testing:Annual Test Centr Ne5 3 Hr Emergency Unit, unit of measure IT | Fire Safety-FS080619 | Y | Y | Y
M3NHFScheduleOfRatesCode | Fire Safety/Testing:3 Year Test Central Ne25 Emergency Unit | Fire Safety - Testing:3 Year Test Central Ne25 Emergency Unit, unit of measure IT | Fire Safety-FS080701 | Y | Y | Y | Y | Y
M3NHFScheduleOfRatesCode | Fire Safety/Testing:3 Year Test Central Ne50 Emergency Unit | Fire Safety - Testing:3 Year Test Central Ne50 Emergency Unit, unit of measure IT | Fire Safety-FS080703 | Y | Y | Y | Y | Y
M3NHFScheduleOfRatesCode | Fire Safety/Testing:3 Year Test Central Ne100 Emergency Unit | Fire Safety - Testing:3 Year Test Central Ne100 Emergency Unit, unit of measure IT | Fire Safety-FS080705 | Y | Y | Y | Y | Y
M3NHFScheduleOfRatesCode | Fire Safety/Testing:3 Year Test Central Ne2 1Hr Emergency Unit | Fire Safety - Testing:3 Year Test Central Ne2 1Hr Emergency Unit, unit of measure IT | Fire Safety-FS080707 | Y | Y | Y
M3NHFScheduleOfRatesCode | Fire Safety/Testing:3 Year Test Central Ne5 1Hr Emergency Unit | Fire Safety - Testing:3 Year Test Central Ne5 1Hr Emergency Unit, unit of measure IT | Fire Safety-FS080709 | Y | Y | Y
M3NHFScheduleOfRatesCode | Fire Safety/Testing:3 Year Test Central Ne10 Emergency Unit | Fire Safety - Testing:3 Year Test Central Ne10 Emergency Unit, unit of measure IT | Fire Safety-FS080711 | Y | Y | Y
M3NHFScheduleOfRatesCode | Fire Safety/Testing:3 Year Test Central Ne15 Emergency Unit | Fire Safety - Testing:3 Year Test Central Ne15 Emergency Unit, unit of measure IT | Fire Safety-FS080713 | Y | Y | Y
M3NHFScheduleOfRatesCode | Fire Safety/Testing:3 Year Test Central Ne20 Emergency Unit | Fire Safety - Testing:3 Year Test Central Ne20 Emergency Unit, unit of measure IT | Fire Safety-FS080715 | Y | Y | Y
M3NHFScheduleOfRatesCode | Fire Safety/Testing:3 Year Test Central Ne2 3Hr Emergency Unit | Fire Safety - Testing:3 Year Test Central Ne2 3Hr Emergency Unit, unit of measure IT | Fire Safety-FS080717 | Y | Y | Y
M3NHFScheduleOfRatesCode | Fire Safety/Testing:3 Year Test Central Ne5 3Hr Emergency Unit | Fire Safety - Testing:3 Year Test Central Ne5 3Hr Emergency Unit, unit of measure IT | Fire Safety-FS080719 | Y | Y | Y
M3NHFScheduleOfRatesCode | Fire Safety/Testing:Monthly Test Central Ne25 Emergency Unit | Fire Safety - Testing:Monthly Test Central Ne25 Emergency Unit, unit of measure IT | Fire Safety-FS080801 | Y | Y | Y | Y | Y
M3NHFScheduleOfRatesCode | Fire Safety/Testing:Monthly Test Central Ne50 Emergency Unit | Fire Safety - Testing:Monthly Test Central Ne50 Emergency Unit, unit of measure IT | Fire Safety-FS080803 | Y | Y | Y | Y | Y
M3NHFScheduleOfRatesCode | Fire Safety/Testing:Monthly Test Central Ne100 Emergency Unit | Fire Safety - Testing:Monthly Test Central Ne100 Emergency Unit, unit of measure IT | Fire Safety-FS080805 | Y | Y | Y | Y | Y
M3NHFScheduleOfRatesCode | Fire Safety/Testing:Monthly Test Central Ne2 1Hr Emerg Unit | Fire Safety - Testing:Monthly Test Central Ne2 1Hr Emerg Unit, unit of measure IT | Fire Safety-FS080807 | Y | Y | Y
M3NHFScheduleOfRatesCode | Fire Safety/Testing:Monthly Test Central Ne5 1Hr Emerg Unit | Fire Safety - Testing:Monthly Test Central Ne5 1Hr Emerg Unit, unit of measure IT | Fire Safety-FS080809 | Y | Y | Y
M3NHFScheduleOfRatesCode | Fire Safety/Testing:Monthly Test Central Ne10 Emergency Unit | Fire Safety - Testing:Monthly Test Central Ne10 Emergency Unit, unit of measure IT | Fire Safety-FS080811 | Y | Y | Y
M3NHFScheduleOfRatesCode | Fire Safety/Testing:Monthly Test Central Ne15 Emergency Unit | Fire Safety - Testing:Monthly Test Central Ne15 Emergency Unit, unit of measure IT | Fire Safety-FS080813 | Y | Y | Y
M3NHFScheduleOfRatesCode | Fire Safety/Testing:Monthly Test Central Ne20 Emergency Unit | Fire Safety - Testing:Monthly Test Central Ne20 Emergency Unit, unit of measure IT | Fire Safety-FS080815 | Y | Y | Y
M3NHFScheduleOfRatesCode | Fire Safety/Testing:Monthly Test Central Ne2 3Hr Emerg Unit | Fire Safety - Testing:Monthly Test Central Ne2 3Hr Emerg Unit, unit of measure IT | Fire Safety-FS080817 | Y | Y | Y
M3NHFScheduleOfRatesCode | Fire Safety/Testing:Monthly Test Central Ne5 3Hr Emerg Unit | Fire Safety - Testing:Monthly Test Central Ne5 3Hr Emerg Unit, unit of measure IT | Fire Safety-FS080819 | Y | Y | Y
M3NHFScheduleOfRatesCode | Fire Safety/Testing:Quarterly Test Central Ne25 Emergency Unit | Fire Safety - Testing:Quarterly Test Central Ne25 Emergency Unit, unit of measure IT | Fire Safety-FS080901 | Y | Y | Y | Y | Y
M3NHFScheduleOfRatesCode | Fire Safety/Testing:Quarterly Test Central Ne50 Emergency Unit | Fire Safety - Testing:Quarterly Test Central Ne50 Emergency Unit, unit of measure IT | Fire Safety-FS080903 | Y | Y | Y | Y | Y
M3NHFScheduleOfRatesCode | Fire Safety/Testing:Quarterly Test Central Ne100 Emerg Unit | Fire Safety - Testing:Quarterly Test Central Ne100 Emerg Unit, unit of measure IT | Fire Safety-FS080905 | Y | Y | Y | Y | Y
M3NHFScheduleOfRatesCode | Fire Safety/Testing:Quarterly Test Central Ne2 1 Hr Emerg Unit | Fire Safety - Testing:Quarterly Test Central Ne2 1 Hr Emerg Unit, unit of measure IT | Fire Safety-FS080907 | Y | Y | Y
M3NHFScheduleOfRatesCode | Fire Safety/Testing:Quarterly Test Central Ne5 1 Hr Emerg Unit | Fire Safety - Testing:Quarterly Test Central Ne5 1 Hr Emerg Unit, unit of measure IT | Fire Safety-FS080909 | Y | Y | Y
M3NHFScheduleOfRatesCode | Fire Safety/Testing:Quarterly Test Central Ne10 Emergency Unit | Fire Safety - Testing:Quarterly Test Central Ne10 Emergency Unit, unit of measure IT | Fire Safety-FS080911 | Y | Y | Y
M3NHFScheduleOfRatesCode | Fire Safety/Testing:Quarterly Test Central Ne15 Emergency Unit | Fire Safety - Testing:Quarterly Test Central Ne15 Emergency Unit, unit of measure IT | Fire Safety-FS080913 | Y | Y | Y
M3NHFScheduleOfRatesCode | Fire Safety/Testing:Quarterly Test Central Ne20 Emergency Unit | Fire Safety - Testing:Quarterly Test Central Ne20 Emergency Unit, unit of measure IT | Fire Safety-FS080915 | Y | Y | Y
M3NHFScheduleOfRatesCode | Fire Safety/Testing:Quarterly Test Central Ne2 3 Hr Emerg Unit | Fire Safety - Testing:Quarterly Test Central Ne2 3 Hr Emerg Unit, unit of measure IT | Fire Safety-FS080917 | Y | Y | Y
M3NHFScheduleOfRatesCode | Fire Safety/Testing:Quarterly Test Central Ne5 3 Hr Emerg Unit | Fire Safety - Testing:Quarterly Test Central Ne5 3 Hr Emerg Unit, unit of measure IT | Fire Safety-FS080919 | Y | Y | Y
M3NHFScheduleOfRatesCode | Fire Safety/Testing:Quarterly Test Ne 2 Zones Alarm System | Fire Safety - Testing:Quarterly Test Ne 2 Zones Alarm System, unit of measure IT | Fire Safety-FS090101 | Y | Y | Y | Y | Y
M3NHFScheduleOfRatesCode | Fire Safety/Testing:Quarterly Test Ne 4 Zones Alarm System | Fire Safety - Testing:Quarterly Test Ne 4 Zones Alarm System, unit of measure IT | Fire Safety-FS090103 | Y | Y | Y | Y | Y
M3NHFScheduleOfRatesCode | Fire Safety/Testing:Quarterly Test Ne 8 Zones Alarm System | Fire Safety - Testing:Quarterly Test Ne 8 Zones Alarm System, unit of measure IT | Fire Safety-FS090105 | Y | Y | Y | Y | Y
M3NHFScheduleOfRatesCode | Fire Safety/Testing:Quarterly Test Ne 12 Zones Alarm System | Fire Safety - Testing:Quarterly Test Ne 12 Zones Alarm System, unit of measure IT | Fire Safety-FS090107 | Y | Y | Y | Y | Y
M3NHFScheduleOfRatesCode | Fire Safety/Testing:Six Monthly Test Ne 2 Zones Alarm System | Fire Safety - Testing:Six Monthly Test Ne 2 Zones Alarm System, unit of measure IT | Fire Safety-FS090151 | Y | Y | Y | Y
M3NHFScheduleOfRatesCode | Fire Safety/Testing:Six Monthly Test Ne 4 Zones Alarm System | Fire Safety - Testing:Six Monthly Test Ne 4 Zones Alarm System, unit of measure IT | Fire Safety-FS090153 | Y | Y | Y | Y
M3NHFScheduleOfRatesCode | Fire Safety/Testing:Six Monthly Test Ne 8 Zones Alarm System | Fire Safety - Testing:Six Monthly Test Ne 8 Zones Alarm System, unit of measure IT | Fire Safety-FS090155 | Y | Y | Y | Y
M3NHFScheduleOfRatesCode | Fire Safety/Testing:Six Monthly Test Ne 12Zones Alarm System | Fire Safety - Testing:Six Monthly Test Ne 12Zones Alarm System, unit of measure IT | Fire Safety-FS090157 | Y | Y | Y | Y
M3NHFScheduleOfRatesCode | Fire Safety/Inspection:Annual Test Ne 10 Points Alarm System | Fire Safety - Inspection:Annual Test Ne 10 Points Alarm System, unit of measure IT | Fire Safety-FS090201 | Y | Y | Y | Y | Y
M3NHFScheduleOfRatesCode | Fire Safety/Inspection:Annual Test Ne 25 Points Alarm System | Fire Safety - Inspection:Annual Test Ne 25 Points Alarm System, unit of measure IT | Fire Safety-FS090203 | Y | Y | Y | Y | Y
M3NHFScheduleOfRatesCode | Fire Safety/Inspection:Annual Test Ne 50 Points Alarm System | Fire Safety - Inspection:Annual Test Ne 50 Points Alarm System, unit of measure IT | Fire Safety-FS090205 | Y | Y | Y | Y | Y
M3NHFScheduleOfRatesCode | Fire Safety/Inspection:Annual Test Ne 100 Points Alarm System | Fire Safety - Inspection:Annual Test Ne 100 Points Alarm System, unit of measure IT | Fire Safety-FS090207 | Y | Y | Y | Y | Y
M3NHFScheduleOfRatesCode | Fire Safety/Inspection:Annual Test Ne 2 Points Alarm System | Fire Safety - Inspection:Annual Test Ne 2 Points Alarm System, unit of measure IT | Fire Safety-FS090209 | Y | Y | Y
M3NHFScheduleOfRatesCode | Fire Safety/Inspection:Annual Test Ne 5 Points Alarm System | Fire Safety - Inspection:Annual Test Ne 5 Points Alarm System, unit of measure IT | Fire Safety-FS090211 | Y | Y | Y
M3NHFScheduleOfRatesCode | Fire Safety/Inspection:Test Ne 10 Points Alarm System Wiring | Fire Safety - Inspection:Test Ne 10 Points Alarm System Wiring, unit of measure IT | Fire Safety-FS090301 | Y | Y | Y | Y | Y
M3NHFScheduleOfRatesCode | Fire Safety/Inspection:Test Ne 25 Points Alarm System Wiring | Fire Safety - Inspection:Test Ne 25 Points Alarm System Wiring, unit of measure IT | Fire Safety-FS090303 | Y | Y | Y | Y | Y
M3NHFScheduleOfRatesCode | Fire Safety/Inspection:Test Ne 50 Points Alarm System Wiring | Fire Safety - Inspection:Test Ne 50 Points Alarm System Wiring, unit of measure IT | Fire Safety-FS090305 | Y | Y | Y | Y | Y
M3NHFScheduleOfRatesCode | Fire Safety/Inspection:Test Ne 100 Points Alarm System Wiring | Fire Safety - Inspection:Test Ne 100 Points Alarm System Wiring, unit of measure IT | Fire Safety-FS090307 | Y | Y | Y | Y | Y
M3NHFScheduleOfRatesCode | Fire Safety/Inspection:Test Ne 2 Points Alarm System Wiring | Fire Safety - Inspection:Test Ne 2 Points Alarm System Wiring, unit of measure IT | Fire Safety-FS090309 | Y | Y | Y
M3NHFScheduleOfRatesCode | Fire Safety/Inspection:Test Ne 5 Points Alarm System Wiring | Fire Safety - Inspection:Test Ne 5 Points Alarm System Wiring, unit of measure IT | Fire Safety-FS090311 | Y | Y | Y
M3NHFScheduleOfRatesCode | Fire Safety/Service And Test:Fire Alarm Panel | Fire Safety - Service And Test:Fire Alarm Panel, unit of measure IT | Fire Safety-FS090401 | Y | Y | Y | Y | Y
M3NHFScheduleOfRatesCode | Fire Safety/Service And Test:Fire Alarm Call Point | Fire Safety - Service And Test:Fire Alarm Call Point, unit of measure NO | Fire Safety-FS090403 | Y | Y | Y | Y | Y
M3NHFScheduleOfRatesCode | Fire Safety/Service And Test:Fire Alarm Acid Battery | Fire Safety - Service And Test:Fire Alarm Acid Battery, unit of measure IT | Fire Safety-FS090405 | Y | Y | Y | Y | Y
M3NHFScheduleOfRatesCode | Fire Safety/Service And Test:Fire Alarm Cadmium Battery | Fire Safety - Service And Test:Fire Alarm Cadmium Battery, unit of measure IT | Fire Safety-FS090407 | Y | Y | Y | Y | Y
M3NHFScheduleOfRatesCode | Fire Safety/Service And Test:Fire Alarm Magnetic Door Catches | Fire Safety - Service And Test:Fire Alarm Magnetic Door Catches, unit of measure IT | Fire Safety-FS090409 | Y | Y | Y | Y | Y
M3NHFScheduleOfRatesCode | Fire Safety/Service And Test:Fire Alarm Detector | Fire Safety - Service And Test:Fire Alarm Detector, unit of measure NO | Fire Safety-FS090411 | Y | Y | Y | Y | Y
M3NHFScheduleOfRatesCode | Fire Safety/Service And Test:Fire Alarm Smoke Relief Vents | Fire Safety - Service And Test:Fire Alarm Smoke Relief Vents, unit of measure IT | Fire Safety-FS090413 | Y | Y | Y | Y | Y
M3NHFScheduleOfRatesCode | Fire Safety/Service And Test:Fire Alarm Fixed Strobe Bell | Fire Safety - Service And Test:Fire Alarm Fixed Strobe Bell, unit of measure NO | Fire Safety-FS090415 | Y | Y | Y | Y | Y
M3NHFScheduleOfRatesCode | Fire Safety/Service And Test:Fire Alarm Sounder | Fire Safety - Service And Test:Fire Alarm Sounder, unit of measure NO | Fire Safety-FS090417 | Y | Y | Y | Y | Y
M3NHFScheduleOfRatesCode | Fire Safety/Log Book:Provide Triplicated | Fire Safety - Log Book:Provide Triplicated, unit of measure NO | Fire Safety-FS090419 | Y | Y | Y | Y | Y
M3NHFScheduleOfRatesCode | Fire Safety/Central Monitoring Centre:Test Communications | Fire Safety - Central Monitoring Centre:Test Communications, unit of measure IT | Fire Safety-FS090421 | Y | Y | Y | Y | Y
M3NHFScheduleOfRatesCode | Fire Safety/Visual Inspection:Building | Fire Safety - Visual Inspection:Building, unit of measure IT | Fire Safety-FS090501 | Y | Y | Y | Y | Y
M3NHFScheduleOfRatesCode | Fire Safety/Visual Inspection:Cabling And Equipment | Fire Safety - Visual Inspection:Cabling And Equipment, unit of measure IT | Fire Safety-FS090503 | Y | Y | Y | Y | Y
M3NHFScheduleOfRatesCode | Fire Safety/Fire Alarm:Renew Fire Alarm Call Point | Fire Safety - Fire Alarm:Renew Fire Alarm Call Point, unit of measure NO | Fire Safety-FS090601 | Y | Y | Y | Y | Y
M3NHFScheduleOfRatesCode | Fire Safety/Fire Alarm:Renew Heat Detector And Base (Ror) | Fire Safety - Fire Alarm:Renew Heat Detector And Base (Ror), unit of measure NO | Fire Safety-FS090603 | Y | Y | Y | Y | Y
M3NHFScheduleOfRatesCode | Fire Safety/Fire Alarm:Renew Heat Detector No Base (Ror) | Fire Safety - Fire Alarm:Renew Heat Detector No Base (Ror), unit of measure NO | Fire Safety-FS090605 | Y | Y | Y | Y | Y
M3NHFScheduleOfRatesCode | Fire Safety/Fire Alarm:Renew Heat Detector And Base (Ft) | Fire Safety - Fire Alarm:Renew Heat Detector And Base (Ft), unit of measure NO | Fire Safety-FS090607 | Y | Y | Y | Y | Y
M3NHFScheduleOfRatesCode | Fire Safety/Fire Alarm:Renew Heat Detector No Base (Ft) | Fire Safety - Fire Alarm:Renew Heat Detector No Base (Ft), unit of measure NO | Fire Safety-FS090609 | Y | Y | Y | Y | Y
M3NHFScheduleOfRatesCode | Fire Safety/Fire Alarm:Renew 1-2 Zone Fire Alarm Panel | Fire Safety - Fire Alarm:Renew 1-2 Zone Fire Alarm Panel, unit of measure NO | Fire Safety-FS090611 | Y | Y | Y | Y | Y
M3NHFScheduleOfRatesCode | Fire Safety/Fire Alarm:Renew 2-4 Zone Fire Alarm Panel | Fire Safety - Fire Alarm:Renew 2-4 Zone Fire Alarm Panel, unit of measure NO | Fire Safety-FS090613 | Y | Y | Y | Y | Y
M3NHFScheduleOfRatesCode | Fire Safety/Fire Alarm:Renew 4-8 Zone Fire Alarm Panel | Fire Safety - Fire Alarm:Renew 4-8 Zone Fire Alarm Panel, unit of measure NO | Fire Safety-FS090615 | Y | Y | Y | Y | Y
M3NHFScheduleOfRatesCode | Fire Safety/Fire Alarm:Renew 8-12 Zone Fire Alarm Panel | Fire Safety - Fire Alarm:Renew 8-12 Zone Fire Alarm Panel, unit of measure NO | Fire Safety-FS090616 | Y | Y | Y | Y
M3NHFScheduleOfRatesCode | Fire Safety/Fire Alarm:Renew Red Care Comm Warning System | Fire Safety - Fire Alarm:Renew Red Care Comm Warning System, unit of measure NO | Fire Safety-FS090617 | Y | Y | Y | Y | Y
M3NHFScheduleOfRatesCode | Fire Safety/Fire Alarm:Renew Fire Alarm Remote Indicator | Fire Safety - Fire Alarm:Renew Fire Alarm Remote Indicator, unit of measure NO | Fire Safety-FS090619 | Y | Y | Y | Y | Y
M3NHFScheduleOfRatesCode | Fire Safety/Fire Alarm:Renew Xenon Flasher | Fire Safety - Fire Alarm:Renew Xenon Flasher, unit of measure NO | Fire Safety-FS090621 | Y | Y | Y | Y | Y
M3NHFScheduleOfRatesCode | Fire Safety/Fire Alarm:Renew Magnetic Door Holder/Release | Fire Safety - Fire Alarm:Renew Magnetic Door Holder/Release, unit of measure NO | Fire Safety-FS090623 | Y | Y | Y | Y | Y
M3NHFScheduleOfRatesCode | Fire Safety/Fire Alarm:Renew Magnetic Door Hold/Release Bkt | Fire Safety - Fire Alarm:Renew Magnetic Door Hold/Release Bkt, unit of measure NO | Fire Safety-FS090625 | Y | Y | Y | Y | Y
M3NHFScheduleOfRatesCode | Fire Safety/Fire Alarm:Renew Heavy Duty Relay (All Ratings) | Fire Safety - Fire Alarm:Renew Heavy Duty Relay (All Ratings), unit of measure NO | Fire Safety-FS090627 | Y | Y | Y | Y | Y
M3NHFScheduleOfRatesCode | Fire Safety/Fire Alarm:Renew Fire Alarm Battery - 18A/Hour Set | Fire Safety - Fire Alarm:Renew Fire Alarm Battery - 18A/Hour Set, unit of measure NO | Fire Safety-FS090629 | Y | Y | Y | Y | Y
M3NHFScheduleOfRatesCode | Fire Safety/Fire Alarm:Renew Fire Alarm Battery - 24A/Hour Set | Fire Safety - Fire Alarm:Renew Fire Alarm Battery - 24A/Hour Set, unit of measure NO | Fire Safety-FS090631 | Y | Y | Y | Y | Y
M3NHFScheduleOfRatesCode | Fire Safety/Fire Alarm:Renew Fire Alarm Battery - 38A/Hour Set | Fire Safety - Fire Alarm:Renew Fire Alarm Battery - 38A/Hour Set, unit of measure NO | Fire Safety-FS090633 | Y | Y | Y | Y | Y
M3NHFScheduleOfRatesCode | Fire Safety/Fire Alarm:Renew Fire Alarm Battery - 48A/Hour Set | Fire Safety - Fire Alarm:Renew Fire Alarm Battery - 48A/Hour Set, unit of measure NO | Fire Safety-FS090635 | Y | Y | Y | Y | Y
M3NHFScheduleOfRatesCode | Fire Safety/Fire Alarm:Renew Index Card (Jsb Type) | Fire Safety - Fire Alarm:Renew Index Card (Jsb Type), unit of measure NO | Fire Safety-FS090637 | Y | Y | Y | Y | Y
M3NHFScheduleOfRatesCode | Fire Safety/Fire Alarm:Renew 240V Ac Bell | Fire Safety - Fire Alarm:Renew 240V Ac Bell, unit of measure NO | Fire Safety-FS090639 | Y | Y | Y | Y | Y
M3NHFScheduleOfRatesCode | Fire Safety/Fire Alarm:Renew 150Mm Bell | Fire Safety - Fire Alarm:Renew 150Mm Bell, unit of measure NO | Fire Safety-FS090641 | Y | Y | Y | Y | Y
M3NHFScheduleOfRatesCode | Fire Safety/Fire Alarm:Renew 225Mm Bell | Fire Safety - Fire Alarm:Renew 225Mm Bell, unit of measure NO | Fire Safety-FS090643 | Y | Y | Y | Y | Y
M3NHFScheduleOfRatesCode | Fire Safety/Fire Alarm:Renew Buzzer | Fire Safety - Fire Alarm:Renew Buzzer, unit of measure NO | Fire Safety-FS090645 | Y | Y | Y | Y | Y
M3NHFScheduleOfRatesCode | Fire Safety/Fire Alarm:Renew Siren | Fire Safety - Fire Alarm:Renew Siren, unit of measure NO | Fire Safety-FS090647 | Y | Y | Y | Y | Y
M3NHFScheduleOfRatesCode | Fire Safety/Fire Alarm:Renew Warbler | Fire Safety - Fire Alarm:Renew Warbler, unit of measure NO | Fire Safety-FS090649 | Y | Y | Y | Y | Y
M3NHFScheduleOfRatesCode | Fire Safety/Fire Alarm:Renew Remote Power Pack 3Amp 24V Dc | Fire Safety - Fire Alarm:Renew Remote Power Pack 3Amp 24V Dc, unit of measure NO | Fire Safety-FS090651 | Y | Y | Y | Y | Y
M3NHFScheduleOfRatesCode | Fire Safety/Fire Alarm:Renew240V Ac/24V Dc Transformer | Fire Safety - Fire Alarm:Renew240V Ac/24V Dc Transformer, unit of measure NO | Fire Safety-FS090653 | Y | Y | Y | Y | Y
M3NHFScheduleOfRatesCode | Fire Safety/Fire Alarm:Trace Fault On 240V Ac System | Fire Safety - Fire Alarm:Trace Fault On 240V Ac System, unit of measure NO | Fire Safety-FS090655 | Y | Y | Y | Y | Y
M3NHFScheduleOfRatesCode | Fire Safety/Fire Alarm:Trace Fault On 24V Dc System | Fire Safety - Fire Alarm:Trace Fault On 24V Dc System, unit of measure NO | Fire Safety-FS090657 | Y | Y | Y | Y | Y
M3NHFScheduleOfRatesCode | Fire Safety/Fire Alarm:Renew Additional Power Supply Unit | Fire Safety - Fire Alarm:Renew Additional Power Supply Unit, unit of measure NO | Fire Safety-FS090659 | Y | Y | Y | Y | Y
M3NHFScheduleOfRatesCode | Fire Safety/Fire Alarm:Renew End Of Line Diode | Fire Safety - Fire Alarm:Renew End Of Line Diode, unit of measure NO | Fire Safety-FS090661 | Y | Y | Y | Y | Y
M3NHFScheduleOfRatesCode | Fire Safety/Fire Alarm:Test And Commission After Renewals | Fire Safety - Fire Alarm:Test And Commission After Renewals, unit of measure IT | Fire Safety-FS090663 | Y | Y | Y | Y | Y
M3NHFScheduleOfRatesCode | Fire Safety/Fire Alarm:Renew Sounder | Fire Safety - Fire Alarm:Renew Sounder, unit of measure NO | Fire Safety-FS090665 | Y | Y | Y | Y | Y
M3NHFScheduleOfRatesCode | Fire Safety/Fire Alarm Panel:Renew Battery Back Up | Fire Safety - Fire Alarm Panel:Renew Battery Back Up, unit of measure IT | Fire Safety-FS090667 | Y | Y | Y | Y | Y
M3NHFScheduleOfRatesCode | Fire Safety/Overhead Magnetic Door Release:Install Or Renew | Fire Safety - Overhead Magnetic Door Release:Install Or Renew, unit of measure IT | Fire Safety-FS090669 | Y | Y | Y | Y | Y
M3NHFScheduleOfRatesCode | Fire Safety/Fire Alarm:Renew Break Glass Unit | Fire Safety - Fire Alarm:Renew Break Glass Unit, unit of measure NO | Fire Safety-FS090671 | Y | Y | Y | Y | Y
M3NHFScheduleOfRatesCode | Fire Safety/Fire Alarm/Appliance:Response Call-Out | Fire Safety - Fire Alarm/Appliance:Response Call-Out, unit of measure IT | Fire Safety-FS090673 | Y | Y | Y | Y | Y
M3NHFScheduleOfRatesCode | Fire Safety/Smoke Detector: Renew Visual Aid Type | Fire Safety - Smoke Detector: Renew Visual Aid Type, unit of measure NO | Fire Safety-FS090675 |  | Y | Y | Y
M3NHFScheduleOfRatesCode | Fire Safety/Fire Alarm:Install Fire Alarm Call Point | Fire Safety - Fire Alarm:Install Fire Alarm Call Point, unit of measure NO | Fire Safety-FS090701 | Y | Y | Y | Y | Y
M3NHFScheduleOfRatesCode | Fire Safety/Fire Alarm:Install Heat Detector And Base (Ror) | Fire Safety - Fire Alarm:Install Heat Detector And Base (Ror), unit of measure NO | Fire Safety-FS090703 | Y | Y | Y | Y | Y
M3NHFScheduleOfRatesCode | Fire Safety/Fire Alarm:Install Heat Detector And Base (Ft) | Fire Safety - Fire Alarm:Install Heat Detector And Base (Ft), unit of measure NO | Fire Safety-FS090705 | Y | Y | Y | Y | Y
M3NHFScheduleOfRatesCode | Fire Safety/Fire Alarm:Install Carbon Monoxide Detector & Base | Fire Safety - Fire Alarm:Install Carbon Monoxide Detector & Base, unit of measure NO | Fire Safety-FS090706 | Y
M3NHFScheduleOfRatesCode | Fire Safety/Fire Alarm:Install 1-2 Zone Fire Alarm Panel | Fire Safety - Fire Alarm:Install 1-2 Zone Fire Alarm Panel, unit of measure NO | Fire Safety-FS090707 | Y | Y | Y | Y | Y
M3NHFScheduleOfRatesCode | Fire Safety/Fire Alarm:Install 2-4 Zone Fire Alarm Panel | Fire Safety - Fire Alarm:Install 2-4 Zone Fire Alarm Panel, unit of measure NO | Fire Safety-FS090709 | Y | Y | Y | Y | Y
M3NHFScheduleOfRatesCode | Fire Safety/Fire Alarm:Install 4-8 Zone Fire Alarm Panel | Fire Safety - Fire Alarm:Install 4-8 Zone Fire Alarm Panel, unit of measure NO | Fire Safety-FS090711 | Y | Y | Y | Y | Y
M3NHFScheduleOfRatesCode | Fire Safety/Fire Alarm:Install 8-12 Zone Fire Alarm Panel | Fire Safety - Fire Alarm:Install 8-12 Zone Fire Alarm Panel, unit of measure NO | Fire Safety-FS090712 | Y | Y | Y | Y
M3NHFScheduleOfRatesCode | Fire Safety/Fire Alarm:Install Red Care Comm Warning System | Fire Safety - Fire Alarm:Install Red Care Comm Warning System, unit of measure NO | Fire Safety-FS090713 | Y | Y | Y | Y | Y
M3NHFScheduleOfRatesCode | Fire Safety/Fire Alarm:Install Fire Alarm Remote Indicator | Fire Safety - Fire Alarm:Install Fire Alarm Remote Indicator, unit of measure NO | Fire Safety-FS090715 | Y | Y | Y | Y | Y
M3NHFScheduleOfRatesCode | Fire Safety/Fire Alarm:Install Xenon Flasher | Fire Safety - Fire Alarm:Install Xenon Flasher, unit of measure NO | Fire Safety-FS090717 | Y | Y | Y | Y | Y
M3NHFScheduleOfRatesCode | Fire Safety/Alarm:Install Magnetic Door Holder/Release | Fire Safety - Alarm:Install Magnetic Door Holder/Release, unit of measure NO | Fire Safety-FS090719 | Y | Y | Y | Y | Y
M3NHFScheduleOfRatesCode | Fire Safety/Fire Alarm:Install Magnetic Door Hold/Release Bkt | Fire Safety - Fire Alarm:Install Magnetic Door Hold/Release Bkt, unit of measure NO | Fire Safety-FS090721 | Y | Y | Y | Y | Y
M3NHFScheduleOfRatesCode | Fire Safety/Fire Alarm:Install Heavy Duty Relay (All Ratings) | Fire Safety - Fire Alarm:Install Heavy Duty Relay (All Ratings), unit of measure NO | Fire Safety-FS090723 | Y | Y | Y | Y | Y
M3NHFScheduleOfRatesCode | Fire Safety/Fire Alarm:Install Fire Alarm Battery-18A/Hour Set | Fire Safety - Fire Alarm:Install Fire Alarm Battery-18A/Hour Set, unit of measure NO | Fire Safety-FS090725 | Y | Y | Y | Y | Y
M3NHFScheduleOfRatesCode | Fire Safety/Alarm:Install Fire Alarm Battery-24A/Hour Set | Fire Safety - Alarm:Install Fire Alarm Battery-24A/Hour Set, unit of measure NO | Fire Safety-FS090727 | Y | Y | Y | Y | Y
M3NHFScheduleOfRatesCode | Fire Safety/Alarm:Install Fire Alarm Battery-38A/Hour Set | Fire Safety - Alarm:Install Fire Alarm Battery-38A/Hour Set, unit of measure NO | Fire Safety-FS090729 | Y | Y | Y | Y | Y
M3NHFScheduleOfRatesCode | Fire Safety/Alarm:Install Fire Alarm Battery-48A/Hour Set | Fire Safety - Alarm:Install Fire Alarm Battery-48A/Hour Set, unit of measure NO | Fire Safety-FS090731 | Y | Y | Y | Y | Y
M3NHFScheduleOfRatesCode | Fire Safety/Fire Alarm:Install Index Card (Jsb Type) | Fire Safety - Fire Alarm:Install Index Card (Jsb Type), unit of measure NO | Fire Safety-FS090733 | Y | Y | Y | Y | Y
M3NHFScheduleOfRatesCode | Fire Safety/Fire Alarm:Install 240V Ac Bell | Fire Safety - Fire Alarm:Install 240V Ac Bell, unit of measure NO | Fire Safety-FS090735 | Y | Y | Y | Y | Y
M3NHFScheduleOfRatesCode | Fire Safety/Fire Alarm:Install Framed Zone Plan To 12 Zones | Fire Safety - Fire Alarm:Install Framed Zone Plan To 12 Zones, unit of measure NO | Fire Safety-FS090737 | Y | Y | Y | Y | Y
M3NHFScheduleOfRatesCode | Fire Safety/Fire Alarm:Dynotape Label All Call Points System | Fire Safety - Fire Alarm:Dynotape Label All Call Points System, unit of measure NO | Fire Safety-FS090739 | Y | Y | Y | Y | Y
M3NHFScheduleOfRatesCode | Fire Safety/Fire Alarm:Install 240V Ac/24V Dc Transformer | Fire Safety - Fire Alarm:Install 240V Ac/24V Dc Transformer, unit of measure NO | Fire Safety-FS090741 | Y | Y | Y | Y | Y
M3NHFScheduleOfRatesCode | Fire Safety/Fire Alarm:Install End Of Line Diode | Fire Safety - Fire Alarm:Install End Of Line Diode, unit of measure NO | Fire Safety-FS090743 | Y | Y | Y | Y | Y
M3NHFScheduleOfRatesCode | Fire Safety/Fire Alarm:Install Additional Power Supply Unit | Fire Safety - Fire Alarm:Install Additional Power Supply Unit, unit of measure NO | Fire Safety-FS090745 | Y | Y | Y | Y | Y
M3NHFScheduleOfRatesCode | Fire Safety/Fire Alarm:Install 2, 3 Or 4 Core Micv Cabling | Fire Safety - Fire Alarm:Install 2, 3 Or 4 Core Micv Cabling, unit of measure LM | Fire Safety-FS090747 | Y | Y | Y | Y | Y
M3NHFScheduleOfRatesCode | Fire Safety/Fire Alarm:Install Earth Tail Pot Terminations | Fire Safety - Fire Alarm:Install Earth Tail Pot Terminations, unit of measure NO | Fire Safety-FS090749 | Y | Y | Y | Y | Y
M3NHFScheduleOfRatesCode | Fire Safety/Fire Alarm:Test And Commission | Fire Safety - Fire Alarm:Test And Commission, unit of measure IT | Fire Safety-FS090751 | Y | Y | Y | Y | Y
M3NHFScheduleOfRatesCode | Fire Safety/Fire Alarm:Link System To Redcare | Fire Safety - Fire Alarm:Link System To Redcare, unit of measure IT | Fire Safety-FS090753 | Y | Y | Y | Y | Y
M3NHFScheduleOfRatesCode | Fire Safety/Fire Alarm:Install Additional Fire Alarm Sounder | Fire Safety - Fire Alarm:Install Additional Fire Alarm Sounder, unit of measure NO | Fire Safety-FS090755 | Y | Y | Y | Y | Y
M3NHFScheduleOfRatesCode | Fire Safety/Smoke Detector:Install | Fire Safety - Smoke Detector:Install, unit of measure IT | Fire Safety-FS090757 | Y | Y | Y | Y | Y
M3NHFScheduleOfRatesCode | Fire Safety/Heat Detector:Install | Fire Safety - Heat Detector:Install, unit of measure NO | Fire Safety-FS090759 | Y | Y | Y | Y | Y
M3NHFScheduleOfRatesCode | Fire Safety/Smoke Detector:Install Optical | Fire Safety - Smoke Detector:Install Optical, unit of measure IT | Fire Safety-FS090761 | Y | Y | Y | Y | Y
M3NHFScheduleOfRatesCode | Fire Safety/Vibrating Pads:Install | Fire Safety - Vibrating Pads:Install, unit of measure NO | Fire Safety-FS090763 | Y | Y | Y | Y | Y
M3NHFScheduleOfRatesCode | Fire Safety/Fire Alarm:Install Smoke Detect And Base (Optical) | Fire Safety - Fire Alarm:Install Smoke Detect And Base (Optical), unit of measure NO | Fire Safety-FS090801 | Y | Y | Y | Y | Y
M3NHFScheduleOfRatesCode | Fire Safety/Fire Alarm:Install Smoke Detect Base (Ionisation) | Fire Safety - Fire Alarm:Install Smoke Detect Base (Ionisation), unit of measure NO | Fire Safety-FS090803 | Y | Y | Y | Y | Y
M3NHFScheduleOfRatesCode | Fire Safety/Smoke Detectors:Install Optical Ionisation System | Fire Safety - Smoke Detectors:Install Optical Ionisation System, unit of measure IT | Fire Safety-FS090805 | Y | Y | Y | Y | Y
M3NHFScheduleOfRatesCode | Fire Safety/Smoke Detector:Install Additional Detector | Fire Safety - Smoke Detector:Install Additional Detector, unit of measure NO | Fire Safety-FS090807 | Y | Y | Y | Y | Y
M3NHFScheduleOfRatesCode | Fire Safety/Smoke Detector:Install Visual Aid Type | Fire Safety - Smoke Detector:Install Visual Aid Type, unit of measure NO | Fire Safety-FS090809 | Y | Y | Y | Y | Y
M3NHFScheduleOfRatesCode | Fire Safety/Smoke Detector:Install Visual Aid Vibrating Pads | Fire Safety - Smoke Detector:Install Visual Aid Vibrating Pads, unit of measure NO | Fire Safety-FS090810 | Y
M3NHFScheduleOfRatesCode | Fire Safety/Fire Alarm:Renew Smoke Detector And Base (Optical) | Fire Safety - Fire Alarm:Renew Smoke Detector And Base (Optical), unit of measure NO | Fire Safety-FS090901 | Y | Y | Y | Y | Y
M3NHFScheduleOfRatesCode | Fire Safety/Fire Alarm:Renew Smoke Detector No Base (Optical) | Fire Safety - Fire Alarm:Renew Smoke Detector No Base (Optical), unit of measure NO | Fire Safety-FS090903 | Y | Y | Y | Y | Y
M3NHFScheduleOfRatesCode | Fire Safety/Fire Alarm:Renew Smoke Detector Base (Ionisation) | Fire Safety - Fire Alarm:Renew Smoke Detector Base (Ionisation), unit of measure NO | Fire Safety-FS090905 | Y | Y | Y | Y | Y
M3NHFScheduleOfRatesCode | Fire Safety/Fire Alarm:Renew Smoke Detect No Base (Ionisation) | Fire Safety - Fire Alarm:Renew Smoke Detect No Base (Ionisation), unit of measure NO | Fire Safety-FS090907 | Y | Y | Y | Y | Y
M3NHFScheduleOfRatesCode | Fire Safety/Smoke Detector:Renew With Visual Aid Type | Fire Safety - Smoke Detector:Renew With Visual Aid Type, unit of measure NO | Fire Safety-FS090909 | Y | Y | Y | Y
M3NHFScheduleOfRatesCode | Fire Safety/Extinguisher:Renew 6 Litre Water Type | Fire Safety - Extinguisher:Renew 6 Litre Water Type, unit of measure NO | Fire Safety-FS100101 | Y | Y | Y | Y | Y
M3NHFScheduleOfRatesCode | Fire Safety/Extinguisher:Renew 9 Litre Water Type | Fire Safety - Extinguisher:Renew 9 Litre Water Type, unit of measure NO | Fire Safety-FS100103 | Y | Y | Y | Y | Y
M3NHFScheduleOfRatesCode | Fire Safety/Extinguisher:Refill/Recharge 6 Ltr Water Type | Fire Safety - Extinguisher:Refill/Recharge 6 Ltr Water Type, unit of measure NO | Fire Safety-FS100105 | Y | Y | Y | Y | Y
M3NHFScheduleOfRatesCode | Fire Safety/Extinguisher:Refill/Recharge 9 Ltr Water Type | Fire Safety - Extinguisher:Refill/Recharge 9 Ltr Water Type, unit of measure NO | Fire Safety-FS100107 | Y | Y | Y | Y | Y
M3NHFScheduleOfRatesCode | Fire Safety/Extinguisher:Visual Inspect Water Type | Fire Safety - Extinguisher:Visual Inspect Water Type, unit of measure NO | Fire Safety-FS100109 | Y | Y | Y | Y | Y
M3NHFScheduleOfRatesCode | Fire Safety/Extinguisher:Discharge Test Refill Water Type | Fire Safety - Extinguisher:Discharge Test Refill Water Type, unit of measure NO | Fire Safety-FS100111 | Y | Y | Y | Y | Y
M3NHFScheduleOfRatesCode | Fire Safety/Extinguisher:Renew 9 Litre Foam Type | Fire Safety - Extinguisher:Renew 9 Litre Foam Type, unit of measure NO | Fire Safety-FS100201 | Y | Y | Y | Y | Y
M3NHFScheduleOfRatesCode | Fire Safety/Extinguisher:Refill/Recharge 9 Ltr Foam Type | Fire Safety - Extinguisher:Refill/Recharge 9 Ltr Foam Type, unit of measure NO | Fire Safety-FS100203 | Y | Y | Y | Y | Y
M3NHFScheduleOfRatesCode | Fire Safety/Extinguisher:Visual Inspect Foam Type | Fire Safety - Extinguisher:Visual Inspect Foam Type, unit of measure NO | Fire Safety-FS100205 | Y | Y | Y | Y | Y
M3NHFScheduleOfRatesCode | Fire Safety/Extinguisher:Discharge Test Refill Foam Type | Fire Safety - Extinguisher:Discharge Test Refill Foam Type, unit of measure NO | Fire Safety-FS100207 | Y | Y | Y | Y | Y
M3NHFScheduleOfRatesCode | Fire Safety/Extinguisher:Renew 2 Kg Dry Powder Type | Fire Safety - Extinguisher:Renew 2 Kg Dry Powder Type, unit of measure NO | Fire Safety-FS100301 | Y | Y | Y | Y | Y
M3NHFScheduleOfRatesCode | Fire Safety/Extinguisher:Renew 4 Kg Dry Powder Type | Fire Safety - Extinguisher:Renew 4 Kg Dry Powder Type, unit of measure NO | Fire Safety-FS100303 | Y | Y | Y | Y | Y
M3NHFScheduleOfRatesCode | Fire Safety/Extinguisher:Renew 6 Kg Dry Powder Type | Fire Safety - Extinguisher:Renew 6 Kg Dry Powder Type, unit of measure NO | Fire Safety-FS100305 | Y | Y | Y | Y | Y
M3NHFScheduleOfRatesCode | Fire Safety/Extinguisher:Refill/Recharge 2 Kg Dry Powder | Fire Safety - Extinguisher:Refill/Recharge 2 Kg Dry Powder, unit of measure NO | Fire Safety-FS100307 | Y | Y | Y | Y | Y
M3NHFScheduleOfRatesCode | Fire Safety/Extinguisher:Refill/Recharge 4 Kg Dry Powder | Fire Safety - Extinguisher:Refill/Recharge 4 Kg Dry Powder, unit of measure NO | Fire Safety-FS100309 | Y | Y | Y | Y | Y
M3NHFScheduleOfRatesCode | Fire Safety/Extinguisher:Refill/Recharge 6 Kg Dry Powder | Fire Safety - Extinguisher:Refill/Recharge 6 Kg Dry Powder, unit of measure NO | Fire Safety-FS100310 | Y | Y | Y | Y
M3NHFScheduleOfRatesCode | Fire Safety/Extinguisher:Visual Inspect Dry Powder Type | Fire Safety - Extinguisher:Visual Inspect Dry Powder Type, unit of measure NO | Fire Safety-FS100311 | Y | Y | Y | Y | Y
M3NHFScheduleOfRatesCode | Fire Safety/Extinguisher:Discharge Test Refill 2Kg Dry Type | Fire Safety - Extinguisher:Discharge Test Refill 2Kg Dry Type, unit of measure NO | Fire Safety-FS100313 | Y | Y | Y | Y | Y
M3NHFScheduleOfRatesCode | Fire Safety/Extinguisher:Discharge Test Refill 4Kg Dry Type | Fire Safety - Extinguisher:Discharge Test Refill 4Kg Dry Type, unit of measure NO | Fire Safety-FS100315 | Y | Y | Y | Y | Y
M3NHFScheduleOfRatesCode | Fire Safety/Extinguisher:Discharge Test Refill 6Kg Dry Type | Fire Safety - Extinguisher:Discharge Test Refill 6Kg Dry Type, unit of measure NO | Fire Safety-FS100317 | Y | Y | Y | Y | Y
M3NHFScheduleOfRatesCode | Fire Safety/Extinguisher:Renew 2Kg Carbon Dioxide Fire | Fire Safety - Extinguisher:Renew 2Kg Carbon Dioxide Fire, unit of measure NO | Fire Safety-FS100401 | Y | Y | Y | Y | Y
M3NHFScheduleOfRatesCode | Fire Safety/Extinguisher:Renew 5Kg Carbon Dioxide Fire | Fire Safety - Extinguisher:Renew 5Kg Carbon Dioxide Fire, unit of measure NO | Fire Safety-FS100403 | Y | Y | Y | Y | Y
M3NHFScheduleOfRatesCode | Fire Safety/Extinguisher:Refill/Recharge 2 Kg Carbon Dioxide | Fire Safety - Extinguisher:Refill/Recharge 2 Kg Carbon Dioxide, unit of measure NO | Fire Safety-FS100405 | Y | Y | Y | Y | Y
M3NHFScheduleOfRatesCode | Fire Safety/Extinguisher:Refill/Recharge 5 Kg Carbon Dioxide | Fire Safety - Extinguisher:Refill/Recharge 5 Kg Carbon Dioxide, unit of measure NO | Fire Safety-FS100407 | Y | Y | Y | Y | Y
M3NHFScheduleOfRatesCode | Fire Safety/Extinguisher:Visual Inspect Carbon Dioxide Type | Fire Safety - Extinguisher:Visual Inspect Carbon Dioxide Type, unit of measure NO | Fire Safety-FS100409 | Y | Y | Y | Y | Y
M3NHFScheduleOfRatesCode | Fire Safety/Extinguisher:Discharge Test Refill 2Kg Carbon | Fire Safety - Extinguisher:Discharge Test Refill 2Kg Carbon, unit of measure NO | Fire Safety-FS100411 | Y | Y | Y | Y | Y
M3NHFScheduleOfRatesCode | Fire Safety/Extinguisher:Discharge Test Refill 5Kg Carbon | Fire Safety - Extinguisher:Discharge Test Refill 5Kg Carbon, unit of measure NO | Fire Safety-FS100413 | Y | Y | Y | Y | Y
M3NHFScheduleOfRatesCode | Fire Safety/Fire Blanket:Renew Or Install | Fire Safety - Fire Blanket:Renew Or Install, unit of measure NO | Fire Safety-FS100501 | Y | Y | Y | Y | Y
M3NHFScheduleOfRatesCode | Fire Safety/Fire Blanket:Inspect | Fire Safety - Fire Blanket:Inspect, unit of measure NO | Fire Safety-FS100503 | Y | Y | Y | Y | Y
M3NHFScheduleOfRatesCode | Fire Safety/Extinguisher:Renew Bracket | Fire Safety - Extinguisher:Renew Bracket, unit of measure NO | Fire Safety-FS100601 | Y | Y | Y | Y | Y
M3NHFScheduleOfRatesCode | Fire Safety/Fire Exit Signs:Renew Or Install | Fire Safety - Fire Exit Signs:Renew Or Install, unit of measure IT | Fire Safety-FS100701 | Y | Y | Y | Y | Y
M3NHFScheduleOfRatesCode | Fire Safety/Fire Hose Reel:Inspect And Service | Fire Safety - Fire Hose Reel:Inspect And Service, unit of measure IT | Fire Safety-FS100801 | Y | Y | Y | Y | Y
M3NHFScheduleOfRatesCode | Fire Safety/Fire Hose Reel:Renew 24M Hose | Fire Safety - Fire Hose Reel:Renew 24M Hose, unit of measure IT | Fire Safety-FS100803 | Y | Y | Y | Y | Y
M3NHFScheduleOfRatesCode | Fire Safety/Fire Hose Reel:Renew 30M Hose | Fire Safety - Fire Hose Reel:Renew 30M Hose, unit of measure IT | Fire Safety-FS100805 | Y | Y | Y | Y | Y
M3NHFScheduleOfRatesCode | Fire Safety/Fire Hose Reel:Renew 36M Hose | Fire Safety - Fire Hose Reel:Renew 36M Hose, unit of measure IT | Fire Safety-FS100807 | Y | Y | Y | Y | Y
M3NHFScheduleOfRatesCode | Fire Safety/Fire Hose Reel:Renew Valve | Fire Safety - Fire Hose Reel:Renew Valve, unit of measure IT | Fire Safety-FS100809 | Y | Y | Y | Y | Y
M3NHFScheduleOfRatesCode | Fire Safety/Fire Hose Reel:Renew Nozzle | Fire Safety - Fire Hose Reel:Renew Nozzle, unit of measure IT | Fire Safety-FS100811 | Y | Y | Y | Y | Y
M3NHFScheduleOfRatesCode | Fire Safety/Fire Hose Reel:Renew Recessed Type Cabinet | Fire Safety - Fire Hose Reel:Renew Recessed Type Cabinet, unit of measure IT | Fire Safety-FS100813 | Y | Y | Y | Y | Y
M3NHFScheduleOfRatesCode | Fire Safety/Fire Hose Reel:Response Callouts Repair No Parts | Fire Safety - Fire Hose Reel:Response Callouts Repair No Parts, unit of measure IT | Fire Safety-FS100815 | Y | Y | Y | Y | Y
M3NHFScheduleOfRatesCode | Fire Safety/Fire Hose Reel:Response Callouts Repair Parts £100 | Fire Safety - Fire Hose Reel:Response Callouts Repair Parts £100, unit of measure IT | Fire Safety-FS100817 | Y | Y | Y | Y
M3NHFScheduleOfRatesCode | Fire Safety/Dry Riser:Renew Breeching Valve Inlet Box | Fire Safety - Dry Riser:Renew Breeching Valve Inlet Box, unit of measure IT | Fire Safety-FS100901 | Y | Y | Y | Y | Y
M3NHFScheduleOfRatesCode | Fire Safety/Dry Riser:Renew Landing Valve Box | Fire Safety - Dry Riser:Renew Landing Valve Box, unit of measure IT | Fire Safety-FS100903 | Y | Y | Y | Y | Y
M3NHFScheduleOfRatesCode | Fire Safety/Dry Riser:Renew Door To Breeching Valve Box | Fire Safety - Dry Riser:Renew Door To Breeching Valve Box, unit of measure IT | Fire Safety-FS100905 | Y | Y | Y | Y | Y
M3NHFScheduleOfRatesCode | Fire Safety/Dry Riser:Renew Door To Landing Valve Box | Fire Safety - Dry Riser:Renew Door To Landing Valve Box, unit of measure IT | Fire Safety-FS100907 | Y | Y | Y | Y | Y
M3NHFScheduleOfRatesCode | Fire Safety/Dry Riser:Reglaze Door To Valve Box Ne 0.5 Sm | Fire Safety - Dry Riser:Reglaze Door To Valve Box Ne 0.5 Sm, unit of measure IT | Fire Safety-FS100909 | Y | Y | Y | Y | Y
M3NHFScheduleOfRatesCode | Fire Safety/Dry Riser:Reglaze Door To Valve Box Ne 1.0 Sm | Fire Safety - Dry Riser:Reglaze Door To Valve Box Ne 1.0 Sm, unit of measure IT | Fire Safety-FS100911 | Y | Y | Y | Y | Y
M3NHFScheduleOfRatesCode | Fire Safety/Dry Riser:Renew Door Lock To Valve Box | Fire Safety - Dry Riser:Renew Door Lock To Valve Box, unit of measure IT | Fire Safety-FS100913 | Y | Y | Y | Y | Y
M3NHFScheduleOfRatesCode | Fire Safety/Dry Riser Valve:Renew Breeching Table D | Fire Safety - Dry Riser Valve:Renew Breeching Table D, unit of measure IT | Fire Safety-FS101001 | Y | Y | Y | Y | Y
M3NHFScheduleOfRatesCode | Fire Safety/Dry Riser Valve:Renew Breeching Screwed | Fire Safety - Dry Riser Valve:Renew Breeching Screwed, unit of measure IT | Fire Safety-FS101003 | Y | Y | Y | Y | Y
M3NHFScheduleOfRatesCode | Fire Safety/Dry Riser Valve:Renew Inlet Drain Valve | Fire Safety - Dry Riser Valve:Renew Inlet Drain Valve, unit of measure IT | Fire Safety-FS101005 | Y | Y | Y | Y | Y
M3NHFScheduleOfRatesCode | Fire Safety/Dry Riser Valve:Renew 21/2" Gate Type Table D | Fire Safety - Dry Riser Valve:Renew 21/2" Gate Type Table D, unit of measure IT | Fire Safety-FS101007 | Y | Y | Y | Y | Y
M3NHFScheduleOfRatesCode | Fire Safety/Dry Riser Valve:Renew 21/2" Gate Type Screwed | Fire Safety - Dry Riser Valve:Renew 21/2" Gate Type Screwed, unit of measure IT | Fire Safety-FS101009 | Y | Y | Y | Y | Y
M3NHFScheduleOfRatesCode | Fire Safety/Dry Riser Valve:Renew 3" Gate Type Screwed | Fire Safety - Dry Riser Valve:Renew 3" Gate Type Screwed, unit of measure IT | Fire Safety-FS101011 | Y | Y | Y | Y | Y
M3NHFScheduleOfRatesCode | Fire Safety/Dry Riser Valve:Renew 21/2" Globe Type Table D | Fire Safety - Dry Riser Valve:Renew 21/2" Globe Type Table D, unit of measure IT | Fire Safety-FS101013 | Y | Y | Y | Y | Y
M3NHFScheduleOfRatesCode | Fire Safety/Dry Riser Valve:Renew 3" Globe Type Table D | Fire Safety - Dry Riser Valve:Renew 3" Globe Type Table D, unit of measure IT | Fire Safety-FS101015 | Y | Y | Y | Y | Y
M3NHFScheduleOfRatesCode | Fire Safety/Dry Riser Valve:Renew 21/2" Globe Type Screwed | Fire Safety - Dry Riser Valve:Renew 21/2" Globe Type Screwed, unit of measure IT | Fire Safety-FS101017 | Y | Y | Y | Y | Y
M3NHFScheduleOfRatesCode | Fire Safety/Dry Riser Valve:Renew 3" Globe Type Screwed | Fire Safety - Dry Riser Valve:Renew 3" Globe Type Screwed, unit of measure IT | Fire Safety-FS101019 | Y | Y | Y | Y | Y
M3NHFScheduleOfRatesCode | Fire Safety/Dry Riser Valve:Renew 21/2" Globe Oblique Table D | Fire Safety - Dry Riser Valve:Renew 21/2" Globe Oblique Table D, unit of measure IT | Fire Safety-FS101021 | Y | Y | Y | Y | Y
M3NHFScheduleOfRatesCode | Fire Safety/Dry Riser Valve:Renew 3" Globe Oblique Table D | Fire Safety - Dry Riser Valve:Renew 3" Globe Oblique Table D, unit of measure IT | Fire Safety-FS101023 | Y | Y | Y | Y | Y
M3NHFScheduleOfRatesCode | Fire Safety/Dry Riser Valve:Renew 21/2" Globe Oblique Screwed | Fire Safety - Dry Riser Valve:Renew 21/2" Globe Oblique Screwed, unit of measure IT | Fire Safety-FS101025 | Y | Y | Y | Y | Y
M3NHFScheduleOfRatesCode | Fire Safety/Dry Riser Valve:Renew 3" Globe Oblique Screwed | Fire Safety - Dry Riser Valve:Renew 3" Globe Oblique Screwed, unit of measure IT | Fire Safety-FS101027 | Y | Y | Y | Y | Y
M3NHFScheduleOfRatesCode | Fire Safety/Dry Riser Valve:Renew 1" Air Relief Valve | Fire Safety - Dry Riser Valve:Renew 1" Air Relief Valve, unit of measure IT | Fire Safety-FS101029 | Y | Y | Y | Y | Y
M3NHFScheduleOfRatesCode | Fire Safety/Dry Riser Valve:Renew 21/2" Blank Cap | Fire Safety - Dry Riser Valve:Renew 21/2" Blank Cap, unit of measure IT | Fire Safety-FS101031 | Y | Y | Y | Y | Y
M3NHFScheduleOfRatesCode | Fire Safety/Dry Riser Valve:Renew 3" Blank Cap | Fire Safety - Dry Riser Valve:Renew 3" Blank Cap, unit of measure IT | Fire Safety-FS101033 | Y | Y | Y | Y
M3NHFScheduleOfRatesCode | Fire Safety/Dry Riser Valve:Service Breeching Valve | Fire Safety - Dry Riser Valve:Service Breeching Valve, unit of measure IT | Fire Safety-FS101101 | Y | Y | Y | Y | Y
M3NHFScheduleOfRatesCode | Fire Safety/Dry Riser Valve:Service Gate Landing Valve | Fire Safety - Dry Riser Valve:Service Gate Landing Valve, unit of measure IT | Fire Safety-FS101103 | Y | Y | Y | Y | Y
M3NHFScheduleOfRatesCode | Fire Safety/Dry Riser Valve:Service Globe Landing Valve | Fire Safety - Dry Riser Valve:Service Globe Landing Valve, unit of measure IT | Fire Safety-FS101105 | Y | Y | Y | Y | Y
M3NHFScheduleOfRatesCode | Fire Safety/Dry Riser:Visual Inspection | Fire Safety - Dry Riser:Visual Inspection, unit of measure IT | Fire Safety-FS101107 | Y | Y | Y | Y | Y
M3NHFScheduleOfRatesCode | Fire Safety/Dry Riser:Spot Weld For Security | Fire Safety - Dry Riser:Spot Weld For Security, unit of measure IT | Fire Safety-FS101109 | Y | Y | Y | Y | Y
M3NHFScheduleOfRatesCode | Fire Safety/Dry Riser:Wet Test | Fire Safety - Dry Riser:Wet Test, unit of measure IT | Fire Safety-FS101111 | Y | Y | Y | Y | Y
M3NHFScheduleOfRatesCode | Fire Safety/Dry Riser:Air Test | Fire Safety - Dry Riser:Air Test, unit of measure IT | Fire Safety-FS101113 | Y | Y | Y | Y | Y
M3NHFScheduleOfRatesCode | Fire Safety/Dry Riser:Flow Pressure Test | Fire Safety - Dry Riser:Flow Pressure Test, unit of measure IT | Fire Safety-FS101115 | Y | Y | Y | Y | Y
M3NHFScheduleOfRatesCode | Fire Safety/Fire Hydrant:Renew 100Mm Pillar Ci | Fire Safety - Fire Hydrant:Renew 100Mm Pillar Ci, unit of measure NO | Fire Safety-FS101201 | Y | Y | Y | Y | Y
M3NHFScheduleOfRatesCode | Fire Safety/Fire Hydrant:Renew 100Mm Pillar Steel | Fire Safety - Fire Hydrant:Renew 100Mm Pillar Steel, unit of measure NO | Fire Safety-FS101203 | Y | Y | Y | Y | Y
M3NHFScheduleOfRatesCode | Fire Safety/Bin Room:Service Fire Suppression Installations | Fire Safety - Bin Room:Service Fire Suppression Installations, unit of measure IT | Fire Safety-FS101301 | Y | Y | Y | Y | Y
M3NHFScheduleOfRatesCode | Fire Safety/Firemans Switch:Service Firemans Switch | Fire Safety - Firemans Switch:Service Firemans Switch, unit of measure IT | Fire Safety-FS101401 | Y | Y | Y | Y | Y
M3NHFScheduleOfRatesCode | Fire Safety/Smoke Vents:Test Automatic Pneumatic Natural | Fire Safety - Smoke Vents:Test Automatic Pneumatic Natural, unit of measure IT | Fire Safety-FS101501 | Y | Y | Y | Y | Y
M3NHFScheduleOfRatesCode | Fire Safety/Smoke Vents:Test Manual Pneumatic Natural | Fire Safety - Smoke Vents:Test Manual Pneumatic Natural, unit of measure IT | Fire Safety-FS101503 | Y | Y | Y | Y | Y
M3NHFScheduleOfRatesCode | Fire Safety/Smoke Vents:Test Automatic Electric Natural | Fire Safety - Smoke Vents:Test Automatic Electric Natural, unit of measure IT | Fire Safety-FS101505 | Y | Y | Y | Y | Y
M3NHFScheduleOfRatesCode | Fire Safety/Smoke Vents:Test Manual Electric Natural | Fire Safety - Smoke Vents:Test Manual Electric Natural, unit of measure IT | Fire Safety-FS101507 | Y | Y | Y | Y | Y
M3NHFScheduleOfRatesCode | Fire Safety/Smoke Vents:Test Automatic Powered | Fire Safety - Smoke Vents:Test Automatic Powered, unit of measure IT | Fire Safety-FS101509 | Y | Y | Y | Y | Y
M3NHFScheduleOfRatesCode | Fire Safety/Smoke Vents:Test Manual Powered | Fire Safety - Smoke Vents:Test Manual Powered, unit of measure IT | Fire Safety-FS101511 | Y | Y | Y | Y | Y
M3NHFScheduleOfRatesCode | Fire Safety/Smoke Curtains:Test Automatic Pneumatic | Fire Safety - Smoke Curtains:Test Automatic Pneumatic, unit of measure IT | Fire Safety-FS101513 | Y | Y | Y | Y | Y
M3NHFScheduleOfRatesCode | Fire Safety/Smoke Curtains:Test Automatic Electric | Fire Safety - Smoke Curtains:Test Automatic Electric, unit of measure IT | Fire Safety-FS101515 | Y | Y | Y | Y | Y
M3NHFScheduleOfRatesCode | Fire Safety/Halon System:Response Call-Outs | Fire Safety - Halon System:Response Call-Outs, unit of measure NO | Fire Safety-FS101601 | Y | Y | Y | Y | Y
M3NHFScheduleOfRatesCode | Fire Safety/Halon System:Response Call-Outs Parts £100 | Fire Safety - Halon System:Response Call-Outs Parts £100, unit of measure NO | Fire Safety-FS101603 | Y | Y | Y | Y | Y
M3NHFScheduleOfRatesCode | Fire Safety/Halon System:Recharge System | Fire Safety - Halon System:Recharge System, unit of measure NO | Fire Safety-FS101605 | Y | Y | Y | Y | Y
M3NHFScheduleOfRatesCode | Fire Safety/Halon System:Periodic Inspection | Fire Safety - Halon System:Periodic Inspection, unit of measure NO | Fire Safety-FS101607 | Y | Y | Y | Y | Y
M3NHFScheduleOfRatesCode | Fire Safety/Sprinkler System:Response Call-Outs | Fire Safety - Sprinkler System:Response Call-Outs, unit of measure NO | Fire Safety-FS101701 | Y | Y | Y | Y | Y
M3NHFScheduleOfRatesCode | Fire Safety/Sprinkler System:Response Call-Outs Parts £100 | Fire Safety - Sprinkler System:Response Call-Outs Parts £100, unit of measure NO | Fire Safety-FS101703 | Y | Y | Y | Y | Y
M3NHFScheduleOfRatesCode | Fire Safety/Sprinkler System:Periodic Inspection | Fire Safety - Sprinkler System:Periodic Inspection, unit of measure NO | Fire Safety-FS101705 | Y | Y | Y | Y | Y
M3NHFScheduleOfRatesCode | Fire Safety/Sprinklers:Test & Service System To 1 Bed Flat | Fire Safety - Sprinklers:Test & Service System To 1 Bed Flat, unit of measure IT | Fire Safety-FS101801 | Y | Y | Y | Y | Y
M3NHFScheduleOfRatesCode | Fire Safety/Sprinklers:Test & Service System To 2 Bed Flat | Fire Safety - Sprinklers:Test & Service System To 2 Bed Flat, unit of measure IT | Fire Safety-FS101803 | Y | Y | Y | Y | Y
M3NHFScheduleOfRatesCode | Fire Safety/Sprinklers:Test & Service System To 1 Bed Bungalow | Fire Safety - Sprinklers:Test & Service System To 1 Bed Bungalow, unit of measure IT | Fire Safety-FS101805 | Y | Y | Y | Y | Y
M3NHFScheduleOfRatesCode | Fire Safety/Sprinklers:Test & Service System To 2 Bed Bungalow | Fire Safety - Sprinklers:Test & Service System To 2 Bed Bungalow, unit of measure IT | Fire Safety-FS101807 | Y | Y | Y | Y | Y
M3NHFScheduleOfRatesCode | Fire Safety/Sprinklers:Test & Service System To 2 Bed House | Fire Safety - Sprinklers:Test & Service System To 2 Bed House, unit of measure IT | Fire Safety-FS101809 | Y | Y | Y | Y | Y
M3NHFScheduleOfRatesCode | Fire Safety/Sprinklers:Test & Service System To 3 Bed House | Fire Safety - Sprinklers:Test & Service System To 3 Bed House, unit of measure IT | Fire Safety-FS101811 | Y | Y | Y | Y | Y
M3NHFScheduleOfRatesCode | Fire Safety/Sprinklers:Test & Service System To 4 Bed House | Fire Safety - Sprinklers:Test & Service System To 4 Bed House, unit of measure IT | Fire Safety-FS101813 | Y | Y | Y | Y | Y
M3NHFScheduleOfRatesCode | Fire Safety/Sprinklers:Test & Service System To 5 Bed House | Fire Safety - Sprinklers:Test & Service System To 5 Bed House, unit of measure IT | Fire Safety-FS101815 | Y | Y | Y | Y | Y
M3NHFScheduleOfRatesCode | Fire Safety/Sprinklers:Test & Service System To 6 Bed House | Fire Safety - Sprinklers:Test & Service System To 6 Bed House, unit of measure IT | Fire Safety-FS101817 | Y | Y | Y | Y | Y
M3NHFScheduleOfRatesCode | Fire Safety/Sprinklers:Renew Head Break Glass And Drain Down | Fire Safety - Sprinklers:Renew Head Break Glass And Drain Down, unit of measure NO | Fire Safety-FS101819 | Y | Y | Y | Y | Y
M3NHFScheduleOfRatesCode | Fire Safety/Sprinklers:Renew Head Break Glass While Drained | Fire Safety - Sprinklers:Renew Head Break Glass While Drained, unit of measure NO | Fire Safety-FS101821 | Y | Y | Y | Y | Y
M3NHFScheduleOfRatesCode | Fire Safety/Sprinklers:Renew Head And Drain Down | Fire Safety - Sprinklers:Renew Head And Drain Down, unit of measure NO | Fire Safety-FS101823 | Y | Y | Y | Y | Y
M3NHFScheduleOfRatesCode | Fire Safety/Sprinklers:Renew Head Whilst System Drained | Fire Safety - Sprinklers:Renew Head Whilst System Drained, unit of measure NO | Fire Safety-FS101825 | Y | Y | Y | Y | Y
M3NHFScheduleOfRatesCode | Fire Safety/Sprinklers:Renew Pump And Drain Down | Fire Safety - Sprinklers:Renew Pump And Drain Down, unit of measure NO | Fire Safety-FS101827 | Y | Y | Y | Y | Y
M3NHFScheduleOfRatesCode | Fire Safety/Sprinklers:Renew Pump Whilst System Drained | Fire Safety - Sprinklers:Renew Pump Whilst System Drained, unit of measure NO | Fire Safety-FS101829 | Y | Y | Y | Y | Y
M3NHFScheduleOfRatesCode | Fire Safety/Fire Risk:Carry Out Assessments (Daily Rate) | Fire Safety - Fire Risk:Carry Out Assessments (Daily Rate), unit of measure DAY | Fire Safety-FS110101 | Y | Y | Y | Y | Y
M3NHFScheduleOfRatesCode | Fire Safety/Fire Risk:Carry Out Second Assessment Client Props | Fire Safety - Fire Risk:Carry Out Second Assessment Client Props, unit of measure DAY | Fire Safety-FS110201 | Y | Y | Y | Y | Y
M3NHFScheduleOfRatesCode | Fire Safety/Fire Risk:Carry Out Awareness Training (Day Rate) | Fire Safety - Fire Risk:Carry Out Awareness Training (Day Rate), unit of measure DAY | Fire Safety-FS110301 | Y | Y | Y | Y
M3NHFScheduleOfRatesCode | FM1/Wall:Demolish External 1/2B Wall | FM1 - Wall:Demolish External 1/2B Wall, unit of measure SM | FM1-BK010101 | Y | Y | Y | Y | Y
M3NHFScheduleOfRatesCode | FM1/Wall:Demolish External 1B Wall | FM1 - Wall:Demolish External 1B Wall, unit of measure SM | FM1-BK010103 | Y | Y | Y | Y | Y
M3NHFScheduleOfRatesCode | FM1/Wall:Demolish External 1-1/2B Wall | FM1 - Wall:Demolish External 1-1/2B Wall, unit of measure SM | FM1-BK010105 | Y | Y | Y | Y | Y
M3NHFScheduleOfRatesCode | FM1/Wall:Demolish External Cavity Wall | FM1 - Wall:Demolish External Cavity Wall, unit of measure SM | FM1-BK010107 | Y | Y | Y | Y | Y
M3NHFScheduleOfRatesCode | FM1/Wall:Demolish External Blockwork Ne 100Mm | FM1 - Wall:Demolish External Blockwork Ne 100Mm, unit of measure SM | FM1-BK010109 | Y | Y | Y | Y | Y
M3NHFScheduleOfRatesCode | FM1/Wall:Demolish External Blockwork Ne 225Mm | FM1 - Wall:Demolish External Blockwork Ne 225Mm, unit of measure SM | FM1-BK010111 | Y | Y | Y | Y | Y
M3NHFScheduleOfRatesCode | FM1/Wall:Demolish Plastered 1/2B Wall | FM1 - Wall:Demolish Plastered 1/2B Wall, unit of measure SM | FM1-BK010113 | Y | Y | Y | Y | Y
M3NHFScheduleOfRatesCode | FM1/Wall:Demolish Plastered 1B Wall | FM1 - Wall:Demolish Plastered 1B Wall, unit of measure SM | FM1-BK010115 | Y | Y | Y | Y | Y
M3NHFScheduleOfRatesCode | FM1/Chimney Breast:Demolish | FM1 - Chimney Breast:Demolish, unit of measure SM | FM1-BK010117 | Y | Y | Y | Y | Y
M3NHFScheduleOfRatesCode | FM1/Garage Or Outbuilding:Demolish Multi Complete | FM1 - Garage Or Outbuilding:Demolish Multi Complete, unit of measure CM | FM1-BK010121 | Y
M3NHFScheduleOfRatesCode | FM1/Garage Or Outbuilding:Demolish Multi Complete Slab | FM1 - Garage Or Outbuilding:Demolish Multi Complete Slab, unit of measure CM | FM1-BK010122 | Y
M3NHFScheduleOfRatesCode | FM1/Garage Or Outbuilding:Demolish Sgl Complete Slab | FM1 - Garage Or Outbuilding:Demolish Sgl Complete Slab, unit of measure CM | FM1-BK010123 | Y
M3NHFScheduleOfRatesCode | FM1/Garage Or Outbuilding:Demolish Single Complete | FM1 - Garage Or Outbuilding:Demolish Single Complete, unit of measure CM | FM1-BK010124 | Y
M3NHFScheduleOfRatesCode | FM1/Demolition Of Shed Etc:Retain Base | FM1 - Demolition Of Shed Etc:Retain Base, unit of measure IT | FM1-BK010125 | Y
M3NHFScheduleOfRatesCode | FM1/Demolition Of Shed Etc:Remove Base | FM1 - Demolition Of Shed Etc:Remove Base, unit of measure IT | FM1-BK010126 | Y
M3NHFScheduleOfRatesCode | FM1/Demolition Of Pigeon Loft - Retain Base | FM1 - Demolition Of Pigeon Loft - Retain Base, unit of measure IT | FM1-BK010127 | Y
M3NHFScheduleOfRatesCode | FM1/Demolition Of Pigeon Loft Etc:- Base | FM1 - Demolition Of Pigeon Loft Etc:- Base, unit of measure IT | FM1-BK010128 | Y
M3NHFScheduleOfRatesCode | FM1/Wall:Build 1/2B Wall In Commons | FM1 - Wall:Build 1/2B Wall In Commons, unit of measure SM | FM1-BK010201 | Y | Y | Y | Y | Y
M3NHFScheduleOfRatesCode | FM1/Wall:Build 1B Wall In Commons | FM1 - Wall:Build 1B Wall In Commons, unit of measure SM | FM1-BK010203 | Y | Y | Y | Y | Y
M3NHFScheduleOfRatesCode | FM1/Wall:Build 1-1/2B Wall In Commons | FM1 - Wall:Build 1-1/2B Wall In Commons, unit of measure SM | FM1-BK010205 | Y | Y | Y | Y | Y
M3NHFScheduleOfRatesCode | FM1/Wall:Build Cavity Wall In Commons | FM1 - Wall:Build Cavity Wall In Commons, unit of measure SM | FM1-BK010207 | Y | Y | Y | Y | Y
M3NHFScheduleOfRatesCode | FM1/Wall:Build Insulated Cavity Wall In Commons | FM1 - Wall:Build Insulated Cavity Wall In Commons, unit of measure SM | FM1-BK010208 | Y
M3NHFScheduleOfRatesCode | FM1/Wall:Build 1/2B Wall In Facings | FM1 - Wall:Build 1/2B Wall In Facings, unit of measure SM | FM1-BK010209 | Y | Y | Y | Y | Y
M3NHFScheduleOfRatesCode | FM1/Wall:Build 1B Wall In Facings | FM1 - Wall:Build 1B Wall In Facings, unit of measure SM | FM1-BK010211 | Y | Y | Y | Y | Y
M3NHFScheduleOfRatesCode | FM1/Wall:New Cavity Wall In Facings | FM1 - Wall:New Cavity Wall In Facings, unit of measure SM | FM1-BK010213 | Y | Y | Y | Y | Y
M3NHFScheduleOfRatesCode | FM1/Wall:Build 1/2B Wall In Engineering | FM1 - Wall:Build 1/2B Wall In Engineering, unit of measure SM | FM1-BK010215 | Y | Y | Y | Y | Y
M3NHFScheduleOfRatesCode | FM1/Wall:Build 1B Wall In Engineering | FM1 - Wall:Build 1B Wall In Engineering, unit of measure SM | FM1-BK010217 | Y | Y | Y | Y | Y
M3NHFScheduleOfRatesCode | FM1/Wall:Build 1-1/2B Wall In Engineering | FM1 - Wall:Build 1-1/2B Wall In Engineering, unit of measure SM | FM1-BK010219 | Y | Y | Y | Y | Y
M3NHFScheduleOfRatesCode | FM1/Wall:Build 2B Wall In Engineering | FM1 - Wall:Build 2B Wall In Engineering, unit of measure SM | FM1-BK010221 | Y | Y | Y | Y | Y
M3NHFScheduleOfRatesCode | FM1/Wall:Build 2-1/2B Wall In Engineering | FM1 - Wall:Build 2-1/2B Wall In Engineering, unit of measure SM | FM1-BK010223 | Y | Y | Y | Y | Y
M3NHFScheduleOfRatesCode | FM1/Wall:New 75Mm Block Wall | FM1 - Wall:New 75Mm Block Wall, unit of measure SM | FM1-BK010225 | Y | Y | Y | Y | Y
M3NHFScheduleOfRatesCode | FM1/Wall:New 100Mm Block Wall | FM1 - Wall:New 100Mm Block Wall, unit of measure SM | FM1-BK010227 | Y | Y | Y | Y | Y
M3NHFScheduleOfRatesCode | FM1/Wall:New 225Mm Block Wall | FM1 - Wall:New 225Mm Block Wall, unit of measure SM | FM1-BK010229 | Y | Y | Y | Y | Y
M3NHFScheduleOfRatesCode | FM1/Partition:New Non-Loadbearing 75Mm | FM1 - Partition:New Non-Loadbearing 75Mm, unit of measure SM | FM1-BK010231 | Y | Y | Y | Y | Y
M3NHFScheduleOfRatesCode | FM1/Partition:New Non-Loadbearing 100Mm | FM1 - Partition:New Non-Loadbearing 100Mm, unit of measure SM | FM1-BK010233 | Y | Y | Y | Y | Y
M3NHFScheduleOfRatesCode | FM1/Firewall:New 1B Wall In Commons | FM1 - Firewall:New 1B Wall In Commons, unit of measure SM | FM1-BK010235 | Y | Y | Y | Y | Y
M3NHFScheduleOfRatesCode | FM1/Wall:Rebuild 1/2B Wall In Commons | FM1 - Wall:Rebuild 1/2B Wall In Commons, unit of measure SM | FM1-BK010301 | Y | Y | Y | Y | Y
M3NHFScheduleOfRatesCode | FM1/Wall:Rebuild 1B Wall In Commons | FM1 - Wall:Rebuild 1B Wall In Commons, unit of measure SM | FM1-BK010303 | Y | Y | Y | Y | Y
M3NHFScheduleOfRatesCode | FM1/Wall:Rebuild 1-1/2 B Wall In Commons | FM1 - Wall:Rebuild 1-1/2 B Wall In Commons, unit of measure SM | FM1-BK010305 | Y | Y | Y | Y | Y
M3NHFScheduleOfRatesCode | FM1/Wall:Rebuild 1/2B Wall In Facings | FM1 - Wall:Rebuild 1/2B Wall In Facings, unit of measure SM | FM1-BK010307 | Y | Y | Y | Y | Y
M3NHFScheduleOfRatesCode | FM1/Wall:Rebuild 1B Wall In Facings | FM1 - Wall:Rebuild 1B Wall In Facings, unit of measure SM | FM1-BK010309 | Y | Y | Y | Y | Y
M3NHFScheduleOfRatesCode | FM1/Wall:Rebuild 1/2B Wall In Engineering | FM1 - Wall:Rebuild 1/2B Wall In Engineering, unit of measure SM | FM1-BK010311 | Y | Y | Y | Y | Y
M3NHFScheduleOfRatesCode | FM1/Wall:Rebuild 1B Wall In Engineering | FM1 - Wall:Rebuild 1B Wall In Engineering, unit of measure SM | FM1-BK010313 | Y | Y | Y | Y | Y
M3NHFScheduleOfRatesCode | FM1/Wall:Rebuild 1-1/2B Wall In Engineering | FM1 - Wall:Rebuild 1-1/2B Wall In Engineering, unit of measure SM | FM1-BK010315 | Y | Y | Y | Y | Y
M3NHFScheduleOfRatesCode | FM1/Wall:Rebuild 2B Wall In Engineering | FM1 - Wall:Rebuild 2B Wall In Engineering, unit of measure SM | FM1-BK010317 | Y | Y | Y | Y | Y
M3NHFScheduleOfRatesCode | FM1/Wall:Rebuild 2-1/2B Wall In Engineering | FM1 - Wall:Rebuild 2-1/2B Wall In Engineering, unit of measure SM | FM1-BK010319 | Y | Y | Y | Y | Y
M3NHFScheduleOfRatesCode | FM1/Wall:Rebuild 75Mm Block Wall | FM1 - Wall:Rebuild 75Mm Block Wall, unit of measure SM | FM1-BK010321 | Y | Y | Y | Y | Y
M3NHFScheduleOfRatesCode | FM1/Wall:Rebuild Ne 100Mm Block Wall | FM1 - Wall:Rebuild Ne 100Mm Block Wall, unit of measure SM | FM1-BK010323 | Y | Y | Y | Y | Y
M3NHFScheduleOfRatesCode | FM1/Wall:Rebuild 225Mm Block Wall | FM1 - Wall:Rebuild 225Mm Block Wall, unit of measure SM | FM1-BK010325 | Y | Y | Y | Y | Y
M3NHFScheduleOfRatesCode | FM1/Partition:Rebuild Non-Loadbearing 75Mm | FM1 - Partition:Rebuild Non-Loadbearing 75Mm, unit of measure SM | FM1-BK010327 | Y | Y | Y | Y | Y
M3NHFScheduleOfRatesCode | FM1/Partition:Rebuild Non-Loadbearing 100Mm | FM1 - Partition:Rebuild Non-Loadbearing 100Mm, unit of measure SM | FM1-BK010329 | Y | Y | Y | Y | Y
M3NHFScheduleOfRatesCode | FM1/Firewall:Rebuild 1B Wall In Commons | FM1 - Firewall:Rebuild 1B Wall In Commons, unit of measure SM | FM1-BK010331 | Y | Y | Y | Y | Y
M3NHFScheduleOfRatesCode | FM1/Chimney Breast:Rebuild In Roof Space | FM1 - Chimney Breast:Rebuild In Roof Space, unit of measure SM | FM1-BK010333 | Y | Y | Y | Y | Y
M3NHFScheduleOfRatesCode | FM1/Chimney Breast:Rebuild Flued Complete | FM1 - Chimney Breast:Rebuild Flued Complete, unit of measure SM | FM1-BK010335 | Y | Y | Y | Y | Y
M3NHFScheduleOfRatesCode | FM1/Chimney Breast:Rebuild Non-Flued Complete | FM1 - Chimney Breast:Rebuild Non-Flued Complete, unit of measure SM | FM1-BK010337 | Y | Y | Y | Y | Y
M3NHFScheduleOfRatesCode | FM1/Pier:Rebuild 1B Wide Attached In Commons | FM1 - Pier:Rebuild 1B Wide Attached In Commons, unit of measure LM | FM1-BK010401 | Y | Y | Y | Y | Y
M3NHFScheduleOfRatesCode | FM1/Pier:Rebuild 1B Isolated In Commons | FM1 - Pier:Rebuild 1B Isolated In Commons, unit of measure LM | FM1-BK010403 | Y | Y | Y | Y | Y
M3NHFScheduleOfRatesCode | FM1/Pier:Rebuild 1-1/2B Wide Attached In Commons | FM1 - Pier:Rebuild 1-1/2B Wide Attached In Commons, unit of measure LM | FM1-BK010405 | Y | Y | Y | Y | Y
M3NHFScheduleOfRatesCode | FM1/Pier:Rebuild 1-1/2B Isolated In Commons | FM1 - Pier:Rebuild 1-1/2B Isolated In Commons, unit of measure LM | FM1-BK010407 | Y | Y | Y | Y | Y
M3NHFScheduleOfRatesCode | FM1/Pier:Rebuild 1B Wide Attached In Facings | FM1 - Pier:Rebuild 1B Wide Attached In Facings, unit of measure LM | FM1-BK010409 | Y | Y | Y | Y | Y
M3NHFScheduleOfRatesCode | FM1/Pier:Rebuild 1B Isolated In Facings | FM1 - Pier:Rebuild 1B Isolated In Facings, unit of measure LM | FM1-BK010411 | Y | Y | Y | Y | Y
M3NHFScheduleOfRatesCode | FM1/Pier:Rebuild 1-1/2B Wide Attached In Facings | FM1 - Pier:Rebuild 1-1/2B Wide Attached In Facings, unit of measure LM | FM1-BK010413 | Y | Y | Y | Y | Y
M3NHFScheduleOfRatesCode | FM1/Pier:Rebuild 1-1/2B Isolated In Facings | FM1 - Pier:Rebuild 1-1/2B Isolated In Facings, unit of measure LM | FM1-BK010415 | Y | Y | Y | Y | Y
M3NHFScheduleOfRatesCode | FM1/Wall:Repair Fracture | FM1 - Wall:Repair Fracture, unit of measure LM | FM1-BK010501 | Y | Y | Y | Y | Y
M3NHFScheduleOfRatesCode | FM1/Wall:Repair Small Patch In Commons | FM1 - Wall:Repair Small Patch In Commons, unit of measure IT | FM1-BK010503 | Y | Y | Y | Y | Y
M3NHFScheduleOfRatesCode | FM1/Wall:Repair Large Patch In Commons | FM1 - Wall:Repair Large Patch In Commons, unit of measure IT | FM1-BK010505 | Y | Y | Y | Y | Y
M3NHFScheduleOfRatesCode | FM1/Wall:Repair Small Patch In Facings | FM1 - Wall:Repair Small Patch In Facings, unit of measure IT | FM1-BK010507 | Y | Y | Y | Y | Y
M3NHFScheduleOfRatesCode | FM1/Wall:Repair Large Patch In Facings | FM1 - Wall:Repair Large Patch In Facings, unit of measure IT | FM1-BK010509 | Y | Y | Y | Y | Y
M3NHFScheduleOfRatesCode | FM1/Wall:Renew Individual 100Mm Block | FM1 - Wall:Renew Individual 100Mm Block, unit of measure NO | FM1-BK010511 | Y | Y | Y | Y | Y
M3NHFScheduleOfRatesCode | FM1/Wall:Renew Subsequent 100Mm Blocks | FM1 - Wall:Renew Subsequent 100Mm Blocks, unit of measure NO | FM1-BK010513 | Y | Y | Y | Y | Y
M3NHFScheduleOfRatesCode | FM1/Wall:Renew Individual 225Mm Block | FM1 - Wall:Renew Individual 225Mm Block, unit of measure NO | FM1-BK010515 | Y | Y | Y | Y | Y
M3NHFScheduleOfRatesCode | FM1/Wall:Renew Subsequent 225Mm Blocks | FM1 - Wall:Renew Subsequent 225Mm Blocks, unit of measure NO | FM1-BK010517 | Y | Y | Y | Y | Y
M3NHFScheduleOfRatesCode | FM1/Wall:Renew Individual 100Mm Facing Block | FM1 - Wall:Renew Individual 100Mm Facing Block, unit of measure NO | FM1-BK010519 | Y | Y | Y | Y | Y
M3NHFScheduleOfRatesCode | FM1/Wall:Renew Subsequent 100Mm Facing Blocks | FM1 - Wall:Renew Subsequent 100Mm Facing Blocks, unit of measure NO | FM1-BK010521 | Y | Y | Y | Y | Y
M3NHFScheduleOfRatesCode | FM1/Wall:Rake Out And Repoint Brickwork | FM1 - Wall:Rake Out And Repoint Brickwork, unit of measure SM | FM1-BK010601 | Y | Y | Y | Y | Y
M3NHFScheduleOfRatesCode | FM1/Wall:Rake Out And Repoint Joint Of Brickwork | FM1 - Wall:Rake Out And Repoint Joint Of Brickwork, unit of measure LM | FM1-BK010603 | Y | Y | Y | Y | Y
M3NHFScheduleOfRatesCode | FM1/Wall:Rake Out And Repoint Expansion Joint | FM1 - Wall:Rake Out And Repoint Expansion Joint, unit of measure LM | FM1-BK010604 | Y
M3NHFScheduleOfRatesCode | FM1/Wall:Rake Out And Repoint Fair Faced Blockwork | FM1 - Wall:Rake Out And Repoint Fair Faced Blockwork, unit of measure SM | FM1-BK010605 | Y | Y | Y | Y | Y
M3NHFScheduleOfRatesCode | FM1/Brick Slips:Repair Small Patch To Wall Facing | FM1 - Brick Slips:Repair Small Patch To Wall Facing, unit of measure IT | FM1-BK010701 | Y | Y | Y | Y | Y
M3NHFScheduleOfRatesCode | FM1/Brick Slips:Repair Large Patch To Wall Facing | FM1 - Brick Slips:Repair Large Patch To Wall Facing, unit of measure IT | FM1-BK010703 | Y | Y | Y | Y | Y
M3NHFScheduleOfRatesCode | FM1/Tell Tale:Bed In Glass Tell Tale | FM1 - Tell Tale:Bed In Glass Tell Tale, unit of measure NO | FM1-BK010801 | Y | Y | Y | Y | Y
M3NHFScheduleOfRatesCode | FM1/Tell Tale:Bed In Calibrated Tell Tale | FM1 - Tell Tale:Bed In Calibrated Tell Tale, unit of measure NO | FM1-BK010803 | Y | Y | Y | Y | Y
M3NHFScheduleOfRatesCode | FM1/Wall:Clear Cavity Areas Ne 1.0Sm | FM1 - Wall:Clear Cavity Areas Ne 1.0Sm, unit of measure IT | FM1-BK010901 | Y | Y | Y | Y | Y
M3NHFScheduleOfRatesCode | FM1/Wall:Clear Cavity | FM1 - Wall:Clear Cavity, unit of measure LM | FM1-BK010903 | Y | Y | Y | Y | Y
M3NHFScheduleOfRatesCode | FM1/Wall:Clear Cavity Area Defective Insulation Ne 1Sm | FM1 - Wall:Clear Cavity Area Defective Insulation Ne 1Sm, unit of measure IT | FM1-BK010904 | Y
M3NHFScheduleOfRatesCode | FM1/Wall:Renew Cavity Ties | FM1 - Wall:Renew Cavity Ties, unit of measure SM | FM1-BK010905 | Y | Y | Y | Y | Y
M3NHFScheduleOfRatesCode | FM1/Cavity Wall Insulation:Inject | FM1 - Cavity Wall Insulation:Inject, unit of measure SM | FM1-BK011001 | Y | Y | Y | Y | Y
M3NHFScheduleOfRatesCode | FM1/Hole:Make Good Hole Any Diameter | FM1 - Hole:Make Good Hole Any Diameter, unit of measure NO | FM1-BK011101 | Y | Y | Y | Y | Y
M3NHFScheduleOfRatesCode | FM1/Hole:Hole For Cavity Inspection | FM1 - Hole:Hole For Cavity Inspection, unit of measure NO | FM1-BK011103 | Y | Y | Y | Y | Y
M3NHFScheduleOfRatesCode | FM1/Hole:Cavity Wall Inspection 1 | FM1 - Hole:Cavity Wall Inspection 1, unit of measure NO | FM1-BK011105 | Y
M3NHFScheduleOfRatesCode | FM1/Hole:Cavity Wall Inspection 2-5 | FM1 - Hole:Cavity Wall Inspection 2-5, unit of measure NO | FM1-BK011107 | Y
M3NHFScheduleOfRatesCode | FM1/Hole:Cavity Wall Inspection 6-10 | FM1 - Hole:Cavity Wall Inspection 6-10, unit of measure NO | FM1-BK011109 | Y
M3NHFScheduleOfRatesCode | FM1/Hole:Cavity Wall Inspection 11+ | FM1 - Hole:Cavity Wall Inspection 11+, unit of measure NO | FM1-BK011111 | Y
M3NHFScheduleOfRatesCode | FM1/Opening:Form In 1/2B Internal Wall For Door | FM1 - Opening:Form In 1/2B Internal Wall For Door, unit of measure IT | FM1-BK011201 | Y | Y | Y | Y | Y
M3NHFScheduleOfRatesCode | FM1/Opening:Form In 1B Internal Wall For Door | FM1 - Opening:Form In 1B Internal Wall For Door, unit of measure IT | FM1-BK011203 | Y | Y | Y | Y | Y
M3NHFScheduleOfRatesCode | FM1/Opening:Convert Or Extend Door In 100Mm Block | FM1 - Opening:Convert Or Extend Door In 100Mm Block, unit of measure IT | FM1-BK011204 | Y
M3NHFScheduleOfRatesCode | FM1/Opening:Build Up Internal In 100Mm Blocks | FM1 - Opening:Build Up Internal In 100Mm Blocks, unit of measure IT | FM1-BK011205 | Y | Y | Y | Y | Y
M3NHFScheduleOfRatesCode | FM1/Opening:Build Up Internal In Commons 1/2B Thick | FM1 - Opening:Build Up Internal In Commons 1/2B Thick, unit of measure IT | FM1-BK011207 | Y | Y | Y | Y | Y
M3NHFScheduleOfRatesCode | FM1/Opening:Build Up Internal In Commons 1B Thick | FM1 - Opening:Build Up Internal In Commons 1B Thick, unit of measure IT | FM1-BK011209 | Y | Y | Y | Y | Y
M3NHFScheduleOfRatesCode | FM1/Opening:Form Door In External Wall | FM1 - Opening:Form Door In External Wall, unit of measure SM | FM1-BK011301 | Y | Y | Y | Y | Y
M3NHFScheduleOfRatesCode | FM1/Opening:Form Window In External Wall | FM1 - Opening:Form Window In External Wall, unit of measure SM | FM1-BK011303 | Y | Y | Y | Y | Y
M3NHFScheduleOfRatesCode | FM1/Opening:Enlarge Existing Window | FM1 - Opening:Enlarge Existing Window, unit of measure SM | FM1-BK011305 | Y | Y | Y | Y | Y
M3NHFScheduleOfRatesCode | FM1/Opening:Adapt External Door To Window | FM1 - Opening:Adapt External Door To Window, unit of measure IT | FM1-BK011307 | Y | Y | Y | Y | Y
M3NHFScheduleOfRatesCode | FM1/Opening:Convert Or Extend Door Into Window | FM1 - Opening:Convert Or Extend Door Into Window, unit of measure SM | FM1-BK011309 | Y | Y | Y | Y | Y
M3NHFScheduleOfRatesCode | FM1/Opening:Build Up External In Commons | FM1 - Opening:Build Up External In Commons, unit of measure SM | FM1-BK011311 | Y | Y | Y | Y | Y
M3NHFScheduleOfRatesCode | FM1/Opening:Build Up External In Facings | FM1 - Opening:Build Up External In Facings, unit of measure SM | FM1-BK011313 | Y | Y | Y | Y | Y
M3NHFScheduleOfRatesCode | FM1/Cavity:Install 50Mm Closer | FM1 - Cavity:Install 50Mm Closer, unit of measure LM | FM1-BK011401 | Y | Y | Y | Y | Y
M3NHFScheduleOfRatesCode | FM1/Cavity:Install 70Mm Closer | FM1 - Cavity:Install 70Mm Closer, unit of measure LM | FM1-BK011403 | Y | Y | Y | Y | Y
M3NHFScheduleOfRatesCode | FM1/Lintel:Renew Pcc Lintel 75X150 | FM1 - Lintel:Renew Pcc Lintel 75X150, unit of measure LM | FM1-BK011501 | Y | Y | Y | Y | Y
M3NHFScheduleOfRatesCode | FM1/Lintel:Renew Pcc Lintel 100X150 | FM1 - Lintel:Renew Pcc Lintel 100X150, unit of measure LM | FM1-BK011503 | Y | Y | Y | Y | Y
M3NHFScheduleOfRatesCode | FM1/Lintel:Renew Pcc Lintel 215X150 | FM1 - Lintel:Renew Pcc Lintel 215X150, unit of measure LM | FM1-BK011505 | Y | Y | Y | Y | Y
M3NHFScheduleOfRatesCode | FM1/Lintel:Renew With Catnic Cn71A | FM1 - Lintel:Renew With Catnic Cn71A, unit of measure LM | FM1-BK011507 | Y | Y | Y | Y | Y
M3NHFScheduleOfRatesCode | FM1/Lintel:Renew With Catnic Cn102 | FM1 - Lintel:Renew With Catnic Cn102, unit of measure LM | FM1-BK011509 | Y | Y | Y | Y | Y
M3NHFScheduleOfRatesCode | FM1/Lintel:Renew With Catnic Cn71C | FM1 - Lintel:Renew With Catnic Cn71C, unit of measure LM | FM1-BK011511 | Y | Y | Y | Y | Y
M3NHFScheduleOfRatesCode | FM1/Arch:Renew Brick On Edge | FM1 - Arch:Renew Brick On Edge, unit of measure LM | FM1-BK011513 | Y | Y | Y | Y | Y
M3NHFScheduleOfRatesCode | FM1/Arch:Renew Brick On End | FM1 - Arch:Renew Brick On End, unit of measure LM | FM1-BK011515 | Y | Y | Y | Y | Y
M3NHFScheduleOfRatesCode | FM1/Cill:Renew Single Quarry Tile | FM1 - Cill:Renew Single Quarry Tile, unit of measure NO | FM1-BK011601 | Y | Y | Y | Y | Y
M3NHFScheduleOfRatesCode | FM1/Cill:Renew With 2 Course Quarry Tiles | FM1 - Cill:Renew With 2 Course Quarry Tiles, unit of measure LM | FM1-BK011603 | Y | Y | Y | Y | Y
M3NHFScheduleOfRatesCode | FM1/Cill:Make Good Damaged Concrete Cill | FM1 - Cill:Make Good Damaged Concrete Cill, unit of measure NO | FM1-BK011605 | Y | Y | Y | Y | Y
M3NHFScheduleOfRatesCode | FM1/Cill:Renew Pcc Cill | FM1 - Cill:Renew Pcc Cill, unit of measure LM | FM1-BK011607 | Y | Y | Y | Y | Y
M3NHFScheduleOfRatesCode | FM1/Cill:Rebed Individual Brick To Cill | FM1 - Cill:Rebed Individual Brick To Cill, unit of measure NO | FM1-BK011609 | Y | Y | Y | Y | Y
M3NHFScheduleOfRatesCode | FM1/Cill:Rebed Brick On Edge Cill | FM1 - Cill:Rebed Brick On Edge Cill, unit of measure LM | FM1-BK011611 | Y | Y | Y | Y | Y
M3NHFScheduleOfRatesCode | FM1/Cill:Renew Brick On Edge Cill | FM1 - Cill:Renew Brick On Edge Cill, unit of measure LM | FM1-BK011613 | Y | Y | Y | Y | Y
M3NHFScheduleOfRatesCode | FM1/Cill:Rebed Brick On End Cill | FM1 - Cill:Rebed Brick On End Cill, unit of measure LM | FM1-BK011615 | Y | Y | Y | Y | Y
M3NHFScheduleOfRatesCode | FM1/Cill:Renew Brick On End Cill | FM1 - Cill:Renew Brick On End Cill, unit of measure LM | FM1-BK011617 | Y | Y | Y | Y | Y
M3NHFScheduleOfRatesCode | FM1/Threshold:Renew With Pcc | FM1 - Threshold:Renew With Pcc, unit of measure NO | FM1-BK011619 | Y | Y | Y | Y | Y
M3NHFScheduleOfRatesCode | FM1/Threshold:Renew With Insitu Concrete | FM1 - Threshold:Renew With Insitu Concrete, unit of measure NO | FM1-BK011621 | Y | Y | Y | Y | Y
M3NHFScheduleOfRatesCode | FM1/Coping:Renew Isolated Brick On Edge | FM1 - Coping:Renew Isolated Brick On Edge, unit of measure NO | FM1-BK011701 | Y | Y | Y | Y | Y
M3NHFScheduleOfRatesCode | FM1/Coping:Renew Brick On Edge | FM1 - Coping:Renew Brick On Edge, unit of measure LM | FM1-BK011702 | Y
M3NHFScheduleOfRatesCode | FM1/Coping:Rebed Brick On Edge Coping | FM1 - Coping:Rebed Brick On Edge Coping, unit of measure LM | FM1-BK011703 | Y | Y | Y | Y | Y
M3NHFScheduleOfRatesCode | FM1/Coping:Lay New Brick On Edge Coping | FM1 - Coping:Lay New Brick On Edge Coping, unit of measure LM | FM1-BK011705 | Y | Y | Y | Y | Y
M3NHFScheduleOfRatesCode | FM1/Coping:Lay New Brick On End Coping | FM1 - Coping:Lay New Brick On End Coping, unit of measure LM | FM1-BK011706 | Y
M3NHFScheduleOfRatesCode | FM1/Coping:Rebed Pcc Coping | FM1 - Coping:Rebed Pcc Coping, unit of measure LM | FM1-BK011707 | Y | Y | Y | Y | Y
M3NHFScheduleOfRatesCode | FM1/Coping/Firewall:Remove And Refix | FM1 - Coping/Firewall:Remove And Refix, unit of measure LM | FM1-BK011709 | Y | Y | Y | Y | Y
M3NHFScheduleOfRatesCode | FM1/Coping:Lay New Pcc Coping | FM1 - Coping:Lay New Pcc Coping, unit of measure LM | FM1-BK011711 | Y | Y | Y | Y | Y
M3NHFScheduleOfRatesCode | FM1/Coping:Renew Pcc Coping To Match | FM1 - Coping:Renew Pcc Coping To Match, unit of measure LM | FM1-BK011712 | Y
M3NHFScheduleOfRatesCode | FM1/Coping/Firewall:Renew Pcc Coping | FM1 - Coping/Firewall:Renew Pcc Coping, unit of measure LM | FM1-BK011713 | Y | Y | Y | Y | Y
M3NHFScheduleOfRatesCode | FM1/Coping:Renew Tile Creasing | FM1 - Coping:Renew Tile Creasing, unit of measure LM | FM1-BK011715 | Y | Y | Y | Y | Y
M3NHFScheduleOfRatesCode | FM1/Coping:Renew 2 Row Tile Creasing | FM1 - Coping:Renew 2 Row Tile Creasing, unit of measure LM | FM1-BK011717 | Y | Y | Y | Y | Y
M3NHFScheduleOfRatesCode | FM1/Dpc:Install New Cavity Tray Dpc | FM1 - Dpc:Install New Cavity Tray Dpc, unit of measure LM | FM1-BK011801 | Y | Y | Y | Y | Y
M3NHFScheduleOfRatesCode | FM1/Dpc:Install Proprietary Cavity Tray Dpc | FM1 - Dpc:Install Proprietary Cavity Tray Dpc, unit of measure LM | FM1-BK011803 | Y | Y | Y | Y | Y
M3NHFScheduleOfRatesCode | FM1/Wall 11.5Cm:Insert Dpc External | FM1 - Wall 11.5Cm:Insert Dpc External, unit of measure LM | FM1-BK011805 | Y | Y | Y | Y | Y
M3NHFScheduleOfRatesCode | FM1/Dpc:Insert Dpc In External Wall 17.5Cm | FM1 - Dpc:Insert Dpc In External Wall 17.5Cm, unit of measure LM | FM1-BK011807 | Y | Y | Y | Y | Y
M3NHFScheduleOfRatesCode | FM1/Dpc:Insert Dpc In External Wall Over 17.5Cm | FM1 - Dpc:Insert Dpc In External Wall Over 17.5Cm, unit of measure SM | FM1-BK011809 | Y | Y | Y | Y | Y
M3NHFScheduleOfRatesCode | FM1/Wall 11.5Cm:Insert Dpc Internal | FM1 - Wall 11.5Cm:Insert Dpc Internal, unit of measure LM | FM1-BK011811 | Y | Y | Y | Y | Y
M3NHFScheduleOfRatesCode | FM1/Dpc:Insert Dpc In Internal Wall 17.5Cm | FM1 - Dpc:Insert Dpc In Internal Wall 17.5Cm, unit of measure LM | FM1-BK011813 | Y | Y | Y | Y | Y
M3NHFScheduleOfRatesCode | FM1/Dpc:Insert Dpc In Internal Wall Over 17.5Cm | FM1 - Dpc:Insert Dpc In Internal Wall Over 17.5Cm, unit of measure SM | FM1-BK011815 | Y | Y | Y | Y | Y
M3NHFScheduleOfRatesCode | FM1/Dpc:Install New Proprietary Cavity Tray Type C/E | FM1 - Dpc:Install New Proprietary Cavity Tray Type C/E, unit of measure LM | FM1-BK011817 | Y | Y | Y | Y | Y
M3NHFScheduleOfRatesCode | FM1/Dpc:Install New Proprietary Cavity Tray Dpc/Render | FM1 - Dpc:Install New Proprietary Cavity Tray Dpc/Render, unit of measure LM | FM1-BK011819 | Y | Y | Y | Y | Y
M3NHFScheduleOfRatesCode | FM1/Dpc:Install New Proprietary Cavity Tray/Apron | FM1 - Dpc:Install New Proprietary Cavity Tray/Apron, unit of measure LM | FM1-BK011821 | Y | Y | Y | Y | Y
M3NHFScheduleOfRatesCode | FM1/Dpc:Install New Lead Cavity Tray | FM1 - Dpc:Install New Lead Cavity Tray, unit of measure LM | FM1-BK011823 | Y | Y | Y | Y | Y
M3NHFScheduleOfRatesCode | FM1/Wall Or Ceiling:Apply Anti-Fungicide | FM1 - Wall Or Ceiling:Apply Anti-Fungicide, unit of measure SM | FM1-BK011901 | Y | Y | Y | Y | Y
M3NHFScheduleOfRatesCode | FM1/Waterproofing:Bitumen Vertical Surface Ne 1Sm | FM1 - Waterproofing:Bitumen Vertical Surface Ne 1Sm, unit of measure IT | FM1-BK012001 | Y | Y | Y | Y | Y
M3NHFScheduleOfRatesCode | FM1/Waterproofing:Bitumen Vertical Surface Over 1Sm | FM1 - Waterproofing:Bitumen Vertical Surface Over 1Sm, unit of measure SM | FM1-BK012003 | Y | Y | Y | Y | Y
M3NHFScheduleOfRatesCode | FM1/Waterproofing:Bitumen Horizontal Surface Ne 1Sm | FM1 - Waterproofing:Bitumen Horizontal Surface Ne 1Sm, unit of measure IT | FM1-BK012005 | Y | Y | Y | Y | Y
M3NHFScheduleOfRatesCode | FM1/Waterproofing:Bitumen Horizontal Surface Over 1Sm | FM1 - Waterproofing:Bitumen Horizontal Surface Over 1Sm, unit of measure SM | FM1-BK012007 | Y | Y | Y | Y | Y
M3NHFScheduleOfRatesCode | FM1/Waterproofing:Bituthene Vertical Surface Ne 1Sm | FM1 - Waterproofing:Bituthene Vertical Surface Ne 1Sm, unit of measure IT | FM1-BK012101 | Y | Y | Y | Y | Y
M3NHFScheduleOfRatesCode | FM1/Waterproofing:Bituthene Vertical Surface Over 1Sm | FM1 - Waterproofing:Bituthene Vertical Surface Over 1Sm, unit of measure SM | FM1-BK012103 | Y | Y | Y | Y | Y
M3NHFScheduleOfRatesCode | FM1/Waterproofing:Bituthene Horizontal Surface Ne 1Sm | FM1 - Waterproofing:Bituthene Horizontal Surface Ne 1Sm, unit of measure IT | FM1-BK012105 | Y | Y | Y | Y | Y
M3NHFScheduleOfRatesCode | FM1/Waterproofing:Bituthene Horizontal Surface Over 1 | FM1 - Waterproofing:Bituthene Horizontal Surface Over 1, unit of measure SM | FM1-BK012107 | Y | Y | Y | Y | Y
M3NHFScheduleOfRatesCode | FM1/Airbrick:Renew With Pvc | FM1 - Airbrick:Renew With Pvc, unit of measure NO | FM1-BK012201 | Y | Y | Y | Y | Y
M3NHFScheduleOfRatesCode | FM1/Airbrick:Install New Pvc Vent | FM1 - Airbrick:Install New Pvc Vent, unit of measure NO | FM1-BK012203 | Y | Y | Y | Y | Y
M3NHFScheduleOfRatesCode | FM1/Airbrick:Renew Clay Or Concrete Vent | FM1 - Airbrick:Renew Clay Or Concrete Vent, unit of measure NO | FM1-BK012205 | Y | Y | Y | Y | Y
M3NHFScheduleOfRatesCode | FM1/Airbrick:Install New Clay Or Concrete Vent | FM1 - Airbrick:Install New Clay Or Concrete Vent, unit of measure NO | FM1-BK012207 | Y | Y | Y | Y | Y
M3NHFScheduleOfRatesCode | FM1/Airbrick:Rebed Loose Vent | FM1 - Airbrick:Rebed Loose Vent, unit of measure NO | FM1-BK012209 | Y | Y | Y | Y | Y
M3NHFScheduleOfRatesCode | FM1/Air Brick Or Vent:Brick Up Opening | FM1 - Air Brick Or Vent:Brick Up Opening, unit of measure NO | FM1-BK012211 | Y
M3NHFScheduleOfRatesCode | FM1/Ventilator:Renew Pvc Or Aluminium | FM1 - Ventilator:Renew Pvc Or Aluminium, unit of measure NO | FM1-BK012301 | Y | Y | Y | Y | Y
M3NHFScheduleOfRatesCode | FM1/Vent:Install Proprietary Vent Kit | FM1 - Vent:Install Proprietary Vent Kit, unit of measure NO | FM1-BK012303 | Y | Y | Y | Y | Y
M3NHFScheduleOfRatesCode | FM1/Vent:Install Tumble Vent Kit | FM1 - Vent:Install Tumble Vent Kit, unit of measure NO | FM1-BK012305 | Y | Y | Y | Y | Y
M3NHFScheduleOfRatesCode | FM1/Chimney:Rebuild 4 Course 1 Flue | FM1 - Chimney:Rebuild 4 Course 1 Flue, unit of measure IT | FM1-BK012401 | Y | Y | Y | Y | Y
M3NHFScheduleOfRatesCode | FM1/Chimney:Rebuild 1 Course 1 Flue | FM1 - Chimney:Rebuild 1 Course 1 Flue, unit of measure IT | FM1-BK012403 | Y | Y | Y | Y | Y
M3NHFScheduleOfRatesCode | FM1/Chimney:Rebuild 4 Course 2 Flue | FM1 - Chimney:Rebuild 4 Course 2 Flue, unit of measure IT | FM1-BK012405 | Y | Y | Y | Y | Y
M3NHFScheduleOfRatesCode | FM1/Chimney:Rebuild 1 Course 2 Flue | FM1 - Chimney:Rebuild 1 Course 2 Flue, unit of measure IT | FM1-BK012407 | Y | Y | Y | Y | Y
M3NHFScheduleOfRatesCode | FM1/Chimney:Rebuild 4 Course 4 Flue | FM1 - Chimney:Rebuild 4 Course 4 Flue, unit of measure IT | FM1-BK012409 | Y | Y | Y | Y | Y
M3NHFScheduleOfRatesCode | FM1/Chimney:Rebuild 1 Course 4 Flue | FM1 - Chimney:Rebuild 1 Course 4 Flue, unit of measure IT | FM1-BK012411 | Y | Y | Y | Y | Y
M3NHFScheduleOfRatesCode | FM1/Chimney:Rebuild 4 Course 6 Flue | FM1 - Chimney:Rebuild 4 Course 6 Flue, unit of measure IT | FM1-BK012413 | Y | Y | Y | Y | Y
M3NHFScheduleOfRatesCode | FM1/Chimney:Rebuild 1 Course 6 Flue | FM1 - Chimney:Rebuild 1 Course 6 Flue, unit of measure IT | FM1-BK012415 | Y | Y | Y | Y | Y
M3NHFScheduleOfRatesCode | FM1/Chimney:Rebuild 4 Course 8 Flue | FM1 - Chimney:Rebuild 4 Course 8 Flue, unit of measure IT | FM1-BK012417 | Y | Y | Y | Y | Y
M3NHFScheduleOfRatesCode | FM1/Chimney:Rebuild 1 Course 8 Flue | FM1 - Chimney:Rebuild 1 Course 8 Flue, unit of measure IT | FM1-BK012419 | Y | Y | Y | Y | Y
M3NHFScheduleOfRatesCode | FM1/Chimney:Demolish Stack And Make Good Roof | FM1 - Chimney:Demolish Stack And Make Good Roof, unit of measure IT | FM1-BK012421 | Y | Y | Y | Y | Y
M3NHFScheduleOfRatesCode | FM1/Chimney:Seal Flue | FM1 - Chimney:Seal Flue, unit of measure IT | FM1-BK012423 | Y | Y | Y | Y | Y
M3NHFScheduleOfRatesCode | FM1/Chimney:Renew Facing Bricks Ne 6No | FM1 - Chimney:Renew Facing Bricks Ne 6No, unit of measure NO | FM1-BK012425 | Y | Y | Y | Y | Y
M3NHFScheduleOfRatesCode | FM1/Chimney:Renew Bricks Ne 0.50Sm | FM1 - Chimney:Renew Bricks Ne 0.50Sm, unit of measure NO | FM1-BK012427 | Y | Y | Y | Y | Y
M3NHFScheduleOfRatesCode | FM1/Chimney:Rake Out And Repoint Stack | FM1 - Chimney:Rake Out And Repoint Stack, unit of measure SM | FM1-BK012429 | Y | Y | Y | Y | Y
M3NHFScheduleOfRatesCode | FM1/Chimney:Renew Two Coat Render To Stack | FM1 - Chimney:Renew Two Coat Render To Stack, unit of measure SM | FM1-BK012431 | Y | Y | Y | Y | Y
M3NHFScheduleOfRatesCode | FM1/Chimney:Ball Flue And Clear Obstruction | FM1 - Chimney:Ball Flue And Clear Obstruction, unit of measure IT | FM1-BK012501 | Y | Y | Y | Y | Y
M3NHFScheduleOfRatesCode | FM1/Chimney:Ball Flue Remove Cowl | FM1 - Chimney:Ball Flue Remove Cowl, unit of measure IT | FM1-BK012503 | Y | Y | Y | Y | Y
M3NHFScheduleOfRatesCode | FM1/Chimney:Clear Blocked Flue In Roof | FM1 - Chimney:Clear Blocked Flue In Roof, unit of measure IT | FM1-BK012505 | Y | Y | Y | Y | Y
M3NHFScheduleOfRatesCode | FM1/Chimney:Clear Block Flue In Breast | FM1 - Chimney:Clear Block Flue In Breast, unit of measure IT | FM1-BK012507 | Y | Y | Y | Y | Y
M3NHFScheduleOfRatesCode | FM1/Chimney:Sweep Flue - Registered | FM1 - Chimney:Sweep Flue - Registered, unit of measure IT | FM1-BK012509 | Y | Y | Y | Y | Y
M3NHFScheduleOfRatesCode | FM1/Chimney:Smoke Test And Report | FM1 - Chimney:Smoke Test And Report, unit of measure IT | FM1-BK012511 | Y | Y | Y | Y | Y
M3NHFScheduleOfRatesCode | FM1/Flue:Cctv Survey | FM1 - Flue:Cctv Survey, unit of measure IT | FM1-BK012513 | Y
M3NHFScheduleOfRatesCode | FM1/Chimney:Renew Pot Ne 900Mm High | FM1 - Chimney:Renew Pot Ne 900Mm High, unit of measure NO | FM1-BK012601 | Y | Y | Y | Y | Y
M3NHFScheduleOfRatesCode | FM1/Chimney:Renew Marcone Ne 990Mm | FM1 - Chimney:Renew Marcone Ne 990Mm, unit of measure NO | FM1-BK012603 | Y | Y | Y | Y | Y
M3NHFScheduleOfRatesCode | FM1/Chimney:Rebed Pot | FM1 - Chimney:Rebed Pot, unit of measure NO | FM1-BK012605 | Y | Y | Y | Y | Y
M3NHFScheduleOfRatesCode | FM1/Chimney:Install Colt Cowl | FM1 - Chimney:Install Colt Cowl, unit of measure NO | FM1-BK012607 | Y | Y | Y | Y | Y
M3NHFScheduleOfRatesCode | FM1/Chimney:Install Aerocowl To Pot | FM1 - Chimney:Install Aerocowl To Pot, unit of measure NO | FM1-BK012609 | Y | Y | Y | Y | Y
M3NHFScheduleOfRatesCode | FM1/Chimney:450Mm Vented Cap To Pot | FM1 - Chimney:450Mm Vented Cap To Pot, unit of measure NO | FM1-BK012611 | Y | Y | Y | Y | Y
M3NHFScheduleOfRatesCode | FM1/Chimney:Renew Gc Gas Terminal | FM1 - Chimney:Renew Gc Gas Terminal, unit of measure NO | FM1-BK012613 | Y | Y | Y | Y | Y
M3NHFScheduleOfRatesCode | FM1/Chimney:Renew Galvanised Wire Birdcage | FM1 - Chimney:Renew Galvanised Wire Birdcage, unit of measure NO | FM1-BK012615 | Y | Y | Y | Y | Y
M3NHFScheduleOfRatesCode | FM1/Chimney:Remove And Refix Tv Aerial Or Dish | FM1 - Chimney:Remove And Refix Tv Aerial Or Dish, unit of measure NO | FM1-BK012617 |  | Y | Y | Y | Y
M3NHFScheduleOfRatesCode | FM1/Meter Cupboard:Proprietary Renew Or Supply New | FM1 - Meter Cupboard:Proprietary Renew Or Supply New, unit of measure NO | FM1-BK012701 | Y | Y | Y | Y | Y
M3NHFScheduleOfRatesCode | FM1/Meter Cupboard:Pm Renew Or Supply New | FM1 - Meter Cupboard:Pm Renew Or Supply New, unit of measure NO | FM1-BK012702 | Y
M3NHFScheduleOfRatesCode | FM1/Meter Cupboard:Renew Proprietary Door | FM1 - Meter Cupboard:Renew Proprietary Door, unit of measure NO | FM1-BK012703 | Y | Y | Y | Y | Y
M3NHFScheduleOfRatesCode | FM1/Meter Cupboard:Renew Pm Timber Door | FM1 - Meter Cupboard:Renew Pm Timber Door, unit of measure NO | FM1-BK012704 | Y
M3NHFScheduleOfRatesCode | FM1/Meter Cupboard:Renew Door Hinge | FM1 - Meter Cupboard:Renew Door Hinge, unit of measure NO | FM1-BK012705 | Y | Y | Y | Y | Y
M3NHFScheduleOfRatesCode | FM1/Meter Cupboard:Renew Metal Door And Frame | FM1 - Meter Cupboard:Renew Metal Door And Frame, unit of measure NO | FM1-BK012706 | Y
M3NHFScheduleOfRatesCode | FM1/Meter Cupboard:Renew 3 Port Lock | FM1 - Meter Cupboard:Renew 3 Port Lock, unit of measure NO | FM1-BK012707 | Y | Y | Y | Y | Y
M3NHFScheduleOfRatesCode | FM1/Electric Meter:Build In Cupboard | FM1 - Electric Meter:Build In Cupboard, unit of measure NO | FM1-BK012801 | Y | Y | Y | Y | Y
M3NHFScheduleOfRatesCode | FM1/Gas Meter:Build In Cupboard | FM1 - Gas Meter:Build In Cupboard, unit of measure NO | FM1-BK012803 | Y | Y | Y | Y | Y
M3NHFScheduleOfRatesCode | FM1/Fire:Remove Fire And Seal Opening | FM1 - Fire:Remove Fire And Seal Opening, unit of measure IT | FM1-BK012901 | Y | Y | Y | Y | Y
M3NHFScheduleOfRatesCode | FM1/Fire:Adapt For Gas | FM1 - Fire:Adapt For Gas, unit of measure NO | FM1-BK012903 | Y | Y | Y | Y | Y
M3NHFScheduleOfRatesCode | FM1/Fire:Remove Fire And Backboiler | FM1 - Fire:Remove Fire And Backboiler, unit of measure IT | FM1-BK012905 | Y | Y | Y | Y | Y
M3NHFScheduleOfRatesCode | FM1/Surfaces:Repair Cracks, Concrete Ne 5Mm | FM1 - Surfaces:Repair Cracks, Concrete Ne 5Mm, unit of measure SM | FM1-BK013001 | Y | Y | Y | Y | Y
M3NHFScheduleOfRatesCode | FM1/Lintels:Repair Cracks, Concrete Ne 5Mm | FM1 - Lintels:Repair Cracks, Concrete Ne 5Mm, unit of measure LM | FM1-BK013003 | Y | Y | Y | Y | Y
M3NHFScheduleOfRatesCode | FM1/Cills:Repair Cracks, Concrete Ne 5Mm | FM1 - Cills:Repair Cracks, Concrete Ne 5Mm, unit of measure LM | FM1-BK013005 | Y | Y | Y | Y | Y
M3NHFScheduleOfRatesCode | FM1/Concrete Surfaces:Repair Cracks, Spalls Ne 10Mm | FM1 - Concrete Surfaces:Repair Cracks, Spalls Ne 10Mm, unit of measure SM | FM1-BK013007 | Y | Y | Y | Y | Y
M3NHFScheduleOfRatesCode | FM1/Concrete Lintels:Repair Cracks, Spalls Ne 10Mm | FM1 - Concrete Lintels:Repair Cracks, Spalls Ne 10Mm, unit of measure LM | FM1-BK013009 | Y | Y | Y | Y | Y
M3NHFScheduleOfRatesCode | FM1/Concrete Cills:Repair Cracks, Spalls Ne 10Mm | FM1 - Concrete Cills:Repair Cracks, Spalls Ne 10Mm, unit of measure LM | FM1-BK013011 | Y | Y | Y | Y | Y
M3NHFScheduleOfRatesCode | FM1/Surfaces:Repair Cracks, Concrete Ne 15Mm | FM1 - Surfaces:Repair Cracks, Concrete Ne 15Mm, unit of measure SM | FM1-BK013013 | Y | Y | Y | Y | Y
M3NHFScheduleOfRatesCode | FM1/Lintels:Repair Cracks, Concrete Ne 15Mm | FM1 - Lintels:Repair Cracks, Concrete Ne 15Mm, unit of measure LM | FM1-BK013015 | Y | Y | Y | Y | Y
M3NHFScheduleOfRatesCode | FM1/Cills:Repair Cracks, Concrete Ne 15Mm | FM1 - Cills:Repair Cracks, Concrete Ne 15Mm, unit of measure LM | FM1-BK013017 | Y | Y | Y | Y | Y
M3NHFScheduleOfRatesCode | FM1/Gutter:Repair Finlock | FM1 - Gutter:Repair Finlock, unit of measure LM | FM1-BK013019 | Y | Y | Y | Y | Y
M3NHFScheduleOfRatesCode | FM1/Concrete Test:Hammer | FM1 - Concrete Test:Hammer, unit of measure SM | FM1-BK013101 | Y | Y | Y | Y | Y
M3NHFScheduleOfRatesCode | FM1/Concrete Test:Cover Meter Survey | FM1 - Concrete Test:Cover Meter Survey, unit of measure SM | FM1-BK013103 | Y | Y | Y | Y | Y
M3NHFScheduleOfRatesCode | FM1/Concrete Test:Carbonation Depth Test | FM1 - Concrete Test:Carbonation Depth Test, unit of measure SM | FM1-BK013105 | Y | Y | Y | Y | Y
M3NHFScheduleOfRatesCode | FM1/Fairing Coat:Apply 5Mm Coat | FM1 - Fairing Coat:Apply 5Mm Coat, unit of measure SM | FM1-BK013201 | Y | Y | Y | Y | Y
M3NHFScheduleOfRatesCode | FM1/Cladding:Install Brick System | FM1 - Cladding:Install Brick System, unit of measure SM | FM1-BK013301 | Y | Y | Y | Y | Y
M3NHFScheduleOfRatesCode | FM1/Garden:Clear Debris | FM1 - Garden:Clear Debris, unit of measure IT | FM1-CL010101 | Y | Y | Y | Y | Y
M3NHFScheduleOfRatesCode | FM1/Garden:Clear Exceptional Debris | FM1 - Garden:Clear Exceptional Debris, unit of measure IT | FM1-CL010103 | Y | Y | Y | Y | Y
M3NHFScheduleOfRatesCode | FM1/Garden:Cut Grass Ne 150Mm High | FM1 - Garden:Cut Grass Ne 150Mm High, unit of measure SM | FM1-CL010105 | Y | Y | Y | Y | Y
M3NHFScheduleOfRatesCode | FM1/Garden:Cut Grass Over 150Mm High | FM1 - Garden:Cut Grass Over 150Mm High, unit of measure SM | FM1-CL010107 | Y | Y | Y | Y | Y
M3NHFScheduleOfRatesCode | FM1/Garage:Clear Debris | FM1 - Garage:Clear Debris, unit of measure IT | FM1-CL010109 | Y | Y | Y | Y | Y
M3NHFScheduleOfRatesCode | FM1/Shed:Clear Debris | FM1 - Shed:Clear Debris, unit of measure IT | FM1-CL010111 | Y | Y | Y | Y | Y
M3NHFScheduleOfRatesCode | FM1/Turf:Renew | FM1 - Turf:Renew, unit of measure SM | FM1-CL010113 | Y | Y | Y | Y | Y
M3NHFScheduleOfRatesCode | FM1/Turf:Clear Bonfire Lay New Turf | FM1 - Turf:Clear Bonfire Lay New Turf, unit of measure SM | FM1-CL010115 | Y | Y | Y | Y | Y
M3NHFScheduleOfRatesCode | FM1/Shrub:Prune | FM1 - Shrub:Prune, unit of measure NO | FM1-CL010117 | Y | Y | Y | Y | Y
M3NHFScheduleOfRatesCode | FM1/Shrub:Dig Out Overgrown | FM1 - Shrub:Dig Out Overgrown, unit of measure NO | FM1-CL010119 | Y | Y | Y | Y | Y
M3NHFScheduleOfRatesCode | FM1/Hedges:Cut Overgrown | FM1 - Hedges:Cut Overgrown, unit of measure LM | FM1-CL010121 | Y | Y | Y | Y | Y
M3NHFScheduleOfRatesCode | FM1/Tree:Prune | FM1 - Tree:Prune, unit of measure IT | FM1-CL010123 | Y | Y | Y | Y | Y
M3NHFScheduleOfRatesCode | FM1/Tree:Cut Down Girth Upto 450Mm | FM1 - Tree:Cut Down Girth Upto 450Mm, unit of measure IT | FM1-CL010125 | Y | Y | Y | Y | Y
M3NHFScheduleOfRatesCode | FM1/Tree:Dig Out Seedling Upto 150Mm Girth | FM1 - Tree:Dig Out Seedling Upto 150Mm Girth, unit of measure IT | FM1-CL010127 | Y | Y | Y | Y | Y
M3NHFScheduleOfRatesCode | FM1/Fence Line:Strim To Clear | FM1 - Fence Line:Strim To Clear, unit of measure LM | FM1-CL010129 | Y | Y | Y | Y | Y
M3NHFScheduleOfRatesCode | FM1/Garden Or Communal Area:Labour Skip Rubbish | FM1 - Garden Or Communal Area:Labour Skip Rubbish, unit of measure NO | FM1-CL020101 | Y | Y | Y | Y | Y
M3NHFScheduleOfRatesCode | FM1/Garden Or Communal Area:Labour Mini-Skip Rubbish | FM1 - Garden Or Communal Area:Labour Mini-Skip Rubbish, unit of measure NO | FM1-CL020103 | Y | Y | Y | Y | Y
M3NHFScheduleOfRatesCode | FM1/Communal Waste Clearance:Calor Gas Bottles | FM1 - Communal Waste Clearance:Calor Gas Bottles, unit of measure NO | FM1-CL020203 | Y | Y | Y | Y | Y
M3NHFScheduleOfRatesCode | FM1/Communal Waste Clearance:Tv And Computer Monitors | FM1 - Communal Waste Clearance:Tv And Computer Monitors, unit of measure NO | FM1-CL020205 | Y | Y | Y | Y | Y
M3NHFScheduleOfRatesCode | FM1/Communal Waste Clearance:Computer Desk Top Units | FM1 - Communal Waste Clearance:Computer Desk Top Units, unit of measure NO | FM1-CL020207 | Y | Y | Y | Y | Y
M3NHFScheduleOfRatesCode | FM1/Communal Waste Clearance:Car Tyres | FM1 - Communal Waste Clearance:Car Tyres, unit of measure NO | FM1-CL020209 | Y | Y | Y | Y | Y
M3NHFScheduleOfRatesCode | FM1/Communal Waste Clearance:Car Or Van Batteries | FM1 - Communal Waste Clearance:Car Or Van Batteries, unit of measure NO | FM1-CL020211 | Y | Y | Y | Y | Y
M3NHFScheduleOfRatesCode | FM1/Communal Waste Clearance:Cookers | FM1 - Communal Waste Clearance:Cookers, unit of measure NO | FM1-CL020213 | Y | Y | Y | Y | Y
M3NHFScheduleOfRatesCode | FM1/Communal Waste Clearance:Fluorescent Tubes | FM1 - Communal Waste Clearance:Fluorescent Tubes, unit of measure NO | FM1-CL020215 | Y | Y | Y | Y | Y
M3NHFScheduleOfRatesCode | FM1/Communal Waste Clearance:Paint Cans | FM1 - Communal Waste Clearance:Paint Cans, unit of measure NO | FM1-CL020217 | Y | Y | Y | Y | Y
M3NHFScheduleOfRatesCode | FM1/Communal Waste Clearance:Fridges, Freezers | FM1 - Communal Waste Clearance:Fridges, Freezers, unit of measure NO | FM1-CLO20201 | Y | Y | Y | Y | Y
M3NHFScheduleOfRatesCode | FM1/Drain:Install 100Mm Clay Ne 1M Deep | FM1 - Drain:Install 100Mm Clay Ne 1M Deep, unit of measure LM | FM1-DN010101 | Y | Y | Y | Y | Y
M3NHFScheduleOfRatesCode | FM1/Drain:Install 100Mm Clay 1-2M Deep | FM1 - Drain:Install 100Mm Clay 1-2M Deep, unit of measure LM | FM1-DN010103 | Y | Y | Y | Y | Y
M3NHFScheduleOfRatesCode | FM1/Drain:Install 100Mm Clay 2-3M Deep | FM1 - Drain:Install 100Mm Clay 2-3M Deep, unit of measure LM | FM1-DN010105 | Y | Y | Y | Y | Y
M3NHFScheduleOfRatesCode | FM1/Drain:Install 150Mm Clay Ne 1M Deep | FM1 - Drain:Install 150Mm Clay Ne 1M Deep, unit of measure LM | FM1-DN010107 | Y | Y | Y | Y | Y
M3NHFScheduleOfRatesCode | FM1/Drain:Install 150Mm Clay 1-2M Deep | FM1 - Drain:Install 150Mm Clay 1-2M Deep, unit of measure LM | FM1-DN010109 | Y | Y | Y | Y | Y
M3NHFScheduleOfRatesCode | FM1/Drain:Install 150Mm Clay 2-3M Deep | FM1 - Drain:Install 150Mm Clay 2-3M Deep, unit of measure LM | FM1-DN010111 | Y | Y | Y | Y | Y
M3NHFScheduleOfRatesCode | FM1/Drain:Install 225Mm Clay Ne 1M Deep | FM1 - Drain:Install 225Mm Clay Ne 1M Deep, unit of measure LM | FM1-DN010113 | Y | Y | Y | Y | Y
M3NHFScheduleOfRatesCode | FM1/Drain:Install 225Mm Clay 1-2M Deep | FM1 - Drain:Install 225Mm Clay 1-2M Deep, unit of measure LM | FM1-DN010115 | Y | Y | Y | Y | Y
M3NHFScheduleOfRatesCode | FM1/Drain:Install 225Mm Clay 2-3M Deep | FM1 - Drain:Install 225Mm Clay 2-3M Deep, unit of measure LM | FM1-DN010117 | Y | Y | Y | Y | Y
M3NHFScheduleOfRatesCode | FM1/Drain:Install 300Mm Clay Ne 1M Deep | FM1 - Drain:Install 300Mm Clay Ne 1M Deep, unit of measure LM | FM1-DN010119 | Y | Y | Y | Y | Y
M3NHFScheduleOfRatesCode | FM1/Drain:Install 300Mm Clay 1-2M Deep | FM1 - Drain:Install 300Mm Clay 1-2M Deep, unit of measure LM | FM1-DN010121 | Y | Y | Y | Y | Y
M3NHFScheduleOfRatesCode | FM1/Drain:Install 300Mm Clay 2-3M Deep | FM1 - Drain:Install 300Mm Clay 2-3M Deep, unit of measure LM | FM1-DN010123 | Y | Y | Y | Y | Y
M3NHFScheduleOfRatesCode | FM1/Drain:Install 110Mm Pvcu Ne 1M Deep | FM1 - Drain:Install 110Mm Pvcu Ne 1M Deep, unit of measure LM | FM1-DN010201 | Y | Y | Y | Y | Y
M3NHFScheduleOfRatesCode | FM1/Drain:Install 110Mm Pvcu 1-2M Deep | FM1 - Drain:Install 110Mm Pvcu 1-2M Deep, unit of measure LM | FM1-DN010203 | Y | Y | Y | Y | Y
M3NHFScheduleOfRatesCode | FM1/Drain:Install 110Mm Pvcu 2-3M Deep | FM1 - Drain:Install 110Mm Pvcu 2-3M Deep, unit of measure LM | FM1-DN010205 | Y | Y | Y | Y | Y
M3NHFScheduleOfRatesCode | FM1/Drain:Install 160Mm Pvcu Ne 1M Deep | FM1 - Drain:Install 160Mm Pvcu Ne 1M Deep, unit of measure LM | FM1-DN010207 | Y | Y | Y | Y | Y
M3NHFScheduleOfRatesCode | FM1/Drain:Install 160Mm Pvcu 1-2M Deep | FM1 - Drain:Install 160Mm Pvcu 1-2M Deep, unit of measure LM | FM1-DN010209 | Y | Y | Y | Y | Y
M3NHFScheduleOfRatesCode | FM1/Drain:Install 160Mm Pvcu 2-3M Deep | FM1 - Drain:Install 160Mm Pvcu 2-3M Deep, unit of measure LM | FM1-DN010211 | Y | Y | Y | Y | Y
M3NHFScheduleOfRatesCode | FM1/Drain:Install 200Mm Pvcu Ne 1M Deep | FM1 - Drain:Install 200Mm Pvcu Ne 1M Deep, unit of measure LM | FM1-DN010213 | Y | Y | Y | Y | Y
M3NHFScheduleOfRatesCode | FM1/Drain:Install 200Mm Pvcu 1-2M Deep | FM1 - Drain:Install 200Mm Pvcu 1-2M Deep, unit of measure LM | FM1-DN010215 | Y | Y | Y | Y | Y
M3NHFScheduleOfRatesCode | FM1/Drain:Install 200Mm Pvcu 2-3M Deep | FM1 - Drain:Install 200Mm Pvcu 2-3M Deep, unit of measure LM | FM1-DN010217 | Y | Y | Y | Y | Y
M3NHFScheduleOfRatesCode | FM1/Drain:Install 250Mm Pvcu Ne 1M Deep | FM1 - Drain:Install 250Mm Pvcu Ne 1M Deep, unit of measure LM | FM1-DN010219 | Y | Y | Y | Y | Y
M3NHFScheduleOfRatesCode | FM1/Drain:Install 250Mm Pvcu 1-2M Deep | FM1 - Drain:Install 250Mm Pvcu 1-2M Deep, unit of measure LM | FM1-DN010221 | Y | Y | Y | Y | Y
M3NHFScheduleOfRatesCode | FM1/Drain:Install 250Mm Pvcu 2-3M Deep | FM1 - Drain:Install 250Mm Pvcu 2-3M Deep, unit of measure LM | FM1-DN010223 | Y | Y | Y | Y | Y
M3NHFScheduleOfRatesCode | FM1/Drain:Install 315Mm Pvcu Ne 1M Deep | FM1 - Drain:Install 315Mm Pvcu Ne 1M Deep, unit of measure LM | FM1-DN010225 | Y | Y | Y | Y | Y
M3NHFScheduleOfRatesCode | FM1/Drain:Install 315Mm Pvcu 1-2M Deep | FM1 - Drain:Install 315Mm Pvcu 1-2M Deep, unit of measure LM | FM1-DN010227 | Y | Y | Y | Y | Y
M3NHFScheduleOfRatesCode | FM1/Drain:Install 315Mm Pvcu 2-3M Deep | FM1 - Drain:Install 315Mm Pvcu 2-3M Deep, unit of measure LM | FM1-DN010229 | Y | Y | Y | Y | Y
M3NHFScheduleOfRatesCode | FM1/Channel Drain:Install 100Mm Pcc Safti-Kerb Channel | FM1 - Channel Drain:Install 100Mm Pcc Safti-Kerb Channel, unit of measure LM | FM1-DN010301 | Y | Y | Y | Y | Y
M3NHFScheduleOfRatesCode | FM1/Channel Drain:Install 150Mm Pcc Safti-Kerb Channel | FM1 - Channel Drain:Install 150Mm Pcc Safti-Kerb Channel, unit of measure LM | FM1-DN010303 | Y | Y | Y | Y | Y
M3NHFScheduleOfRatesCode | FM1/Drain:Install Pcc Safti-Kerb Channel Sump | FM1 - Drain:Install Pcc Safti-Kerb Channel Sump, unit of measure NO | FM1-DN010305 | Y | Y | Y | Y | Y
M3NHFScheduleOfRatesCode | FM1/Channel Drain:Install 100Mm Grc Channel Drain | FM1 - Channel Drain:Install 100Mm Grc Channel Drain, unit of measure LM | FM1-DN010307 | Y | Y | Y | Y | Y
M3NHFScheduleOfRatesCode | FM1/Channel Drain:Install 150Mm Grc Channel Drain | FM1 - Channel Drain:Install 150Mm Grc Channel Drain, unit of measure LM | FM1-DN010309 | Y | Y | Y | Y | Y
M3NHFScheduleOfRatesCode | FM1/Drain:Install Grc Channel Sump | FM1 - Drain:Install Grc Channel Sump, unit of measure NO | FM1-DN010311 | Y | Y | Y | Y | Y
M3NHFScheduleOfRatesCode | FM1/Drain:Install Aco Domestic Channel Plastic | FM1 - Drain:Install Aco Domestic Channel Plastic, unit of measure LM | FM1-DN010321 | Y
M3NHFScheduleOfRatesCode | FM1/Drain:Install Aco Domestic Channel Steel | FM1 - Drain:Install Aco Domestic Channel Steel, unit of measure LM | FM1-DN010323 | Y
M3NHFScheduleOfRatesCode | FM1/Drain:Install Aco Domestic Channel Brickslot | FM1 - Drain:Install Aco Domestic Channel Brickslot, unit of measure LM | FM1-DN010325 | Y
M3NHFScheduleOfRatesCode | FM1/Drain:Repair 100Mm Pipe Ne 1M Deep | FM1 - Drain:Repair 100Mm Pipe Ne 1M Deep, unit of measure NO | FM1-DN010401 | Y | Y | Y | Y | Y
M3NHFScheduleOfRatesCode | FM1/Drain:Repair 100Mm Pipe 1-2M Deep | FM1 - Drain:Repair 100Mm Pipe 1-2M Deep, unit of measure NO | FM1-DN010403 | Y | Y | Y | Y | Y
M3NHFScheduleOfRatesCode | FM1/Drain:Repair 100Mm Pipe 2-3M Deep | FM1 - Drain:Repair 100Mm Pipe 2-3M Deep, unit of measure NO | FM1-DN010405 | Y | Y | Y | Y | Y
M3NHFScheduleOfRatesCode | FM1/Drain:Repair 150Mm Pipe Ne 1M Deep | FM1 - Drain:Repair 150Mm Pipe Ne 1M Deep, unit of measure NO | FM1-DN010407 | Y | Y | Y | Y | Y
M3NHFScheduleOfRatesCode | FM1/Drain:Repair 150Mm Pipe 1-2M Deep | FM1 - Drain:Repair 150Mm Pipe 1-2M Deep, unit of measure NO | FM1-DN010409 | Y | Y | Y | Y | Y
M3NHFScheduleOfRatesCode | FM1/Drain:Repair 150Mm Pipe 2-3M Deep | FM1 - Drain:Repair 150Mm Pipe 2-3M Deep, unit of measure NO | FM1-DN010411 | Y | Y | Y | Y | Y
M3NHFScheduleOfRatesCode | FM1/Drain:Repair 225Mm Pipe Ne 1M Deep | FM1 - Drain:Repair 225Mm Pipe Ne 1M Deep, unit of measure NO | FM1-DN010413 | Y | Y | Y | Y | Y
M3NHFScheduleOfRatesCode | FM1/Drain:Repair 225Mm Pipe 1-2M Deep | FM1 - Drain:Repair 225Mm Pipe 1-2M Deep, unit of measure NO | FM1-DN010415 | Y | Y | Y | Y | Y
M3NHFScheduleOfRatesCode | FM1/Drain:Repair 225Mm Pipe 2-3M Deep | FM1 - Drain:Repair 225Mm Pipe 2-3M Deep, unit of measure NO | FM1-DN010417 | Y | Y | Y | Y | Y
M3NHFScheduleOfRatesCode | FM1/Drain:Repair 300Mm Pipe Ne 1M Deep | FM1 - Drain:Repair 300Mm Pipe Ne 1M Deep, unit of measure NO | FM1-DN010419 | Y | Y | Y | Y | Y
M3NHFScheduleOfRatesCode | FM1/Drain:Repair 300Mm Pipe 1-2M Deep | FM1 - Drain:Repair 300Mm Pipe 1-2M Deep, unit of measure NO | FM1-DN010421 | Y | Y | Y | Y | Y
M3NHFScheduleOfRatesCode | FM1/Drain:Repair 300Mm Pipe 2-3M Deep | FM1 - Drain:Repair 300Mm Pipe 2-3M Deep, unit of measure NO | FM1-DN010423 | Y | Y | Y | Y | Y
M3NHFScheduleOfRatesCode | FM1/Gully:Install Clay Back Inlet Gully | FM1 - Gully:Install Clay Back Inlet Gully, unit of measure NO | FM1-DN020101 | Y | Y | Y | Y | Y
M3NHFScheduleOfRatesCode | FM1/Gully:Renew Back Inlet Gully | FM1 - Gully:Renew Back Inlet Gully, unit of measure NO | FM1-DN020102 | Y
M3NHFScheduleOfRatesCode | FM1/Gully:Install Pvcu Back Inlet Gully | FM1 - Gully:Install Pvcu Back Inlet Gully, unit of measure NO | FM1-DN020103 | Y | Y | Y | Y | Y
M3NHFScheduleOfRatesCode | FM1/Gully:Install Pvcu Yard Gully | FM1 - Gully:Install Pvcu Yard Gully, unit of measure NO | FM1-DN020104 | Y
M3NHFScheduleOfRatesCode | FM1/Gully:Renew Any Type Surround And Kerb | FM1 - Gully:Renew Any Type Surround And Kerb, unit of measure NO | FM1-DN020105 | Y | Y | Y | Y | Y
M3NHFScheduleOfRatesCode | FM1/Gully:Remove And Seal Off And Make Good | FM1 - Gully:Remove And Seal Off And Make Good, unit of measure NO | FM1-DN020107 | Y | Y | Y | Y | Y
M3NHFScheduleOfRatesCode | FM1/Gully:Renew Yard Gully | FM1 - Gully:Renew Yard Gully, unit of measure NO | FM1-DN020108 | Y
M3NHFScheduleOfRatesCode | FM1/Gully:Renew Grating | FM1 - Gully:Renew Grating, unit of measure NO | FM1-DN020109 | Y | Y | Y | Y | Y
M3NHFScheduleOfRatesCode | FM1/Gully:Renew Inspection Plate | FM1 - Gully:Renew Inspection Plate, unit of measure NO | FM1-DN020111 | Y | Y | Y | Y | Y
M3NHFScheduleOfRatesCode | FM1/Manhole:Construct New Brick Ne 1.35M Deep | FM1 - Manhole:Construct New Brick Ne 1.35M Deep, unit of measure IT | FM1-DN030101 | Y | Y | Y | Y | Y
M3NHFScheduleOfRatesCode | FM1/Manhole:Renew Brick Ne 1.35M Deep | FM1 - Manhole:Renew Brick Ne 1.35M Deep, unit of measure IT | FM1-DN030103 | Y | Y | Y | Y | Y
M3NHFScheduleOfRatesCode | FM1/Inspection Chamber:New Shallow Polypropylene | FM1 - Inspection Chamber:New Shallow Polypropylene, unit of measure IT | FM1-DN040101 | Y | Y | Y | Y | Y
M3NHFScheduleOfRatesCode | FM1/Inspection Chamber:Renew Shallow Polypropylene | FM1 - Inspection Chamber:Renew Shallow Polypropylene, unit of measure IT | FM1-DN040103 | Y | Y | Y | Y | Y
M3NHFScheduleOfRatesCode | FM1/Inspection Chamber:New Universal Polypropylene | FM1 - Inspection Chamber:New Universal Polypropylene, unit of measure IT | FM1-DN040105 | Y | Y | Y | Y | Y
M3NHFScheduleOfRatesCode | FM1/Inspection Chamber:Renew Universal Polypropylene | FM1 - Inspection Chamber:Renew Universal Polypropylene, unit of measure IT | FM1-DN040107 | Y | Y | Y | Y | Y
M3NHFScheduleOfRatesCode | FM1/Manhole:Renew Pcc Cover Slab | FM1 - Manhole:Renew Pcc Cover Slab, unit of measure NO | FM1-DN050101 | Y | Y | Y | Y | Y
M3NHFScheduleOfRatesCode | FM1/Manhole:Rebed Cover And Or Frame | FM1 - Manhole:Rebed Cover And Or Frame, unit of measure NO | FM1-DN050103 | Y | Y | Y | Y | Y
M3NHFScheduleOfRatesCode | FM1/Manhole:Renew Cover Light Grade | FM1 - Manhole:Renew Cover Light Grade, unit of measure NO | FM1-DN050105 | Y | Y | Y | Y | Y
M3NHFScheduleOfRatesCode | FM1/Manhole:Renew Cover Medium Grade | FM1 - Manhole:Renew Cover Medium Grade, unit of measure NO | FM1-DN050107 | Y | Y | Y | Y | Y
M3NHFScheduleOfRatesCode | FM1/Manhole:Renew Cover Heavy Grade | FM1 - Manhole:Renew Cover Heavy Grade, unit of measure NO | FM1-DN050108 | Y
M3NHFScheduleOfRatesCode | FM1/Manhole:Renew Cover-Light-Internal 610X475Mm | FM1 - Manhole:Renew Cover-Light-Internal 610X475Mm, unit of measure NO | FM1-DN050109 | Y | Y | Y | Y | Y
M3NHFScheduleOfRatesCode | FM1/Inspection Cover:Renew-300X300Mm | FM1 - Inspection Cover:Renew-300X300Mm, unit of measure NO | FM1-DN050111 | Y | Y | Y | Y | Y
M3NHFScheduleOfRatesCode | FM1/Manhole:Renew Lockable Cover Medium Grade | FM1 - Manhole:Renew Lockable Cover Medium Grade, unit of measure NO | FM1-DN050113 | Y | Y | Y | Y | Y
M3NHFScheduleOfRatesCode | FM1/Manhole:Renew Lockable Cover-Light-Internal | FM1 - Manhole:Renew Lockable Cover-Light-Internal, unit of measure NO | FM1-DN050115 | Y | Y | Y | Y | Y
M3NHFScheduleOfRatesCode | FM1/Gully:Clear Blockage Including Rodding | FM1 - Gully:Clear Blockage Including Rodding, unit of measure NO | FM1-DN060101 | Y | Y | Y | Y | Y
M3NHFScheduleOfRatesCode | FM1/Drain:Jet Blockage | FM1 - Drain:Jet Blockage, unit of measure HR | FM1-DN060103 | Y | Y | Y | Y | Y
M3NHFScheduleOfRatesCode | FM1/Drain:Rod Blockage | FM1 - Drain:Rod Blockage, unit of measure IT | FM1-DN060105 | Y | Y | Y | Y | Y
M3NHFScheduleOfRatesCode | FM1/Drain:Remove Tree Roots | FM1 - Drain:Remove Tree Roots, unit of measure IT | FM1-DN060107 | Y | Y | Y | Y | Y
M3NHFScheduleOfRatesCode | FM1/Drain:Suction Clear | FM1 - Drain:Suction Clear, unit of measure LM | FM1-DN060109 | Y | Y | Y | Y | Y
M3NHFScheduleOfRatesCode | FM1/Waste:Disposal Of Drainage Waste | FM1 - Waste:Disposal Of Drainage Waste, unit of measure CM | FM1-DN060111 | Y | Y | Y | Y | Y
M3NHFScheduleOfRatesCode | FM1/Cesspit:Emptying | FM1 - Cesspit:Emptying, unit of measure CM | FM1-DN060113 | Y | Y | Y | Y | Y
M3NHFScheduleOfRatesCode | FM1/Manhole:Clear Blockage Ne 3.0M Deep | FM1 - Manhole:Clear Blockage Ne 3.0M Deep, unit of measure IT | FM1-DN060115 | Y | Y | Y | Y | Y
M3NHFScheduleOfRatesCode | FM1/Channel:Clean And Flush Out | FM1 - Channel:Clean And Flush Out, unit of measure LM | FM1-DN060117 | Y
M3NHFScheduleOfRatesCode | FM1/Drain Channels:Clear | FM1 - Drain Channels:Clear, unit of measure LM | FM1-DN060119 | Y
M3NHFScheduleOfRatesCode | FM1/Drain:Descale Pipe | FM1 - Drain:Descale Pipe, unit of measure IT | FM1-DN060201 | Y | Y | Y | Y | Y
M3NHFScheduleOfRatesCode | FM1/Drain:Cctv Survey | FM1 - Drain:Cctv Survey, unit of measure IT | FM1-DN060301 | Y | Y | Y | Y | Y
M3NHFScheduleOfRatesCode | FM1/Test:Smoke Or Pressure Test | FM1 - Test:Smoke Or Pressure Test, unit of measure IT | FM1-DN060401 | Y | Y | Y | Y | Y
M3NHFScheduleOfRatesCode | FM1/Sewage Treatment Plant:Response Call Out | FM1 - Sewage Treatment Plant:Response Call Out, unit of measure IT | FM1-DN070101 | Y | Y | Y | Y | Y
M3NHFScheduleOfRatesCode | FM1/Petrol Separator:Ne 1000L, Response Call Out | FM1 - Petrol Separator:Ne 1000L, Response Call Out, unit of measure IT | FM1-DN070103 | Y | Y | Y | Y | Y
M3NHFScheduleOfRatesCode | FM1/Petrol Separator:Ne 5000L, Response Call Out | FM1 - Petrol Separator:Ne 5000L, Response Call Out, unit of measure IT | FM1-DN070105 | Y | Y | Y | Y | Y
M3NHFScheduleOfRatesCode | FM1/Petrol Separator:Ne 10000L, Response Call Out | FM1 - Petrol Separator:Ne 10000L, Response Call Out, unit of measure IT | FM1-DN070107 | Y | Y | Y | Y | Y
M3NHFScheduleOfRatesCode | FM1/Grease Trap:Ne 1000L, Response Call Out | FM1 - Grease Trap:Ne 1000L, Response Call Out, unit of measure IT | FM1-DN070109 | Y | Y | Y | Y | Y
M3NHFScheduleOfRatesCode | FM1/Grease Trap:Ne 2000L, Response Call Out | FM1 - Grease Trap:Ne 2000L, Response Call Out, unit of measure IT | FM1-DN070111 | Y | Y | Y | Y | Y
M3NHFScheduleOfRatesCode | FM1/Silt Trap:Ne 1000L, Response Call Out | FM1 - Silt Trap:Ne 1000L, Response Call Out, unit of measure IT | FM1-DN070113 | Y | Y | Y | Y | Y
M3NHFScheduleOfRatesCode | FM1/Silt Trap:Ne 5000L, Response Call Out | FM1 - Silt Trap:Ne 5000L, Response Call Out, unit of measure IT | FM1-DN070115 | Y | Y | Y | Y | Y
M3NHFScheduleOfRatesCode | FM1/Silt Trap:Ne 10000L, Response Call Out | FM1 - Silt Trap:Ne 10000L, Response Call Out, unit of measure IT | FM1-DN070117 | Y | Y | Y | Y | Y
M3NHFScheduleOfRatesCode | FM1/Silt Trap:Ne 30000L, Response Call Out | FM1 - Silt Trap:Ne 30000L, Response Call Out, unit of measure IT | FM1-DN070119 | Y | Y | Y | Y | Y
M3NHFScheduleOfRatesCode | FM1/Silt Trap:Ne 100000L, Response Call Out | FM1 - Silt Trap:Ne 100000L, Response Call Out, unit of measure IT | FM1-DN070121 | Y | Y | Y | Y | Y
M3NHFScheduleOfRatesCode | FM1/Silt Trap:Ne 200000L, Response Call Out | FM1 - Silt Trap:Ne 200000L, Response Call Out, unit of measure IT | FM1-DN070123 | Y | Y | Y | Y | Y
M3NHFScheduleOfRatesCode | FM1/Acid Trap:Ne 1000L, Response Call Out | FM1 - Acid Trap:Ne 1000L, Response Call Out, unit of measure IT | FM1-DN070125 | Y | Y | Y | Y | Y
M3NHFScheduleOfRatesCode | FM1/Acid Trap:Ne 5000L, Response Call Out | FM1 - Acid Trap:Ne 5000L, Response Call Out, unit of measure IT | FM1-DN070127 | Y | Y | Y | Y | Y
M3NHFScheduleOfRatesCode | FM1/Starch Trap:Ne 1000L, Response Call Out | FM1 - Starch Trap:Ne 1000L, Response Call Out, unit of measure IT | FM1-DN070129 | Y | Y | Y | Y | Y
M3NHFScheduleOfRatesCode | FM1/Starch Trap:Ne 5000L, Response Call Out | FM1 - Starch Trap:Ne 5000L, Response Call Out, unit of measure IT | FM1-DN070131 | Y | Y | Y | Y | Y
M3NHFScheduleOfRatesCode | FM1/Anti-Freeze Trap:Ne 1000L, Response Call Out | FM1 - Anti-Freeze Trap:Ne 1000L, Response Call Out, unit of measure IT | FM1-DN070133 | Y | Y | Y | Y | Y
M3NHFScheduleOfRatesCode | FM1/Anti-Freeze Trap:Ne 5000L, Response Call Out | FM1 - Anti-Freeze Trap:Ne 5000L, Response Call Out, unit of measure IT | FM1-DN070135 | Y | Y | Y | Y | Y
M3NHFScheduleOfRatesCode | FM1/Paint Spray Trap:Ne 1000L, Response Call Out | FM1 - Paint Spray Trap:Ne 1000L, Response Call Out, unit of measure IT | FM1-DN070137 | Y | Y | Y | Y | Y
M3NHFScheduleOfRatesCode | FM1/Road Gully:Response Call Out | FM1 - Road Gully:Response Call Out, unit of measure IT | FM1-DN070139 | Y | Y | Y | Y | Y
M3NHFScheduleOfRatesCode | FM1/Waste:Disposal Of Contaminated Pol | FM1 - Waste:Disposal Of Contaminated Pol, unit of measure CM | FM1-DN070201 | Y | Y | Y | Y | Y
M3NHFScheduleOfRatesCode | FM1/Waste:Disposal Of Contaminated Anti-Freeze | FM1 - Waste:Disposal Of Contaminated Anti-Freeze, unit of measure CM | FM1-DN070202 | Y | Y | Y | Y | Y
M3NHFScheduleOfRatesCode | FM1/Waste:Disposal Of Contaminated Silt | FM1 - Waste:Disposal Of Contaminated Silt, unit of measure CM | FM1-DN070203 | Y | Y | Y | Y | Y
M3NHFScheduleOfRatesCode | FM1/Waste:Disposal Of Contaminated Acid | FM1 - Waste:Disposal Of Contaminated Acid, unit of measure CM | FM1-DN070205 | Y | Y | Y | Y | Y
M3NHFScheduleOfRatesCode | FM1/Waste:Disposal Of Contaminated Starch | FM1 - Waste:Disposal Of Contaminated Starch, unit of measure CM | FM1-DN070207 | Y | Y | Y | Y | Y
M3NHFScheduleOfRatesCode | FM1/Waste:Disposal Of Contaminated Grease | FM1 - Waste:Disposal Of Contaminated Grease, unit of measure CM | FM1-DN070209 | Y | Y | Y | Y | Y
M3NHFScheduleOfRatesCode | FM1/Waste:Disposal Of Contaminated Paint Spray | FM1 - Waste:Disposal Of Contaminated Paint Spray, unit of measure CM | FM1-DN070211 | Y | Y | Y | Y | Y
M3NHFScheduleOfRatesCode | FM1/Land Drain:Ne 100Mm Ne 1.0M Deep | FM1 - Land Drain:Ne 100Mm Ne 1.0M Deep, unit of measure LM | FM1-DN080100 | Y
M3NHFScheduleOfRatesCode | FM1/Land Drain:Ne 100Mm Ne 2.0M Deep | FM1 - Land Drain:Ne 100Mm Ne 2.0M Deep, unit of measure LM | FM1-DN080101 | Y | Y | Y | Y | Y
M3NHFScheduleOfRatesCode | FM1/Soakaway:Excavate New | FM1 - Soakaway:Excavate New, unit of measure CM | FM1-DN080201 | Y | Y | Y | Y | Y
M3NHFScheduleOfRatesCode | FM1/Soakaway:Clear Existing | FM1 - Soakaway:Clear Existing, unit of measure CM | FM1-DN080203 | Y | Y | Y | Y | Y
M3NHFScheduleOfRatesCode | FM1/Main And Drain:Reinstate Concrete Paving | FM1 - Main And Drain:Reinstate Concrete Paving, unit of measure LM | FM1-DN090101 | Y | Y | Y | Y | Y
M3NHFScheduleOfRatesCode | FM1/Main And Drain:Reinstate Tarmacadam Paving | FM1 - Main And Drain:Reinstate Tarmacadam Paving, unit of measure LM | FM1-DN090103 | Y | Y | Y | Y | Y
M3NHFScheduleOfRatesCode | FM1/Main And Drain:Reinstate Flag Paving | FM1 - Main And Drain:Reinstate Flag Paving, unit of measure LM | FM1-DN090105 | Y | Y | Y | Y | Y
M3NHFScheduleOfRatesCode | FM1/Main And Drain:Reinstate Brick Paving | FM1 - Main And Drain:Reinstate Brick Paving, unit of measure LM | FM1-DN090107 | Y | Y | Y | Y | Y
M3NHFScheduleOfRatesCode | FM1/Klargester Biodisc:Inspection And Maintenance | FM1 - Klargester Biodisc:Inspection And Maintenance, unit of measure IT | FM1-DN100101 | Y | Y | Y | Y | Y
M3NHFScheduleOfRatesCode | FM1/Clearwater Biodisc:Inspection And Maintenance | FM1 - Clearwater Biodisc:Inspection And Maintenance, unit of measure IT | FM1-DN100103 | Y | Y | Y | Y | Y
M3NHFScheduleOfRatesCode | FM1/Clearwater Filtaclere:Inspection And Maintenance | FM1 - Clearwater Filtaclere:Inspection And Maintenance, unit of measure IT | FM1-DN100105 | Y | Y | Y | Y | Y
M3NHFScheduleOfRatesCode | FM1/Sewage Pumps:Periodic Inspection And Servicing | FM1 - Sewage Pumps:Periodic Inspection And Servicing, unit of measure IT | FM1-DN100107 | Y | Y | Y | Y | Y
M3NHFScheduleOfRatesCode | FM1/Hourly Rate:Attend To Faults In Working Hours | FM1 - Hourly Rate:Attend To Faults In Working Hours, unit of measure HR | FM1-DN100109 | Y | Y | Y | Y | Y
M3NHFScheduleOfRatesCode | FM1/Sewage Treatment Plant:Desludge Small Scale | FM1 - Sewage Treatment Plant:Desludge Small Scale, unit of measure IT | FM1-DN100111 | Y | Y | Y | Y | Y
M3NHFScheduleOfRatesCode | FM1/Ditch:Machine Clear Debris And Overgrowth 1.5X1.0M | FM1 - Ditch:Machine Clear Debris And Overgrowth 1.5X1.0M, unit of measure LM | FM1-DN100201 | Y | Y | Y | Y | Y
M3NHFScheduleOfRatesCode | FM1/Ditch:Machine Clear Debris And Overgrowth 2.0X1.0M | FM1 - Ditch:Machine Clear Debris And Overgrowth 2.0X1.0M, unit of measure LM | FM1-DN100203 | Y | Y | Y | Y | Y
M3NHFScheduleOfRatesCode | FM1/Ditch:Machine Clear Debris And Overgrowth 2.5X1.5M | FM1 - Ditch:Machine Clear Debris And Overgrowth 2.5X1.5M, unit of measure LM | FM1-DN100205 | Y | Y | Y | Y | Y
M3NHFScheduleOfRatesCode | FM1/Ditch:Machine Clear Debris And Overgrowth 3.0X1.5M | FM1 - Ditch:Machine Clear Debris And Overgrowth 3.0X1.5M, unit of measure LM | FM1-DN100207 | Y | Y | Y | Y | Y
M3NHFScheduleOfRatesCode | FM1/Joist:Renew Ne 100Mm Deep To Floor | FM1 - Joist:Renew Ne 100Mm Deep To Floor, unit of measure LM | FM1-EJ010101 | Y | Y | Y | Y | Y
M3NHFScheduleOfRatesCode | FM1/Joist:Renew Ne 225Mm Deep To Floor | FM1 - Joist:Renew Ne 225Mm Deep To Floor, unit of measure LM | FM1-EJ010103 | Y | Y | Y | Y | Y
M3NHFScheduleOfRatesCode | FM1/Joist:Level Joist With Packings | FM1 - Joist:Level Joist With Packings, unit of measure NO | FM1-EJ010105 | Y | Y | Y | Y | Y
M3NHFScheduleOfRatesCode | FM1/Floor:Strip Out Floor And Sleepers | FM1 - Floor:Strip Out Floor And Sleepers, unit of measure SM | FM1-EJ010107 | Y | Y | Y | Y | Y
M3NHFScheduleOfRatesCode | FM1/Floor:Renew Ground Floor Complete | FM1 - Floor:Renew Ground Floor Complete, unit of measure SM | FM1-EJ010109 | Y | Y | Y | Y | Y
M3NHFScheduleOfRatesCode | FM1/Floor:Renew Softwood Floor Complete | FM1 - Floor:Renew Softwood Floor Complete, unit of measure SM | FM1-EJ010111 | Y | Y | Y | Y | Y
M3NHFScheduleOfRatesCode | FM1/Floor:Renew Softwood Upper Floor Complete | FM1 - Floor:Renew Softwood Upper Floor Complete, unit of measure SM | FM1-EJ010113 | Y | Y | Y | Y | Y
M3NHFScheduleOfRatesCode | FM1/Floor:Construct Softwood Floor | FM1 - Floor:Construct Softwood Floor, unit of measure SM | FM1-EJ010115 | Y | Y | Y | Y | Y
M3NHFScheduleOfRatesCode | FM1/Floor:Construct Softwood Upper Floor | FM1 - Floor:Construct Softwood Upper Floor, unit of measure SM | FM1-EJ010117 | Y | Y | Y | Y | Y
M3NHFScheduleOfRatesCode | FM1/Partition:Erect Timber Stud And Plasterboard Bf | FM1 - Partition:Erect Timber Stud And Plasterboard Bf, unit of measure SM | FM1-EJ020101 | Y | Y | Y | Y | Y
M3NHFScheduleOfRatesCode | FM1/Partition:Erect Timber Stud Plasterboard Skim Bf | FM1 - Partition:Erect Timber Stud Plasterboard Skim Bf, unit of measure SM | FM1-EJ020103 | Y | Y | Y | Y | Y
M3NHFScheduleOfRatesCode | FM1/Partition:Install Insulation Infill Ne 100Mm | FM1 - Partition:Install Insulation Infill Ne 100Mm, unit of measure SM | FM1-EJ020105 | Y | Y | Y | Y | Y
M3NHFScheduleOfRatesCode | FM1/Partition:Install Sound Infill 75M | FM1 - Partition:Install Sound Infill 75M, unit of measure SM | FM1-EJ020107 | Y | Y | Y | Y | Y
M3NHFScheduleOfRatesCode | FM1/Partition:Erect Metal Stud And Plasterboard Bf | FM1 - Partition:Erect Metal Stud And Plasterboard Bf, unit of measure SM | FM1-EJ020109 | Y | Y | Y | Y | Y
M3NHFScheduleOfRatesCode | FM1/Partition:Metal Stud Plasterboard Skim Bf | FM1 - Partition:Metal Stud Plasterboard Skim Bf, unit of measure SM | FM1-EJ020111 | Y | Y | Y | Y | Y
M3NHFScheduleOfRatesCode | FM1/Partition:Fill In Opening In Timber Studding | FM1 - Partition:Fill In Opening In Timber Studding, unit of measure SM | FM1-EJ020113 | Y | Y | Y | Y | Y
M3NHFScheduleOfRatesCode | FM1/Partition:Form Opening In Timber Studding | FM1 - Partition:Form Opening In Timber Studding, unit of measure IT | FM1-EJ020115 | Y | Y | Y | Y | Y
M3NHFScheduleOfRatesCode | FM1/Plate:Renew 75X100Mm Wall Plate | FM1 - Plate:Renew 75X100Mm Wall Plate, unit of measure LM | FM1-EJ030101 | Y | Y | Y | Y | Y
M3NHFScheduleOfRatesCode | FM1/Plate:Renew 75X100Mm Wall Plate And Dpc | FM1 - Plate:Renew 75X100Mm Wall Plate And Dpc, unit of measure LM | FM1-EJ030103 | Y | Y | Y | Y | Y
M3NHFScheduleOfRatesCode | FM1/Rafter:Renew Ne 175Mm Rafter Joist Or Truss Member | FM1 - Rafter:Renew Ne 175Mm Rafter Joist Or Truss Member, unit of measure LM | FM1-EJ030201 | Y | Y | Y | Y | Y
M3NHFScheduleOfRatesCode | FM1/Rafter:Renew Ne 250Mm Rafter Joist Or Truss Member | FM1 - Rafter:Renew Ne 250Mm Rafter Joist Or Truss Member, unit of measure LM | FM1-EJ030202 | Y
M3NHFScheduleOfRatesCode | FM1/Collar/Strut:Renew Ne 175Mm Thick | FM1 - Collar/Strut:Renew Ne 175Mm Thick, unit of measure LM | FM1-EJ030203 | Y | Y | Y | Y | Y
M3NHFScheduleOfRatesCode | FM1/Flat:Convert To Pitched | FM1 - Flat:Convert To Pitched, unit of measure SM | FM1-EJ030205 | Y | Y | Y | Y | Y
M3NHFScheduleOfRatesCode | FM1/Flat:Renew To Bay/Porch | FM1 - Flat:Renew To Bay/Porch, unit of measure SM | FM1-EJ030207 | Y | Y | Y | Y | Y
M3NHFScheduleOfRatesCode | FM1/Hanger:Renew Galvanised Joist Hanger | FM1 - Hanger:Renew Galvanised Joist Hanger, unit of measure NO | FM1-EJ030301 | Y | Y | Y | Y | Y
M3NHFScheduleOfRatesCode | FM1/Hanger:Cut Out And Insert Joist Hanger | FM1 - Hanger:Cut Out And Insert Joist Hanger, unit of measure IT | FM1-EJ030303 | Y | Y | Y | Y | Y
M3NHFScheduleOfRatesCode | FM1/Fascia:Renew In Softwood Ne 300Mm | FM1 - Fascia:Renew In Softwood Ne 300Mm, unit of measure LM | FM1-EJ040101 | Y | Y | Y | Y | Y
M3NHFScheduleOfRatesCode | FM1/Fascia:Renew In Wbp Plywood Ne 300Mm | FM1 - Fascia:Renew In Wbp Plywood Ne 300Mm, unit of measure LM | FM1-EJ040103 | Y | Y | Y | Y | Y
M3NHFScheduleOfRatesCode | FM1/Fascia:Renew In Shiplap Boarding Ne 300Mm | FM1 - Fascia:Renew In Shiplap Boarding Ne 300Mm, unit of measure LM | FM1-EJ040105 | Y | Y | Y | Y | Y
M3NHFScheduleOfRatesCode | FM1/Soffit:Renew In Softwood Ne 300Mm | FM1 - Soffit:Renew In Softwood Ne 300Mm, unit of measure LM | FM1-EJ040106 | Y
M3NHFScheduleOfRatesCode | FM1/Soffit:Renew In Softwood Ne 450Mm | FM1 - Soffit:Renew In Softwood Ne 450Mm, unit of measure LM | FM1-EJ040107 | Y | Y | Y | Y | Y
M3NHFScheduleOfRatesCode | FM1/Soffit:Renew In Softwood With Vent | FM1 - Soffit:Renew In Softwood With Vent, unit of measure LM | FM1-EJ040109 | Y | Y | Y | Y | Y
M3NHFScheduleOfRatesCode | FM1/Soffit:Renew In Plywood Ne 300Mm | FM1 - Soffit:Renew In Plywood Ne 300Mm, unit of measure LM | FM1-EJ040110 | Y
M3NHFScheduleOfRatesCode | FM1/Soffit:Renew In Plywood Ne 450Mm | FM1 - Soffit:Renew In Plywood Ne 450Mm, unit of measure LM | FM1-EJ040111 | Y | Y | Y | Y | Y
M3NHFScheduleOfRatesCode | FM1/Soffit:Renew In Plywood With Vent | FM1 - Soffit:Renew In Plywood With Vent, unit of measure LM | FM1-EJ040113 | Y | Y | Y | Y | Y
M3NHFScheduleOfRatesCode | FM1/Soffit:Renew In Shiplap Boarding Ne 450Mm | FM1 - Soffit:Renew In Shiplap Boarding Ne 450Mm, unit of measure LM | FM1-EJ040115 | Y | Y | Y | Y | Y
M3NHFScheduleOfRatesCode | FM1/Soffit:Renew In Shiplap Boarding Vent | FM1 - Soffit:Renew In Shiplap Boarding Vent, unit of measure LM | FM1-EJ040117 | Y | Y | Y | Y | Y
M3NHFScheduleOfRatesCode | FM1/Soffit:Renew In Masterboard Ne 300Mm | FM1 - Soffit:Renew In Masterboard Ne 300Mm, unit of measure LM | FM1-EJ040118 | Y
M3NHFScheduleOfRatesCode | FM1/Soffit:Renew In Masterboard Ne 450Mm | FM1 - Soffit:Renew In Masterboard Ne 450Mm, unit of measure LM | FM1-EJ040119 | Y | Y | Y | Y | Y
M3NHFScheduleOfRatesCode | FM1/Soffit:Renew In Masterboard With Vent | FM1 - Soffit:Renew In Masterboard With Vent, unit of measure LM | FM1-EJ040121 | Y | Y | Y | Y | Y
M3NHFScheduleOfRatesCode | FM1/Fascia/Soffit/Barge:Refix | FM1 - Fascia/Soffit/Barge:Refix, unit of measure LM | FM1-EJ040123 | Y | Y | Y | Y | Y
M3NHFScheduleOfRatesCode | FM1/Soffit:Provide Pvcu Vent Strip | FM1 - Soffit:Provide Pvcu Vent Strip, unit of measure LM | FM1-EJ040124 | Y
M3NHFScheduleOfRatesCode | FM1/Boxed End:Renew To Fascia And Soffit | FM1 - Boxed End:Renew To Fascia And Soffit, unit of measure NO | FM1-EJ040125 | Y | Y | Y | Y | Y
M3NHFScheduleOfRatesCode | FM1/Vent:Install In Fascia/Soffit | FM1 - Vent:Install In Fascia/Soffit, unit of measure NO | FM1-EJ040127 | Y | Y | Y | Y | Y
M3NHFScheduleOfRatesCode | FM1/Fascia:Renew In Pvcu Ne 300Mm | FM1 - Fascia:Renew In Pvcu Ne 300Mm, unit of measure LM | FM1-EJ040201 | Y | Y | Y | Y | Y
M3NHFScheduleOfRatesCode | FM1/Soffit:Renew In Pvcu Ne 450Mm | FM1 - Soffit:Renew In Pvcu Ne 450Mm, unit of measure LM | FM1-EJ040203 | Y | Y | Y | Y | Y
M3NHFScheduleOfRatesCode | FM1/Soffit:Renew In Pvcu With Vent | FM1 - Soffit:Renew In Pvcu With Vent, unit of measure LM | FM1-EJ040205 | Y | Y | Y | Y | Y
M3NHFScheduleOfRatesCode | FM1/Boxed End:Renew In Pvcu To Fascia And Soffit | FM1 - Boxed End:Renew In Pvcu To Fascia And Soffit, unit of measure NO | FM1-EJ040207 | Y | Y | Y | Y | Y
M3NHFScheduleOfRatesCode | FM1/Soffit:Renew In Pvcu Ne 150Mm | FM1 - Soffit:Renew In Pvcu Ne 150Mm, unit of measure LM | FM1-EJ040209 | Y
M3NHFScheduleOfRatesCode | FM1/Soffit:Renew In Pvcu Ne 300Mm | FM1 - Soffit:Renew In Pvcu Ne 300Mm, unit of measure LM | FM1-EJ040211 | Y
M3NHFScheduleOfRatesCode | FM1/Fascia:Renew In Pvc Shiplap Ne 300Mm | FM1 - Fascia:Renew In Pvc Shiplap Ne 300Mm, unit of measure LM | FM1-EJ040301 | Y | Y | Y | Y | Y
M3NHFScheduleOfRatesCode | FM1/Soffit:Renew In Pvc Shiplap Ne 450Mm | FM1 - Soffit:Renew In Pvc Shiplap Ne 450Mm, unit of measure LM | FM1-EJ040303 | Y | Y | Y | Y | Y
M3NHFScheduleOfRatesCode | FM1/Soffit:Renew In Pvc Shiplap Vent | FM1 - Soffit:Renew In Pvc Shiplap Vent, unit of measure LM | FM1-EJ040305 | Y | Y | Y | Y | Y
M3NHFScheduleOfRatesCode | FM1/Boxed End:Renew In Pvc Shiplap To Fascia + Soffit | FM1 - Boxed End:Renew In Pvc Shiplap To Fascia + Soffit, unit of measure NO | FM1-EJ040307 | Y | Y | Y | Y | Y
M3NHFScheduleOfRatesCode | FM1/Gutter:Realign Timber Gutter | FM1 - Gutter:Realign Timber Gutter, unit of measure LM | FM1-EJ040401 | Y | Y | Y | Y | Y
M3NHFScheduleOfRatesCode | FM1/Cladding:Renew 19Mm Shiplap - Vertically Aligned | FM1 - Cladding:Renew 19Mm Shiplap - Vertically Aligned, unit of measure SM | FM1-EJ060101 | Y | Y | Y | Y | Y
M3NHFScheduleOfRatesCode | FM1/Cladding:Renew 19Mm Shiplap - Horizontally Aligned | FM1 - Cladding:Renew 19Mm Shiplap - Horizontally Aligned, unit of measure SM | FM1-EJ060103 | Y | Y | Y | Y | Y
M3NHFScheduleOfRatesCode | FM1/Cladding:Renew Feather Edge | FM1 - Cladding:Renew Feather Edge, unit of measure SM | FM1-EJ060201 | Y | Y | Y | Y | Y
M3NHFScheduleOfRatesCode | FM1/Cladding:Refix Loose Shiplap Feather Edge Or Tgv | FM1 - Cladding:Refix Loose Shiplap Feather Edge Or Tgv, unit of measure SM | FM1-EJ060203 | Y | Y | Y | Y | Y
M3NHFScheduleOfRatesCode | FM1/Cladding:Renew Tgv Joint | FM1 - Cladding:Renew Tgv Joint, unit of measure SM | FM1-EJ060301 | Y | Y | Y | Y | Y
M3NHFScheduleOfRatesCode | FM1/Cladding:Renew Pvc Shiplap | FM1 - Cladding:Renew Pvc Shiplap, unit of measure SM | FM1-EJ060401 | Y | Y | Y | Y | Y
M3NHFScheduleOfRatesCode | FM1/Cladding:Refix Loose Pvc Shiplap Or Tgv | FM1 - Cladding:Refix Loose Pvc Shiplap Or Tgv, unit of measure SM | FM1-EJ060403 | Y | Y | Y | Y | Y
M3NHFScheduleOfRatesCode | FM1/Cladding:Renew Pvc Tgv Joint | FM1 - Cladding:Renew Pvc Tgv Joint, unit of measure SM | FM1-EJ060501 | Y | Y | Y | Y | Y
M3NHFScheduleOfRatesCode | FM1/Window:Renew Standard Softwood Casement 1 Light | FM1 - Window:Renew Standard Softwood Casement 1 Light, unit of measure SM | FM1-EJ070101 | Y | Y | Y | Y | Y
M3NHFScheduleOfRatesCode | FM1/Window:Renew Standard Softwood Casement 2 Light | FM1 - Window:Renew Standard Softwood Casement 2 Light, unit of measure SM | FM1-EJ070103 | Y | Y | Y | Y | Y
M3NHFScheduleOfRatesCode | FM1/Window:Renew Standard Softwood Casement 3 Light | FM1 - Window:Renew Standard Softwood Casement 3 Light, unit of measure SM | FM1-EJ070105 | Y | Y | Y | Y | Y
M3NHFScheduleOfRatesCode | FM1/Window:Renew Standard Softwood Casement 4 Light | FM1 - Window:Renew Standard Softwood Casement 4 Light, unit of measure SM | FM1-EJ070107 | Y | Y | Y | Y | Y
M3NHFScheduleOfRatesCode | FM1/Window:Renew Softwood Standard Casement | FM1 - Window:Renew Softwood Standard Casement, unit of measure SM | FM1-EJ070109 | Y | Y | Y | Y | Y
M3NHFScheduleOfRatesCode | FM1/Window:Renew With Standard Hp Casement | FM1 - Window:Renew With Standard Hp Casement, unit of measure SM | FM1-EJ070111 | Y | Y | Y | Y | Y
M3NHFScheduleOfRatesCode | FM1/Window:Renew Purpose Softwood Casement 1 Light | FM1 - Window:Renew Purpose Softwood Casement 1 Light, unit of measure SM | FM1-EJ070201 | Y | Y | Y | Y | Y
M3NHFScheduleOfRatesCode | FM1/Window:Renew Purpose Softwood Casement 2 Light | FM1 - Window:Renew Purpose Softwood Casement 2 Light, unit of measure SM | FM1-EJ070203 | Y | Y | Y | Y | Y
M3NHFScheduleOfRatesCode | FM1/Window:Renew Purpose Softwood Casement 3 Light | FM1 - Window:Renew Purpose Softwood Casement 3 Light, unit of measure SM | FM1-EJ070205 | Y | Y | Y | Y | Y
M3NHFScheduleOfRatesCode | FM1/Window:Renew Purpose Softwood Casement 4 Light | FM1 - Window:Renew Purpose Softwood Casement 4 Light, unit of measure SM | FM1-EJ070207 | Y | Y | Y | Y | Y
M3NHFScheduleOfRatesCode | FM1/Window:Renew Purpose Made Softwood Casement | FM1 - Window:Renew Purpose Made Softwood Casement, unit of measure SM | FM1-EJ070209 | Y | Y | Y | Y | Y
M3NHFScheduleOfRatesCode | FM1/Window:Renew Purpose Made Softwood Hp Casement | FM1 - Window:Renew Purpose Made Softwood Hp Casement, unit of measure SM | FM1-EJ070211 | Y | Y | Y | Y | Y
M3NHFScheduleOfRatesCode | FM1/Window:Renew Softwood Box Sash | FM1 - Window:Renew Softwood Box Sash, unit of measure SM | FM1-EJ070301 | Y | Y | Y | Y | Y
M3NHFScheduleOfRatesCode | FM1/Window:Renew Softwood Horizontal Pivot | FM1 - Window:Renew Softwood Horizontal Pivot, unit of measure SM | FM1-EJ070401 | Y | Y | Y | Y | Y
M3NHFScheduleOfRatesCode | FM1/Window:Renew Standard Hardwood Casement 1 Light | FM1 - Window:Renew Standard Hardwood Casement 1 Light, unit of measure SM | FM1-EJ070501 | Y | Y | Y | Y | Y
M3NHFScheduleOfRatesCode | FM1/Window:Renew Standard Hardwood Casement 2 Light | FM1 - Window:Renew Standard Hardwood Casement 2 Light, unit of measure SM | FM1-EJ070503 | Y | Y | Y | Y | Y
M3NHFScheduleOfRatesCode | FM1/Window:Renew Standard Hardwood Casement 3 Light | FM1 - Window:Renew Standard Hardwood Casement 3 Light, unit of measure SM | FM1-EJ070505 | Y | Y | Y | Y | Y
M3NHFScheduleOfRatesCode | FM1/Window:Renew Standard Hardwood Casement 4 Light | FM1 - Window:Renew Standard Hardwood Casement 4 Light, unit of measure SM | FM1-EJ070507 | Y | Y | Y | Y | Y
M3NHFScheduleOfRatesCode | FM1/Window:Renew Standard Hw Casement | FM1 - Window:Renew Standard Hw Casement, unit of measure SM | FM1-EJ070509 | Y | Y | Y | Y | Y
M3NHFScheduleOfRatesCode | FM1/Window:Standard Hp Hw Casement | FM1 - Window:Standard Hp Hw Casement, unit of measure SM | FM1-EJ070511 | Y | Y | Y | Y | Y
M3NHFScheduleOfRatesCode | FM1/Window:Renew Purpose Hardwood Casement 1 Light | FM1 - Window:Renew Purpose Hardwood Casement 1 Light, unit of measure SM | FM1-EJ070601 | Y | Y | Y | Y | Y
M3NHFScheduleOfRatesCode | FM1/Window:Renew Purpose Hardwood Casement 2 Light | FM1 - Window:Renew Purpose Hardwood Casement 2 Light, unit of measure SM | FM1-EJ070603 | Y | Y | Y | Y | Y
M3NHFScheduleOfRatesCode | FM1/Window:Renew Purpose Hardwood Casement 3 Light | FM1 - Window:Renew Purpose Hardwood Casement 3 Light, unit of measure SM | FM1-EJ070605 | Y | Y | Y | Y | Y
M3NHFScheduleOfRatesCode | FM1/Window:Renew Purpose Hardwood Casement 4 Light | FM1 - Window:Renew Purpose Hardwood Casement 4 Light, unit of measure SM | FM1-EJ070607 | Y | Y | Y | Y | Y
M3NHFScheduleOfRatesCode | FM1/Window:Renew Purpose Made Hw Casement | FM1 - Window:Renew Purpose Made Hw Casement, unit of measure SM | FM1-EJ070609 | Y | Y | Y | Y | Y
M3NHFScheduleOfRatesCode | FM1/Window:Renew Purpose Made Hp Hw Casement | FM1 - Window:Renew Purpose Made Hp Hw Casement, unit of measure SM | FM1-EJ070611 | Y | Y | Y | Y | Y
M3NHFScheduleOfRatesCode | FM1/Window:Renew Softwood Feature | FM1 - Window:Renew Softwood Feature, unit of measure SM | FM1-EJ070701 | Y | Y | Y | Y | Y
M3NHFScheduleOfRatesCode | FM1/Window:Renew Hardwood Feature | FM1 - Window:Renew Hardwood Feature, unit of measure SM | FM1-EJ070801 | Y | Y | Y | Y | Y
M3NHFScheduleOfRatesCode | FM1/Window:Renew With Pvcu Pivot | FM1 - Window:Renew With Pvcu Pivot, unit of measure SM | FM1-EJ070901 | Y | Y | Y | Y | Y
M3NHFScheduleOfRatesCode | FM1/Window:Renew With Pvcu Casement 1 Light | FM1 - Window:Renew With Pvcu Casement 1 Light, unit of measure SM | FM1-EJ071001 | Y | Y | Y | Y | Y
M3NHFScheduleOfRatesCode | FM1/Window:Renew With Pvcu Casement 2 Light | FM1 - Window:Renew With Pvcu Casement 2 Light, unit of measure SM | FM1-EJ071003 | Y | Y | Y | Y | Y
M3NHFScheduleOfRatesCode | FM1/Window:Renew With Pvcu Casement 3 Light | FM1 - Window:Renew With Pvcu Casement 3 Light, unit of measure SM | FM1-EJ071005 | Y | Y | Y | Y | Y
M3NHFScheduleOfRatesCode | FM1/Window:Renew With Pvcu Casement 4 Light | FM1 - Window:Renew With Pvcu Casement 4 Light, unit of measure SM | FM1-EJ071007 | Y | Y | Y | Y | Y
M3NHFScheduleOfRatesCode | FM1/Window:Renew With Pvcu Casement Pvcu | FM1 - Window:Renew With Pvcu Casement Pvcu, unit of measure SM | FM1-EJ071009 | Y | Y | Y | Y | Y
M3NHFScheduleOfRatesCode | FM1/Window:Renew With Pvcu Tilt Turn 1 Light | FM1 - Window:Renew With Pvcu Tilt Turn 1 Light, unit of measure SM | FM1-EJ071101 | Y | Y | Y | Y | Y
M3NHFScheduleOfRatesCode | FM1/Window:Renew With Pvcu Tilt Turn 2 Light | FM1 - Window:Renew With Pvcu Tilt Turn 2 Light, unit of measure SM | FM1-EJ071103 | Y | Y | Y | Y | Y
M3NHFScheduleOfRatesCode | FM1/Window:Renew With Pvcu Tilt Turn 3 Light | FM1 - Window:Renew With Pvcu Tilt Turn 3 Light, unit of measure SM | FM1-EJ071105 | Y | Y | Y | Y | Y
M3NHFScheduleOfRatesCode | FM1/Window:Renew With Pvcu Tilt Turn 4 Light | FM1 - Window:Renew With Pvcu Tilt Turn 4 Light, unit of measure SM | FM1-EJ071107 | Y | Y | Y | Y | Y
M3NHFScheduleOfRatesCode | FM1/Frame:Renew Pvcu Combination Unit - Opening Lights | FM1 - Frame:Renew Pvcu Combination Unit - Opening Lights, unit of measure SM | FM1-EJ071201 | Y | Y | Y | Y | Y
M3NHFScheduleOfRatesCode | FM1/Frame:Renew Pvcu Combination Unit | FM1 - Frame:Renew Pvcu Combination Unit, unit of measure SM | FM1-EJ071203 | Y | Y | Y | Y | Y
M3NHFScheduleOfRatesCode | FM1/Frame:Renew Pvcu Storey Height Frame - 1 Opg Light | FM1 - Frame:Renew Pvcu Storey Height Frame - 1 Opg Light, unit of measure SM | FM1-EJ071205 | Y | Y | Y | Y | Y
M3NHFScheduleOfRatesCode | FM1/Frame:Renew Pvcu Storey Height Frame - 2 Opg Light | FM1 - Frame:Renew Pvcu Storey Height Frame - 2 Opg Light, unit of measure SM | FM1-EJ071207 | Y | Y | Y | Y | Y
M3NHFScheduleOfRatesCode | FM1/Frame:Renew Pvcu Storey Height Frame - 3 Opg Light | FM1 - Frame:Renew Pvcu Storey Height Frame - 3 Opg Light, unit of measure SM | FM1-EJ071209 | Y | Y | Y | Y | Y
M3NHFScheduleOfRatesCode | FM1/Frame:Renew Pvcu Storey Height Frame - 4 Opg Light | FM1 - Frame:Renew Pvcu Storey Height Frame - 4 Opg Light, unit of measure SM | FM1-EJ071211 | Y | Y | Y | Y | Y
M3NHFScheduleOfRatesCode | FM1/Frame:Renew Pvcu Storey Ht Door Frame -1 Opg Light | FM1 - Frame:Renew Pvcu Storey Ht Door Frame -1 Opg Light, unit of measure SM | FM1-EJ071213 | Y | Y | Y | Y | Y
M3NHFScheduleOfRatesCode | FM1/Frame:Renew Pvcu Storey Ht Door Frame- 2 Opg Light | FM1 - Frame:Renew Pvcu Storey Ht Door Frame- 2 Opg Light, unit of measure SM | FM1-EJ071215 | Y | Y | Y | Y | Y
M3NHFScheduleOfRatesCode | FM1/Frame:Renew Pvcu Storey Ht Insul Frame-1 Opg Light | FM1 - Frame:Renew Pvcu Storey Ht Insul Frame-1 Opg Light, unit of measure SM | FM1-EJ071217 | Y | Y | Y | Y | Y
M3NHFScheduleOfRatesCode | FM1/Frame:Renew Pvcu Storey Ht Insul Frame-2 Opg Light | FM1 - Frame:Renew Pvcu Storey Ht Insul Frame-2 Opg Light, unit of measure SM | FM1-EJ071219 | Y | Y | Y | Y | Y
M3NHFScheduleOfRatesCode | FM1/Frame:Renew Pvcu St Ht Insul Doorframe-1 Opg Light | FM1 - Frame:Renew Pvcu St Ht Insul Doorframe-1 Opg Light, unit of measure SM | FM1-EJ071221 | Y | Y | Y | Y | Y
M3NHFScheduleOfRatesCode | FM1/Frame:Renew Pvcu St Ht Insul Doorframe-2 Opg Light | FM1 - Frame:Renew Pvcu St Ht Insul Doorframe-2 Opg Light, unit of measure SM | FM1-EJ071223 | Y | Y | Y | Y | Y
M3NHFScheduleOfRatesCode | FM1/Frame:Renew Pvcu St Ht 30%Insul Unit- Fixed Lights | FM1 - Frame:Renew Pvcu St Ht 30%Insul Unit- Fixed Lights, unit of measure SM | FM1-EJ071225 | Y | Y | Y | Y | Y
M3NHFScheduleOfRatesCode | FM1/Frame:Renew Pvcu St Ht 40%Insul Unit- Fixed Lights | FM1 - Frame:Renew Pvcu St Ht 40%Insul Unit- Fixed Lights, unit of measure SM | FM1-EJ071227 | Y | Y | Y | Y | Y
M3NHFScheduleOfRatesCode | FM1/Frame:Renew Pvcu St Ht 50%Insul Unit- Fixed Lights | FM1 - Frame:Renew Pvcu St Ht 50%Insul Unit- Fixed Lights, unit of measure SM | FM1-EJ071229 | Y | Y | Y | Y | Y
M3NHFScheduleOfRatesCode | FM1/Frame:Renew Softwood Combination Unit | FM1 - Frame:Renew Softwood Combination Unit, unit of measure SM | FM1-EJ071301 | Y | Y | Y | Y | Y
M3NHFScheduleOfRatesCode | FM1/Frame:Renew Prefinished Softwood Combination Unit | FM1 - Frame:Renew Prefinished Softwood Combination Unit, unit of measure SM | FM1-EJ071302 | Y
M3NHFScheduleOfRatesCode | FM1/Frame:Renew Softwood Fixed Light Unit | FM1 - Frame:Renew Softwood Fixed Light Unit, unit of measure SM | FM1-EJ071303 | Y | Y | Y | Y | Y
M3NHFScheduleOfRatesCode | FM1/Frame:Renew Hardwood Combination Unit | FM1 - Frame:Renew Hardwood Combination Unit, unit of measure SM | FM1-EJ071401 | Y | Y | Y | Y | Y
M3NHFScheduleOfRatesCode | FM1/Frame:Renew Hardwood Fixed Light Unit | FM1 - Frame:Renew Hardwood Fixed Light Unit, unit of measure SM | FM1-EJ071403 | Y | Y | Y | Y | Y
M3NHFScheduleOfRatesCode | FM1/Steel Window:Renew With Polyester Coated 1 Light | FM1 - Steel Window:Renew With Polyester Coated 1 Light, unit of measure SM | FM1-EJ071501 | Y | Y | Y | Y | Y
M3NHFScheduleOfRatesCode | FM1/Steel Window:Renew With Polyester Coated 2 Light | FM1 - Steel Window:Renew With Polyester Coated 2 Light, unit of measure SM | FM1-EJ071503 | Y | Y | Y | Y | Y
M3NHFScheduleOfRatesCode | FM1/Steel Window:Renew With Polyester Coated 3 Light | FM1 - Steel Window:Renew With Polyester Coated 3 Light, unit of measure SM | FM1-EJ071505 | Y | Y | Y | Y | Y
M3NHFScheduleOfRatesCode | FM1/Aluminium Wdw:Renew With Polyester Coated 1 Light | FM1 - Aluminium Wdw:Renew With Polyester Coated 1 Light, unit of measure SM | FM1-EJ071601 | Y | Y | Y | Y | Y
M3NHFScheduleOfRatesCode | FM1/Aluminium Wdw:Renew With Polyester Coated 2 Light | FM1 - Aluminium Wdw:Renew With Polyester Coated 2 Light, unit of measure SM | FM1-EJ071603 | Y | Y | Y | Y | Y
M3NHFScheduleOfRatesCode | FM1/Aluminium Wdw:Renew With Polyester Coated 3 Light | FM1 - Aluminium Wdw:Renew With Polyester Coated 3 Light, unit of measure SM | FM1-EJ071605 | Y | Y | Y | Y | Y
M3NHFScheduleOfRatesCode | FM1/Frame:Aluminium Ppc Combination Unit | FM1 - Frame:Aluminium Ppc Combination Unit, unit of measure SM | FM1-EJ071607 | Y | Y | Y | Y | Y
M3NHFScheduleOfRatesCode | FM1/Frame:Aluminium Ppc Fixed Light Unit | FM1 - Frame:Aluminium Ppc Fixed Light Unit, unit of measure SM | FM1-EJ071609 | Y | Y | Y | Y | Y
M3NHFScheduleOfRatesCode | FM1/Window:Renew With Plastic Coated Timber 1 Light | FM1 - Window:Renew With Plastic Coated Timber 1 Light, unit of measure SM | FM1-EJ071701 | Y | Y | Y | Y | Y
M3NHFScheduleOfRatesCode | FM1/Window:Renew With Plastic Coated Timber 2 Light | FM1 - Window:Renew With Plastic Coated Timber 2 Light, unit of measure SM | FM1-EJ071703 | Y | Y | Y | Y | Y
M3NHFScheduleOfRatesCode | FM1/Window:Renew With Plastic Coated Timber 3 Light | FM1 - Window:Renew With Plastic Coated Timber 3 Light, unit of measure SM | FM1-EJ071705 | Y | Y | Y | Y | Y
M3NHFScheduleOfRatesCode | FM1/Frame:Plastic Coated Combination Unit | FM1 - Frame:Plastic Coated Combination Unit, unit of measure IT | FM1-EJ071707 | Y | Y | Y | Y | Y
M3NHFScheduleOfRatesCode | FM1/Frame:Plastic Coated Fixed Light Unit | FM1 - Frame:Plastic Coated Fixed Light Unit, unit of measure IT | FM1-EJ071709 | Y | Y | Y | Y | Y
M3NHFScheduleOfRatesCode | FM1/Glazing:Discount For Single Glazing | FM1 - Glazing:Discount For Single Glazing, unit of measure SM | FM1-EJ071801 | Y | Y | Y | Y | Y
M3NHFScheduleOfRatesCode | FM1/Glazing:Extra For Laminated Safety | FM1 - Glazing:Extra For Laminated Safety, unit of measure SM | FM1-EJ071802 | Y
M3NHFScheduleOfRatesCode | FM1/Glazing Repairs:Extra For Laminated Safety | FM1 - Glazing Repairs:Extra For Laminated Safety, unit of measure SM | FM1-EJ071803 | Y
M3NHFScheduleOfRatesCode | FM1/Timber:Epoxy Repair Ne 10Mm X Over 300Mm | FM1 - Timber:Epoxy Repair Ne 10Mm X Over 300Mm, unit of measure LM | FM1-EJ071901 | Y | Y | Y | Y | Y
M3NHFScheduleOfRatesCode | FM1/Timber:Epoxy Repair Ne 10Mm X Ne 300Mm | FM1 - Timber:Epoxy Repair Ne 10Mm X Ne 300Mm, unit of measure NO | FM1-EJ071903 | Y | Y | Y | Y | Y
M3NHFScheduleOfRatesCode | FM1/Timber:Epoxy Repair Ne 25Mm:Ne 600Mm | FM1 - Timber:Epoxy Repair Ne 25Mm:Ne 600Mm, unit of measure NO | FM1-EJ071905 | Y | Y | Y | Y | Y
M3NHFScheduleOfRatesCode | FM1/Timber:Epoxy Repair Ne 50Mm X Ne 300Mm Plain | FM1 - Timber:Epoxy Repair Ne 50Mm X Ne 300Mm Plain, unit of measure NO | FM1-EJ071907 | Y | Y | Y | Y | Y
M3NHFScheduleOfRatesCode | FM1/Timber:Epoxy Repair Ne 75Mm X Ne 300Mm Plain | FM1 - Timber:Epoxy Repair Ne 75Mm X Ne 300Mm Plain, unit of measure NO | FM1-EJ071909 | Y | Y | Y | Y | Y
M3NHFScheduleOfRatesCode | FM1/Timber:Epoxy Repair Ne 25Mm X Ne 300Mm Irregular | FM1 - Timber:Epoxy Repair Ne 25Mm X Ne 300Mm Irregular, unit of measure NO | FM1-EJ071911 | Y | Y | Y | Y | Y
M3NHFScheduleOfRatesCode | FM1/Timber:Epoxy Repair Ne 50Mm:Ne 600Mm | FM1 - Timber:Epoxy Repair Ne 50Mm:Ne 600Mm, unit of measure NO | FM1-EJ071913 | Y | Y | Y | Y | Y
M3NHFScheduleOfRatesCode | FM1/Timber:Epoxy Repair Ne 75Mm:Ne 600Mm | FM1 - Timber:Epoxy Repair Ne 75Mm:Ne 600Mm, unit of measure NO | FM1-EJ071915 | Y | Y | Y | Y | Y
M3NHFScheduleOfRatesCode | FM1/Window:Ease And Adjust Including Remove | FM1 - Window:Ease And Adjust Including Remove, unit of measure NO | FM1-EJ072001 | Y | Y | Y | Y | Y
M3NHFScheduleOfRatesCode | FM1/Window:Overhaul Casement | FM1 - Window:Overhaul Casement, unit of measure NO | FM1-EJ072003 | Y | Y | Y | Y | Y
M3NHFScheduleOfRatesCode | FM1/Window:Overhaul Sash-Cords | FM1 - Window:Overhaul Sash-Cords, unit of measure NO | FM1-EJ072005 | Y | Y | Y | Y | Y
M3NHFScheduleOfRatesCode | FM1/Window:Overhaul Sash-Balances | FM1 - Window:Overhaul Sash-Balances, unit of measure NO | FM1-EJ072007 | Y | Y | Y | Y | Y
M3NHFScheduleOfRatesCode | FM1/Escape Window:Form In Existing Window | FM1 - Escape Window:Form In Existing Window, unit of measure IT | FM1-EJ072009 | Y | Y | Y | Y | Y
M3NHFScheduleOfRatesCode | FM1/Window:Renew Multipoint Keeper | FM1 - Window:Renew Multipoint Keeper, unit of measure NO | FM1-EJ072011 | Y
M3NHFScheduleOfRatesCode | FM1/Window:Renew Trickle Window Ventilator | FM1 - Window:Renew Trickle Window Ventilator, unit of measure NO | FM1-EJ072013 | Y
M3NHFScheduleOfRatesCode | FM1/Window:Renew Acoustic Window Ventilator | FM1 - Window:Renew Acoustic Window Ventilator, unit of measure NO | FM1-EJ072015 | Y
M3NHFScheduleOfRatesCode | FM1/Window:Renew Timber Sub-Frame To Metal | FM1 - Window:Renew Timber Sub-Frame To Metal, unit of measure LM | FM1-EJ072101 | Y | Y | Y | Y | Y
M3NHFScheduleOfRatesCode | FM1/Window:Renew Pvcu Sub-Frame To Metal | FM1 - Window:Renew Pvcu Sub-Frame To Metal, unit of measure NO | FM1-EJ072201 | Y | Y | Y | Y | Y
M3NHFScheduleOfRatesCode | FM1/Window:Ease Oil Butts Adjust Any Metal | FM1 - Window:Ease Oil Butts Adjust Any Metal, unit of measure NO | FM1-EJ072301 | Y | Y | Y | Y | Y
M3NHFScheduleOfRatesCode | FM1/Window:Renew Weather/Draught Proofing Metal | FM1 - Window:Renew Weather/Draught Proofing Metal, unit of measure IT | FM1-EJ072303 | Y | Y | Y | Y | Y
M3NHFScheduleOfRatesCode | FM1/Window:Overhaul Metal | FM1 - Window:Overhaul Metal, unit of measure NO | FM1-EJ072305 | Y | Y | Y | Y | Y
M3NHFScheduleOfRatesCode | FM1/Window:Ease Oil Butts Adjust Any Aluminium | FM1 - Window:Ease Oil Butts Adjust Any Aluminium, unit of measure NO | FM1-EJ072401 | Y | Y | Y | Y | Y
M3NHFScheduleOfRatesCode | FM1/Window:Overhaul Aluminium | FM1 - Window:Overhaul Aluminium, unit of measure NO | FM1-EJ072403 | Y | Y | Y | Y | Y
M3NHFScheduleOfRatesCode | FM1/Window:Renew Fanlight Pvcu Sash | FM1 - Window:Renew Fanlight Pvcu Sash, unit of measure NO | FM1-EJ072501 | Y | Y | Y | Y | Y
M3NHFScheduleOfRatesCode | FM1/Window:Renew Side Hung Pvcu Sash | FM1 - Window:Renew Side Hung Pvcu Sash, unit of measure NO | FM1-EJ072503 | Y | Y | Y | Y | Y
M3NHFScheduleOfRatesCode | FM1/Window:Renew Trickle Vent To Pvcu | FM1 - Window:Renew Trickle Vent To Pvcu, unit of measure IT | FM1-EJ072505 | Y | Y | Y | Y | Y
M3NHFScheduleOfRatesCode | FM1/Window:Renew Handle To Pvcu | FM1 - Window:Renew Handle To Pvcu, unit of measure NO | FM1-EJ072507 | Y | Y | Y | Y | Y
M3NHFScheduleOfRatesCode | FM1/Window:Renew Hinge To Pvcu | FM1 - Window:Renew Hinge To Pvcu, unit of measure NO | FM1-EJ072511 | Y | Y | Y | Y | Y
M3NHFScheduleOfRatesCode | FM1/Window:Renew Espagnolette Lock To Pvcu | FM1 - Window:Renew Espagnolette Lock To Pvcu, unit of measure IT | FM1-EJ072513 | Y | Y | Y | Y | Y
M3NHFScheduleOfRatesCode | FM1/Window:Renew Sealing Gasket To Pvcu | FM1 - Window:Renew Sealing Gasket To Pvcu, unit of measure IT | FM1-EJ072515 | Y | Y | Y | Y | Y
M3NHFScheduleOfRatesCode | FM1/Window:Check Lubricate Fittings To Pvcu | FM1 - Window:Check Lubricate Fittings To Pvcu, unit of measure IT | FM1-EJ072517 | Y | Y | Y | Y | Y
M3NHFScheduleOfRatesCode | FM1/Window:Ease And Adjust Pvcu Sash | FM1 - Window:Ease And Adjust Pvcu Sash, unit of measure IT | FM1-EJ072519 | Y | Y | Y | Y | Y
M3NHFScheduleOfRatesCode | FM1/Window:Overhaul Tilt Turn Mechanism To Pvcu | FM1 - Window:Overhaul Tilt Turn Mechanism To Pvcu, unit of measure NO | FM1-EJ072521 | Y | Y | Y | Y | Y
M3NHFScheduleOfRatesCode | FM1/Window:Renew Tilt Turn Mechanism To Pvcu | FM1 - Window:Renew Tilt Turn Mechanism To Pvcu, unit of measure NO | FM1-EJ072523 | Y | Y | Y | Y | Y
M3NHFScheduleOfRatesCode | FM1/Window:Child Restrictor To Pvcu | FM1 - Window:Child Restrictor To Pvcu, unit of measure NO | FM1-EJ072525 | Y | Y | Y | Y | Y
M3NHFScheduleOfRatesCode | FM1/Window:Overhaul Pvcu | FM1 - Window:Overhaul Pvcu, unit of measure NO | FM1-EJ072527 | Y | Y | Y | Y | Y
M3NHFScheduleOfRatesCode | FM1/Window:Renew Glazing Bead To Pvcu | FM1 - Window:Renew Glazing Bead To Pvcu, unit of measure LM | FM1-EJ072529 | Y | Y | Y | Y | Y
M3NHFScheduleOfRatesCode | FM1/Window:Renew Opener Gasket To Pvcu | FM1 - Window:Renew Opener Gasket To Pvcu, unit of measure LM | FM1-EJ072531 | Y | Y | Y | Y | Y
M3NHFScheduleOfRatesCode | FM1/Window:Renew Friction Stay To Pvcu | FM1 - Window:Renew Friction Stay To Pvcu, unit of measure NO | FM1-EJ072533 | Y | Y | Y | Y | Y
M3NHFScheduleOfRatesCode | FM1/Window:Renew Restraining Wedges To Pvcu | FM1 - Window:Renew Restraining Wedges To Pvcu, unit of measure NO | FM1-EJ072535 | Y | Y | Y | Y | Y
M3NHFScheduleOfRatesCode | FM1/Window:Renew Restrictor Stay To Pvcu | FM1 - Window:Renew Restrictor Stay To Pvcu, unit of measure NO | FM1-EJ072537 | Y | Y | Y | Y | Y
M3NHFScheduleOfRatesCode | FM1/Window:Renew Locking Handle To Pvcu Locking Plate | FM1 - Window:Renew Locking Handle To Pvcu Locking Plate, unit of measure NO | FM1-EJ072539 | Y | Y | Y | Y | Y
M3NHFScheduleOfRatesCode | FM1/Window:Renew Drip Mould Bead To Pvcu | FM1 - Window:Renew Drip Mould Bead To Pvcu, unit of measure LM | FM1-EJ072541 | Y | Y | Y | Y | Y
M3NHFScheduleOfRatesCode | FM1/Window:Provide Drip Mould Bead To Pvcu | FM1 - Window:Provide Drip Mould Bead To Pvcu, unit of measure LM | FM1-EJ072543 | Y | Y | Y | Y | Y
M3NHFScheduleOfRatesCode | FM1/Window:Provide 30Mm Extension Flange To Pvcu | FM1 - Window:Provide 30Mm Extension Flange To Pvcu, unit of measure LM | FM1-EJ072545 | Y | Y | Y | Y | Y
M3NHFScheduleOfRatesCode | FM1/Window:Provide 45Mm Extension Flange To Pvcu | FM1 - Window:Provide 45Mm Extension Flange To Pvcu, unit of measure LM | FM1-EJ072547 | Y | Y | Y | Y | Y
M3NHFScheduleOfRatesCode | FM1/Window:Provide 30Mm Box Extension To Pvcu | FM1 - Window:Provide 30Mm Box Extension To Pvcu, unit of measure LM | FM1-EJ072549 | Y | Y | Y | Y | Y
M3NHFScheduleOfRatesCode | FM1/Window:Provide 45Mm Box Extension To Pvcu | FM1 - Window:Provide 45Mm Box Extension To Pvcu, unit of measure LM | FM1-EJ072551 | Y | Y | Y | Y | Y
M3NHFScheduleOfRatesCode | FM1/Window:Renew Drain Caps To Pvcu | FM1 - Window:Renew Drain Caps To Pvcu, unit of measure IT | FM1-EJ072553 | Y | Y | Y | Y | Y
M3NHFScheduleOfRatesCode | FM1/Window:Repoint Silicone To Pvcu Frame | FM1 - Window:Repoint Silicone To Pvcu Frame, unit of measure LM | FM1-EJ072555 | Y | Y | Y | Y | Y
M3NHFScheduleOfRatesCode | FM1/Window:Renew Quadrant Fillet To Pvcu | FM1 - Window:Renew Quadrant Fillet To Pvcu, unit of measure LM | FM1-EJ072557 | Y | Y | Y | Y | Y
M3NHFScheduleOfRatesCode | FM1/Window:Renew Cill To Pvcu | FM1 - Window:Renew Cill To Pvcu, unit of measure LM | FM1-EJ072559 | Y | Y | Y | Y | Y
M3NHFScheduleOfRatesCode | FM1/Window:Provide Cill To Pvcu | FM1 - Window:Provide Cill To Pvcu, unit of measure LM | FM1-EJ072561 | Y | Y | Y | Y | Y
M3NHFScheduleOfRatesCode | FM1/Window:Renew Cill Ends To Pvcu | FM1 - Window:Renew Cill Ends To Pvcu, unit of measure NO | FM1-EJ072563 | Y | Y | Y | Y | Y
M3NHFScheduleOfRatesCode | FM1/Door Frame:Rake Out And Repoint Sealant | FM1 - Door Frame:Rake Out And Repoint Sealant, unit of measure IT | FM1-EJ072601 | Y | Y | Y | Y | Y
M3NHFScheduleOfRatesCode | FM1/Window Frame:Rake Out And Repoint | FM1 - Window Frame:Rake Out And Repoint, unit of measure IT | FM1-EJ072603 | Y | Y | Y | Y | Y
M3NHFScheduleOfRatesCode | FM1/Window Frame:Supply And Fix Bead Or Sealant | FM1 - Window Frame:Supply And Fix Bead Or Sealant, unit of measure IT | FM1-EJ072605 | Y | Y | Y | Y | Y
M3NHFScheduleOfRatesCode | FM1/Roof Window:Renew Ne 0.78X0.98M | FM1 - Roof Window:Renew Ne 0.78X0.98M, unit of measure NO | FM1-EJ072701 | Y | Y | Y | Y | Y
M3NHFScheduleOfRatesCode | FM1/Roof Window:Renew Ne 1.14X1.18M | FM1 - Roof Window:Renew Ne 1.14X1.18M, unit of measure NO | FM1-EJ072703 | Y | Y | Y | Y | Y
M3NHFScheduleOfRatesCode | FM1/Roof Window:Renew Ne 1.34X1.40M | FM1 - Roof Window:Renew Ne 1.34X1.40M, unit of measure NO | FM1-EJ072705 | Y | Y | Y | Y | Y
M3NHFScheduleOfRatesCode | FM1/Roof Window:Redress Flashings | FM1 - Roof Window:Redress Flashings, unit of measure NO | FM1-EJ072801 | Y | Y | Y | Y | Y
M3NHFScheduleOfRatesCode | FM1/Roof Window:Overhaul Opening Gear | FM1 - Roof Window:Overhaul Opening Gear, unit of measure NO | FM1-EJ072803 | Y | Y | Y | Y | Y
M3NHFScheduleOfRatesCode | FM1/Roof Window:Renew Control Cords | FM1 - Roof Window:Renew Control Cords, unit of measure NO | FM1-EJ072805 | Y | Y | Y | Y | Y
M3NHFScheduleOfRatesCode | FM1/Roof Window:Overhaul | FM1 - Roof Window:Overhaul, unit of measure NO | FM1-EJ072806 | Y
M3NHFScheduleOfRatesCode | FM1/Vent:Pm Treated Sw Fixed Louvre Vent Unit Ne 1Sm | FM1 - Vent:Pm Treated Sw Fixed Louvre Vent Unit Ne 1Sm, unit of measure IT | FM1-EJ072901 | Y | Y | Y | Y | Y
M3NHFScheduleOfRatesCode | FM1/Vent:Pm Treated Sw Fixed Louvre Vent Unit Over 1Sm | FM1 - Vent:Pm Treated Sw Fixed Louvre Vent Unit Over 1Sm, unit of measure SM | FM1-EJ072903 | Y | Y | Y | Y | Y
M3NHFScheduleOfRatesCode | FM1/Vent:Pm Pcg Steel Fixed Louvre Vent Unit Ne 1Sm | FM1 - Vent:Pm Pcg Steel Fixed Louvre Vent Unit Ne 1Sm, unit of measure IT | FM1-EJ073001 | Y | Y | Y | Y | Y
M3NHFScheduleOfRatesCode | FM1/Vent:Pm Pcg Steel Fixed Louvre Vent Unit Over 1Sm | FM1 - Vent:Pm Pcg Steel Fixed Louvre Vent Unit Over 1Sm, unit of measure SM | FM1-EJ073003 | Y | Y | Y | Y | Y
M3NHFScheduleOfRatesCode | FM1/Vent:Pm Pc Aluminium Fixed Louvre Vent Unit Ne 1Sm | FM1 - Vent:Pm Pc Aluminium Fixed Louvre Vent Unit Ne 1Sm, unit of measure IT | FM1-EJ073101 | Y | Y | Y | Y | Y
M3NHFScheduleOfRatesCode | FM1/Vent:Pm Pc Aluminium Fixed Louvre Vent Unit Ex 1Sm | FM1 - Vent:Pm Pc Aluminium Fixed Louvre Vent Unit Ex 1Sm, unit of measure SM | FM1-EJ073103 | Y | Y | Y | Y | Y
M3NHFScheduleOfRatesCode | FM1/Curtain Walling:Renew Glazed Fixed | FM1 - Curtain Walling:Renew Glazed Fixed, unit of measure SM | FM1-EJ073201 | Y | Y | Y | Y | Y
M3NHFScheduleOfRatesCode | FM1/Curtain Walling:Renew Glazed Opening | FM1 - Curtain Walling:Renew Glazed Opening, unit of measure SM | FM1-EJ073203 | Y | Y | Y | Y | Y
M3NHFScheduleOfRatesCode | FM1/Window:Renew Prefinished Pivot Sash Double Glazed | FM1 - Window:Renew Prefinished Pivot Sash Double Glazed, unit of measure SM | FM1-EJ073401 | Y
M3NHFScheduleOfRatesCode | FM1/Window:Renew Prefinished Softwood Casement 1 Light | FM1 - Window:Renew Prefinished Softwood Casement 1 Light, unit of measure SM | FM1-EJ073403 | Y
M3NHFScheduleOfRatesCode | FM1/Window:Renew Prefinished Softwood Casement 2 Light | FM1 - Window:Renew Prefinished Softwood Casement 2 Light, unit of measure SM | FM1-EJ073405 | Y
M3NHFScheduleOfRatesCode | FM1/Window:Renew Prefinished Softwood Casement 3 Light | FM1 - Window:Renew Prefinished Softwood Casement 3 Light, unit of measure SM | FM1-EJ073407 | Y
M3NHFScheduleOfRatesCode | FM1/Window:Renew Prefinished Softwood Casement 4 Light | FM1 - Window:Renew Prefinished Softwood Casement 4 Light, unit of measure SM | FM1-EJ073409 | Y
M3NHFScheduleOfRatesCode | FM1/Window:Renew Prefinished Softwood Feature | FM1 - Window:Renew Prefinished Softwood Feature, unit of measure SM | FM1-EJ073411 | Y
M3NHFScheduleOfRatesCode | FM1/Window:Renew Prefinished Sw Casement Double Glazed | FM1 - Window:Renew Prefinished Sw Casement Double Glazed, unit of measure SM | FM1-EJ073413 | Y
M3NHFScheduleOfRatesCode | FM1/Window:Renew Ne 0.9X0.6M Hw Casement Double Glazed | FM1 - Window:Renew Ne 0.9X0.6M Hw Casement Double Glazed, unit of measure NO | FM1-EJ073414 | Y
M3NHFScheduleOfRatesCode | FM1/Window:Renew Fixed Prefinished Sash Double Glazed | FM1 - Window:Renew Fixed Prefinished Sash Double Glazed, unit of measure NO | FM1-EJ073415 | Y
M3NHFScheduleOfRatesCode | FM1/Door:Renew Hw Panelled Or Glazed Door | FM1 - Door:Renew Hw Panelled Or Glazed Door, unit of measure NO | FM1-EJ080101 | Y | Y | Y | Y | Y
M3NHFScheduleOfRatesCode | FM1/Door:Renew Hw Panelled Or Glazed Unequal Pair | FM1 - Door:Renew Hw Panelled Or Glazed Unequal Pair, unit of measure PR | FM1-EJ080103 | Y | Y | Y | Y | Y
M3NHFScheduleOfRatesCode | FM1/Door:Renew Hw Panelled Or Glazed Standard Pair | FM1 - Door:Renew Hw Panelled Or Glazed Standard Pair, unit of measure PR | FM1-EJ080105 | Y | Y | Y | Y | Y
M3NHFScheduleOfRatesCode | FM1/Door:Renew Pm Hw Panelled Or Glazed Door | FM1 - Door:Renew Pm Hw Panelled Or Glazed Door, unit of measure NO | FM1-EJ080201 | Y | Y | Y | Y | Y
M3NHFScheduleOfRatesCode | FM1/Door:Renew Pm Hw Panel Glazed Unequal Pair Ne3Sm | FM1 - Door:Renew Pm Hw Panel Glazed Unequal Pair Ne3Sm, unit of measure PR | FM1-EJ080203 | Y | Y | Y | Y | Y
M3NHFScheduleOfRatesCode | FM1/Door:Renew Pm Hw Panel Glazed Equal Pair Ne4Sm | FM1 - Door:Renew Pm Hw Panel Glazed Equal Pair Ne4Sm, unit of measure PR | FM1-EJ080205 | Y | Y | Y | Y | Y
M3NHFScheduleOfRatesCode | FM1/Door:Renew Pm Hw Panel Gl Unequal Pair Over 3Sm | FM1 - Door:Renew Pm Hw Panel Gl Unequal Pair Over 3Sm, unit of measure PR | FM1-EJ080207 | Y | Y | Y | Y | Y
M3NHFScheduleOfRatesCode | FM1/Door:Renew Pm Hw Panel Glazed Equal Pair Over 4Sm | FM1 - Door:Renew Pm Hw Panel Glazed Equal Pair Over 4Sm, unit of measure PR | FM1-EJ080209 | Y | Y | Y | Y | Y
M3NHFScheduleOfRatesCode | FM1/Door:Renew Pm Hw Panel Gl Unequ Pair Over 50Mm 3Sm | FM1 - Door:Renew Pm Hw Panel Gl Unequ Pair Over 50Mm 3Sm, unit of measure PR | FM1-EJ080211 | Y | Y | Y | Y | Y
M3NHFScheduleOfRatesCode | FM1/Door:Renew Pm Hw Panel Gl Equal Pair Over 50Mm 4Sm | FM1 - Door:Renew Pm Hw Panel Gl Equal Pair Over 50Mm 4Sm, unit of measure PR | FM1-EJ080213 | Y | Y | Y | Y | Y
M3NHFScheduleOfRatesCode | FM1/Door:Renew Pm Hw Framed Glazed Door | FM1 - Door:Renew Pm Hw Framed Glazed Door, unit of measure NO | FM1-EJ080301 | Y | Y | Y | Y | Y
M3NHFScheduleOfRatesCode | FM1/Door:Renew Pm Hw Framed Glazed Unequal Pair Ne 3Sm | FM1 - Door:Renew Pm Hw Framed Glazed Unequal Pair Ne 3Sm, unit of measure PR | FM1-EJ080303 | Y | Y | Y | Y | Y
M3NHFScheduleOfRatesCode | FM1/Door:Renew Pm Hw Framed Glazed Equal Pair Ne 4Sm | FM1 - Door:Renew Pm Hw Framed Glazed Equal Pair Ne 4Sm, unit of measure PR | FM1-EJ080305 | Y | Y | Y | Y | Y
M3NHFScheduleOfRatesCode | FM1/Door:Renew Pm Hw Framed Gl Unequal Pair Over 3Sm | FM1 - Door:Renew Pm Hw Framed Gl Unequal Pair Over 3Sm, unit of measure PR | FM1-EJ080307 | Y | Y | Y | Y | Y
M3NHFScheduleOfRatesCode | FM1/Door:Renew Pm Hw Framed Glazed Equal Pair Over 4Sm | FM1 - Door:Renew Pm Hw Framed Glazed Equal Pair Over 4Sm, unit of measure PR | FM1-EJ080309 | Y | Y | Y | Y | Y
M3NHFScheduleOfRatesCode | FM1/Door:Renew Pm Hw Framed Gl Door -Fxd Scrn Ne 4Sm | FM1 - Door:Renew Pm Hw Framed Gl Door -Fxd Scrn Ne 4Sm, unit of measure PR | FM1-EJ080311 | Y | Y | Y | Y | Y
M3NHFScheduleOfRatesCode | FM1/Door:Renew Pm Hw Framed Gl Door -Fxd Scrn Over 4Sm | FM1 - Door:Renew Pm Hw Framed Gl Door -Fxd Scrn Over 4Sm, unit of measure PR | FM1-EJ080313 | Y | Y | Y | Y | Y
M3NHFScheduleOfRatesCode | FM1/Door:Renew Sw Panelled Or Glazed Door | FM1 - Door:Renew Sw Panelled Or Glazed Door, unit of measure NO | FM1-EJ080401 | Y | Y | Y | Y | Y
M3NHFScheduleOfRatesCode | FM1/Door:Renew Sw Panelled Or Glazed Unequal Pair | FM1 - Door:Renew Sw Panelled Or Glazed Unequal Pair, unit of measure PR | FM1-EJ080403 | Y | Y | Y | Y | Y
M3NHFScheduleOfRatesCode | FM1/Door:Renew Sw Panelled Or Glazed Equal Pair | FM1 - Door:Renew Sw Panelled Or Glazed Equal Pair, unit of measure PR | FM1-EJ080405 | Y | Y | Y | Y | Y
M3NHFScheduleOfRatesCode | FM1/Door:Renew Pm Sw Panelled Or Glazed Door | FM1 - Door:Renew Pm Sw Panelled Or Glazed Door, unit of measure NO | FM1-EJ080501 | Y | Y | Y | Y | Y
M3NHFScheduleOfRatesCode | FM1/Door:Renew Pm Sw Panelled Or Glazed Unequal Pair | FM1 - Door:Renew Pm Sw Panelled Or Glazed Unequal Pair, unit of measure PR | FM1-EJ080503 | Y | Y | Y | Y | Y
M3NHFScheduleOfRatesCode | FM1/Door:Renew Pm Sw Panneled Or Glazed Equal Pair | FM1 - Door:Renew Pm Sw Panneled Or Glazed Equal Pair, unit of measure PR | FM1-EJ080505 | Y | Y | Y | Y | Y
M3NHFScheduleOfRatesCode | FM1/Door:Renew Pm Sw Louvre Door | FM1 - Door:Renew Pm Sw Louvre Door, unit of measure NO | FM1-EJ080601 | Y | Y | Y | Y | Y
M3NHFScheduleOfRatesCode | FM1/Door:Renew Pm Sw Louvre Unequal Pair Of Doors | FM1 - Door:Renew Pm Sw Louvre Unequal Pair Of Doors, unit of measure PR | FM1-EJ080603 | Y | Y | Y | Y | Y
M3NHFScheduleOfRatesCode | FM1/Door:Renew Pm Sw Louvre Equal Pair Of Doors | FM1 - Door:Renew Pm Sw Louvre Equal Pair Of Doors, unit of measure PR | FM1-EJ080605 | Y | Y | Y | Y | Y
M3NHFScheduleOfRatesCode | FM1/Door:High Performance Door | FM1 - Door:High Performance Door, unit of measure NO | FM1-EJ080701 | Y | Y | Y | Y | Y
M3NHFScheduleOfRatesCode | FM1/Door:Renew Flush Door T90 | FM1 - Door:Renew Flush Door T90, unit of measure NO | FM1-EJ080801 | Y | Y | Y | Y | Y
M3NHFScheduleOfRatesCode | FM1/Door:Renew Flush Door T120 | FM1 - Door:Renew Flush Door T120, unit of measure NO | FM1-EJ080803 | Y | Y | Y | Y | Y
M3NHFScheduleOfRatesCode | FM1/Door:Renew 1/2Hr Flush Communal Door | FM1 - Door:Renew 1/2Hr Flush Communal Door, unit of measure NO | FM1-EJ080805 | Y | Y | Y | Y | Y
M3NHFScheduleOfRatesCode | FM1/Door:Renew 1Hr Flush Communal Door | FM1 - Door:Renew 1Hr Flush Communal Door, unit of measure NO | FM1-EJ080807 | Y | Y | Y | Y | Y
M3NHFScheduleOfRatesCode | FM1/Door:Renew L And B Door | FM1 - Door:Renew L And B Door, unit of measure NO | FM1-EJ080901 | Y | Y | Y | Y | Y
M3NHFScheduleOfRatesCode | FM1/Door:Renew Pair L And B Doors | FM1 - Door:Renew Pair L And B Doors, unit of measure NO | FM1-EJ080903 | Y | Y | Y | Y | Y
M3NHFScheduleOfRatesCode | FM1/Door:Renew Fl And B Door | FM1 - Door:Renew Fl And B Door, unit of measure NO | FM1-EJ080905 | Y | Y | Y | Y | Y
M3NHFScheduleOfRatesCode | FM1/Door:Renew Pair Framed L And B Doors | FM1 - Door:Renew Pair Framed L And B Doors, unit of measure NO | FM1-EJ080907 | Y | Y | Y | Y | Y
M3NHFScheduleOfRatesCode | FM1/Door:Ease/Adjust Including Remove | FM1 - Door:Ease/Adjust Including Remove, unit of measure NO | FM1-EJ080909 | Y | Y | Y | Y | Y
M3NHFScheduleOfRatesCode | FM1/Doorset:Renew Pvcu Panelled Glazed Door And Frame | FM1 - Doorset:Renew Pvcu Panelled Glazed Door And Frame, unit of measure NO | FM1-EJ081001 | Y | Y | Y | Y | Y
M3NHFScheduleOfRatesCode | FM1/Doorset:Renew Pvcu 2 Panel Door And Frame | FM1 - Doorset:Renew Pvcu 2 Panel Door And Frame, unit of measure NO | FM1-EJ081003 | Y | Y | Y | Y | Y
M3NHFScheduleOfRatesCode | FM1/Door:Renew Pvcu Panelled Glazed Door | FM1 - Door:Renew Pvcu Panelled Glazed Door, unit of measure NO | FM1-EJ081005 | Y | Y | Y | Y | Y
M3NHFScheduleOfRatesCode | FM1/Door:Renew Pvcu 2 Panel Door | FM1 - Door:Renew Pvcu 2 Panel Door, unit of measure NO | FM1-EJ081007 | Y | Y | Y | Y | Y
M3NHFScheduleOfRatesCode | FM1/Door:Renew Pvcu Tilt And Turn French Door | FM1 - Door:Renew Pvcu Tilt And Turn French Door, unit of measure IT | FM1-EJ081009 | Y | Y | Y | Y | Y
M3NHFScheduleOfRatesCode | FM1/Door:Refix Plywood Panel | FM1 - Door:Refix Plywood Panel, unit of measure SM | FM1-EJ081010 | Y
M3NHFScheduleOfRatesCode | FM1/Doorset:Renew Hw Panelled Or Glazed Back Door | FM1 - Doorset:Renew Hw Panelled Or Glazed Back Door, unit of measure NO | FM1-EJ081051 | Y
M3NHFScheduleOfRatesCode | FM1/Doorset:Renew Hw Panelled Or Glazed Front Door | FM1 - Doorset:Renew Hw Panelled Or Glazed Front Door, unit of measure NO | FM1-EJ081053 | Y
M3NHFScheduleOfRatesCode | FM1/Doorset:High Performance Composite Lbs | FM1 - Doorset:High Performance Composite Lbs, unit of measure NO | FM1-EJ081055 | Y
M3NHFScheduleOfRatesCode | FM1/Doorset:Fd30S Doorset | FM1 - Doorset:Fd30S Doorset, unit of measure NO | FM1-EJ081057 | Y
M3NHFScheduleOfRatesCode | FM1/Doorset:Fd30S Doorset Fanlight Ne 0.50Sm | FM1 - Doorset:Fd30S Doorset Fanlight Ne 0.50Sm, unit of measure NO | FM1-EJ081059 | Y
M3NHFScheduleOfRatesCode | FM1/Doorset:Fd30S Doorset Fanlight Ne1.00Sm | FM1 - Doorset:Fd30S Doorset Fanlight Ne1.00Sm, unit of measure NO | FM1-EJ081061 | Y
M3NHFScheduleOfRatesCode | FM1/Doorset:Fd30S Doorset Sidelight Ne 1.00Sm | FM1 - Doorset:Fd30S Doorset Sidelight Ne 1.00Sm, unit of measure NO | FM1-EJ081063 | Y
M3NHFScheduleOfRatesCode | FM1/Doorset:Fd30S Doorset Sidelight Over 1.00Sm | FM1 - Doorset:Fd30S Doorset Sidelight Over 1.00Sm, unit of measure NO | FM1-EJ081065 | Y
M3NHFScheduleOfRatesCode | FM1/Doorset:Fd30S Doorset Fanlight Sidelight Ne 1Sm | FM1 - Doorset:Fd30S Doorset Fanlight Sidelight Ne 1Sm, unit of measure NO | FM1-EJ081067 | Y
M3NHFScheduleOfRatesCode | FM1/Doorset:Fd30S Doorset Fanlight Sidelight Over 1Sm | FM1 - Doorset:Fd30S Doorset Fanlight Sidelight Over 1Sm, unit of measure NO | FM1-EJ081069 | Y
M3NHFScheduleOfRatesCode | FM1/Door:Renew Flush External | FM1 - Door:Renew Flush External, unit of measure NO | FM1-EJ081071 | Y
M3NHFScheduleOfRatesCode | FM1/Door:Renew Flush Glazed External | FM1 - Door:Renew Flush Glazed External, unit of measure NO | FM1-EJ081073 | Y
M3NHFScheduleOfRatesCode | FM1/Door:High Performance Pvcu Door | FM1 - Door:High Performance Pvcu Door, unit of measure NO | FM1-EJ081101 | Y | Y | Y | Y | Y
M3NHFScheduleOfRatesCode | FM1/Door:Plastic Coated Timber Door | FM1 - Door:Plastic Coated Timber Door, unit of measure NO | FM1-EJ081201 | Y | Y | Y | Y | Y
M3NHFScheduleOfRatesCode | FM1/Door:Ease And Adjust Including Remove | FM1 - Door:Ease And Adjust Including Remove, unit of measure NO | FM1-EJ081301 | Y | Y | Y | Y | Y
M3NHFScheduleOfRatesCode | FM1/Door:Overhaul External Complete | FM1 - Door:Overhaul External Complete, unit of measure NO | FM1-EJ081303 | Y | Y | Y | Y | Y
M3NHFScheduleOfRatesCode | FM1/Door:Overhaul External Complete Fanlight | FM1 - Door:Overhaul External Complete Fanlight, unit of measure NO | FM1-EJ081305 | Y | Y | Y | Y | Y
M3NHFScheduleOfRatesCode | FM1/Door:Renew Any Butt Hinge To Pvcu/Composite | FM1 - Door:Renew Any Butt Hinge To Pvcu/Composite, unit of measure NO | FM1-EJ081401 | Y | Y | Y | Y | Y
M3NHFScheduleOfRatesCode | FM1/Door:Overhaul Multipoint Lock To Pvcu/Composite | FM1 - Door:Overhaul Multipoint Lock To Pvcu/Composite, unit of measure IT | FM1-EJ081403 | Y | Y | Y | Y | Y
M3NHFScheduleOfRatesCode | FM1/Door:Adjust Lock To Pvcu/Composite | FM1 - Door:Adjust Lock To Pvcu/Composite, unit of measure NO | FM1-EJ081405 | Y | Y | Y | Y | Y
M3NHFScheduleOfRatesCode | FM1/Door:Renew Multipoint Lock To Pvcu/Composite | FM1 - Door:Renew Multipoint Lock To Pvcu/Composite, unit of measure NO | FM1-EJ081407 | Y | Y | Y | Y | Y
M3NHFScheduleOfRatesCode | FM1/Door:Renew Handles To Pvcu/Composite | FM1 - Door:Renew Handles To Pvcu/Composite, unit of measure NO | FM1-EJ081409 | Y | Y | Y | Y | Y
M3NHFScheduleOfRatesCode | FM1/Door:Overhaul Pvcu/Composite | FM1 - Door:Overhaul Pvcu/Composite, unit of measure NO | FM1-EJ081411 | Y | Y | Y | Y | Y
M3NHFScheduleOfRatesCode | FM1/Door:Renew Letterplate To Pvcu/Composite | FM1 - Door:Renew Letterplate To Pvcu/Composite, unit of measure NO | FM1-EJ081413 | Y
M3NHFScheduleOfRatesCode | FM1/Door:Renew Draught-Proofing To Pvcu/Composite | FM1 - Door:Renew Draught-Proofing To Pvcu/Composite, unit of measure NO | FM1-EJ081415 | Y
M3NHFScheduleOfRatesCode | FM1/Door:Renew Door Closer To Pvcu/Composite | FM1 - Door:Renew Door Closer To Pvcu/Composite, unit of measure NO | FM1-EJ081417 | Y
M3NHFScheduleOfRatesCode | FM1/Door:Renew Threshold To Pvcu/Composite | FM1 - Door:Renew Threshold To Pvcu/Composite, unit of measure NO | FM1-EJ081419 | Y
M3NHFScheduleOfRatesCode | FM1/Door:Renew Glazed Steel Door | FM1 - Door:Renew Glazed Steel Door, unit of measure NO | FM1-EJ081501 | Y | Y | Y | Y | Y
M3NHFScheduleOfRatesCode | FM1/Door:Renew Polyester Powder Coated Glazed Steel | FM1 - Door:Renew Polyester Powder Coated Glazed Steel, unit of measure NO | FM1-EJ081503 | Y | Y | Y | Y | Y
M3NHFScheduleOfRatesCode | FM1/Door:Ease Oil And Adjust Steel | FM1 - Door:Ease Oil And Adjust Steel, unit of measure NO | FM1-EJ081505 | Y | Y | Y | Y | Y
M3NHFScheduleOfRatesCode | FM1/Door:Renew Lock To Steel | FM1 - Door:Renew Lock To Steel, unit of measure NO | FM1-EJ081507 | Y | Y | Y | Y | Y
M3NHFScheduleOfRatesCode | FM1/Door:Overhaul Metal | FM1 - Door:Overhaul Metal, unit of measure NO | FM1-EJ081509 | Y | Y | Y | Y | Y
M3NHFScheduleOfRatesCode | FM1/Door:Renew Glazed Aluminium Door | FM1 - Door:Renew Glazed Aluminium Door, unit of measure NO | FM1-EJ081601 | Y | Y | Y | Y | Y
M3NHFScheduleOfRatesCode | FM1/Patio Door:Renew Double Glazed Aluminium Door | FM1 - Patio Door:Renew Double Glazed Aluminium Door, unit of measure NO | FM1-EJ081603 | Y | Y | Y | Y | Y
M3NHFScheduleOfRatesCode | FM1/Door:Install Glazed Aluminium Patio Door | FM1 - Door:Install Glazed Aluminium Patio Door, unit of measure NO | FM1-EJ081605 | Y | Y | Y | Y | Y
M3NHFScheduleOfRatesCode | FM1/Door:Ease Oil And Adjust Aluminium | FM1 - Door:Ease Oil And Adjust Aluminium, unit of measure NO | FM1-EJ081607 | Y | Y | Y | Y | Y
M3NHFScheduleOfRatesCode | FM1/Door:Renew Lock To Aluminium | FM1 - Door:Renew Lock To Aluminium, unit of measure NO | FM1-EJ081609 | Y | Y | Y | Y | Y
M3NHFScheduleOfRatesCode | FM1/Door:Overhaul Aluminium | FM1 - Door:Overhaul Aluminium, unit of measure NO | FM1-EJ081611 | Y | Y | Y | Y | Y
M3NHFScheduleOfRatesCode | FM1/Door/Screen:Install Softwood Ne 1.25X2.4M | FM1 - Door/Screen:Install Softwood Ne 1.25X2.4M, unit of measure NO | FM1-EJ090101 | Y | Y | Y | Y | Y
M3NHFScheduleOfRatesCode | FM1/Door/Screen:Install Softwood Ne 1.6X2.4M | FM1 - Door/Screen:Install Softwood Ne 1.6X2.4M, unit of measure NO | FM1-EJ090103 | Y | Y | Y | Y | Y
M3NHFScheduleOfRatesCode | FM1/Door/Screen:Install Softwood Ne 2.1X2.4M | FM1 - Door/Screen:Install Softwood Ne 2.1X2.4M, unit of measure NO | FM1-EJ090105 | Y | Y | Y | Y | Y
M3NHFScheduleOfRatesCode | FM1/Door/Screen:Install Softwood Ne 2.7X2.4M | FM1 - Door/Screen:Install Softwood Ne 2.7X2.4M, unit of measure NO | FM1-EJ090107 | Y | Y | Y | Y | Y
M3NHFScheduleOfRatesCode | FM1/Door/Screen:Install Hardwood Ne 1.2X2.4M | FM1 - Door/Screen:Install Hardwood Ne 1.2X2.4M, unit of measure NO | FM1-EJ090201 | Y | Y | Y | Y | Y
M3NHFScheduleOfRatesCode | FM1/Door/Screen:Install Hardwood Ne 1.6X2.4M | FM1 - Door/Screen:Install Hardwood Ne 1.6X2.4M, unit of measure NO | FM1-EJ090203 | Y | Y | Y | Y | Y
M3NHFScheduleOfRatesCode | FM1/Door/Screen:Install Hardwood Ne 2.1X2.4M | FM1 - Door/Screen:Install Hardwood Ne 2.1X2.4M, unit of measure NO | FM1-EJ090205 | Y | Y | Y | Y | Y
M3NHFScheduleOfRatesCode | FM1/Door/Screen:Install Hardwood Ne 2.7X2.4M | FM1 - Door/Screen:Install Hardwood Ne 2.7X2.4M, unit of measure NO | FM1-EJ090207 | Y | Y | Y | Y | Y
M3NHFScheduleOfRatesCode | FM1/Door/Screen:Install Flush Ne 1.25X2.4M | FM1 - Door/Screen:Install Flush Ne 1.25X2.4M, unit of measure NO | FM1-EJ090301 | Y | Y | Y | Y | Y
M3NHFScheduleOfRatesCode | FM1/Door/Screen:Install Flush Ne 1.6X2.4M | FM1 - Door/Screen:Install Flush Ne 1.6X2.4M, unit of measure NO | FM1-EJ090303 | Y | Y | Y | Y | Y
M3NHFScheduleOfRatesCode | FM1/Door/Screen:Install Flush Ne 2.1X2.4M | FM1 - Door/Screen:Install Flush Ne 2.1X2.4M, unit of measure NO | FM1-EJ090305 | Y | Y | Y | Y | Y
M3NHFScheduleOfRatesCode | FM1/Door/Screen:Install Flush Ne 2.7X2.4M | FM1 - Door/Screen:Install Flush Ne 2.7X2.4M, unit of measure NO | FM1-EJ090307 | Y | Y | Y | Y | Y
M3NHFScheduleOfRatesCode | FM1/Door/Screen:Install Polyester Coated Ne 1.25X2.4M | FM1 - Door/Screen:Install Polyester Coated Ne 1.25X2.4M, unit of measure NO | FM1-EJ090401 | Y | Y | Y | Y | Y
M3NHFScheduleOfRatesCode | FM1/Door/Screen:Install Polyester Coated Ne 1.60X2.4M | FM1 - Door/Screen:Install Polyester Coated Ne 1.60X2.4M, unit of measure NO | FM1-EJ090403 | Y | Y | Y | Y | Y
M3NHFScheduleOfRatesCode | FM1/Door/Screen:Install Polyester Coated Ne 2.10X2.4M | FM1 - Door/Screen:Install Polyester Coated Ne 2.10X2.4M, unit of measure NO | FM1-EJ090405 | Y | Y | Y | Y | Y
M3NHFScheduleOfRatesCode | FM1/Door/Screen:Install Polyester Coated Ne 2.70X2.4M | FM1 - Door/Screen:Install Polyester Coated Ne 2.70X2.4M, unit of measure NO | FM1-EJ090407 | Y | Y | Y | Y | Y
M3NHFScheduleOfRatesCode | FM1/Frame:Renew Softwood Ext Door Complete | FM1 - Frame:Renew Softwood Ext Door Complete, unit of measure NO | FM1-EJ100101 | Y | Y | Y | Y | Y
M3NHFScheduleOfRatesCode | FM1/Frame:Renew Softwood Ext Door With Cill Complete | FM1 - Frame:Renew Softwood Ext Door With Cill Complete, unit of measure NO | FM1-EJ100103 | Y | Y | Y | Y | Y
M3NHFScheduleOfRatesCode | FM1/Frame:Renew Softwood Ext Door Fanlight Complete | FM1 - Frame:Renew Softwood Ext Door Fanlight Complete, unit of measure NO | FM1-EJ100105 | Y | Y | Y | Y | Y
M3NHFScheduleOfRatesCode | FM1/Frame:Renew Softwood Ext Door Fanlight Cill | FM1 - Frame:Renew Softwood Ext Door Fanlight Cill, unit of measure NO | FM1-EJ100107 | Y | Y | Y | Y | Y
M3NHFScheduleOfRatesCode | FM1/Frame:Renew Pair Softwood Ext Doors Complete | FM1 - Frame:Renew Pair Softwood Ext Doors Complete, unit of measure NO | FM1-EJ100109 | Y | Y | Y | Y | Y
M3NHFScheduleOfRatesCode | FM1/Frame:Renew Pair Softwood Ext Doors Cill Complete | FM1 - Frame:Renew Pair Softwood Ext Doors Cill Complete, unit of measure NO | FM1-EJ100111 | Y | Y | Y | Y | Y
M3NHFScheduleOfRatesCode | FM1/Frame:Renew Pair Softwood Ext Doors With Fanlight | FM1 - Frame:Renew Pair Softwood Ext Doors With Fanlight, unit of measure NO | FM1-EJ100113 | Y | Y | Y | Y | Y
M3NHFScheduleOfRatesCode | FM1/Frame:Renew Pair Softwood Ext Doors Fanlight Cill | FM1 - Frame:Renew Pair Softwood Ext Doors Fanlight Cill, unit of measure NO | FM1-EJ100115 | Y | Y | Y | Y | Y
M3NHFScheduleOfRatesCode | FM1/Frame:Renew Hardwood Ext Door Complete | FM1 - Frame:Renew Hardwood Ext Door Complete, unit of measure NO | FM1-EJ100201 | Y | Y | Y | Y | Y
M3NHFScheduleOfRatesCode | FM1/Frame:Renew Hardwood Ext Door With Cill Complete | FM1 - Frame:Renew Hardwood Ext Door With Cill Complete, unit of measure NO | FM1-EJ100203 | Y | Y | Y | Y | Y
M3NHFScheduleOfRatesCode | FM1/Frame:Renew Hardwood Ext Door Fanlight Complete | FM1 - Frame:Renew Hardwood Ext Door Fanlight Complete, unit of measure NO | FM1-EJ100205 | Y | Y | Y | Y | Y
M3NHFScheduleOfRatesCode | FM1/Frame:Renew Hardwood Ext Door Fanlight Cill | FM1 - Frame:Renew Hardwood Ext Door Fanlight Cill, unit of measure NO | FM1-EJ100207 | Y | Y | Y | Y | Y
M3NHFScheduleOfRatesCode | FM1/Frame:Renew External Door Steel | FM1 - Frame:Renew External Door Steel, unit of measure NO | FM1-EJ100301 | Y | Y | Y | Y | Y
M3NHFScheduleOfRatesCode | FM1/Frame:Renew External Door Steel - Pair | FM1 - Frame:Renew External Door Steel - Pair, unit of measure NO | FM1-EJ100303 | Y | Y | Y | Y | Y
M3NHFScheduleOfRatesCode | FM1/Frame:Renew External Pp Aluminium Door Frame | FM1 - Frame:Renew External Pp Aluminium Door Frame, unit of measure NO | FM1-EJ100305 | Y | Y | Y | Y | Y
M3NHFScheduleOfRatesCode | FM1/Frame:Renew External Pp Aluminium Door Sidelight | FM1 - Frame:Renew External Pp Aluminium Door Sidelight, unit of measure NO | FM1-EJ100307 | Y | Y | Y | Y | Y
M3NHFScheduleOfRatesCode | FM1/Frame:Renew External Proprietary | FM1 - Frame:Renew External Proprietary, unit of measure NO | FM1-EJ100401 | Y | Y | Y | Y | Y
M3NHFScheduleOfRatesCode | FM1/Frame:Renew Proprietary Frame With Cill Complete | FM1 - Frame:Renew Proprietary Frame With Cill Complete, unit of measure NO | FM1-EJ100403 | Y | Y | Y | Y | Y
M3NHFScheduleOfRatesCode | FM1/Frame:Renew Proprietary Fanlight Complete | FM1 - Frame:Renew Proprietary Fanlight Complete, unit of measure NO | FM1-EJ100405 | Y | Y | Y | Y | Y
M3NHFScheduleOfRatesCode | FM1/Frame:Renew Proprietary Fanlight Cill | FM1 - Frame:Renew Proprietary Fanlight Cill, unit of measure NO | FM1-EJ100407 | Y | Y | Y | Y | Y
M3NHFScheduleOfRatesCode | FM1/Waterbar:Renew | FM1 - Waterbar:Renew, unit of measure NO | FM1-EJ100501 | Y | Y | Y | Y | Y
M3NHFScheduleOfRatesCode | FM1/Waterbar:Refix Waterbar | FM1 - Waterbar:Refix Waterbar, unit of measure NO | FM1-EJ100503 | Y | Y | Y | Y | Y
M3NHFScheduleOfRatesCode | FM1/Weatherstrip:Fix Aa To Door And Frame | FM1 - Weatherstrip:Fix Aa To Door And Frame, unit of measure NO | FM1-EJ100601 | Y | Y | Y | Y | Y
M3NHFScheduleOfRatesCode | FM1/Weatherstrip:Renew Rebated To Door | FM1 - Weatherstrip:Renew Rebated To Door, unit of measure NO | FM1-EJ100603 | Y | Y | Y | Y | Y
M3NHFScheduleOfRatesCode | FM1/Cill:Renew Or Supply And Fix Proprietary Cill | FM1 - Cill:Renew Or Supply And Fix Proprietary Cill, unit of measure NO | FM1-EJ100605 | Y | Y | Y | Y | Y
M3NHFScheduleOfRatesCode | FM1/Draughtproof:Renew Foam Strip | FM1 - Draughtproof:Renew Foam Strip, unit of measure LM | FM1-EJ100607 | Y | Y | Y | Y | Y
M3NHFScheduleOfRatesCode | FM1/Draughtproof:Renew Plastic Brush Type | FM1 - Draughtproof:Renew Plastic Brush Type, unit of measure LM | FM1-EJ100609 | Y | Y | Y | Y | Y
M3NHFScheduleOfRatesCode | FM1/Frame:Refix Loose External Frame | FM1 - Frame:Refix Loose External Frame, unit of measure NO | FM1-EJ100701 | Y | Y | Y | Y | Y
M3NHFScheduleOfRatesCode | FM1/Frame:Rake Out And Repoint External Sealant | FM1 - Frame:Rake Out And Repoint External Sealant, unit of measure LM | FM1-EJ100703 | Y | Y | Y | Y | Y
M3NHFScheduleOfRatesCode | FM1/Frame:Renew Hardwood Cill | FM1 - Frame:Renew Hardwood Cill, unit of measure NO | FM1-EJ100705 | Y | Y | Y | Y | Y
M3NHFScheduleOfRatesCode | FM1/Frame:Renew Closing External Hardwood Jamb | FM1 - Frame:Renew Closing External Hardwood Jamb, unit of measure NO | FM1-EJ100707 | Y
M3NHFScheduleOfRatesCode | FM1/Frame:Renew Hanging External Hardwood Jamb | FM1 - Frame:Renew Hanging External Hardwood Jamb, unit of measure NO | FM1-EJ100709 | Y
M3NHFScheduleOfRatesCode | FM1/Doors:Renew Pair L And B To Garage | FM1 - Doors:Renew Pair L And B To Garage, unit of measure IT | FM1-EJ110101 | Y | Y | Y | Y | Y
M3NHFScheduleOfRatesCode | FM1/Door:Overhaul Pair Garage | FM1 - Door:Overhaul Pair Garage, unit of measure NO | FM1-EJ110103 | Y | Y | Y | Y | Y
M3NHFScheduleOfRatesCode | FM1/Door:Renew Single Leaf L And B To Garage | FM1 - Door:Renew Single Leaf L And B To Garage, unit of measure IT | FM1-EJ110105 | Y
M3NHFScheduleOfRatesCode | FM1/Garage Frame:Renew Complete | FM1 - Garage Frame:Renew Complete, unit of measure IT | FM1-EJ110201 | Y | Y | Y | Y | Y
M3NHFScheduleOfRatesCode | FM1/Garage Frame:Renew 25X75Mm Fillet | FM1 - Garage Frame:Renew 25X75Mm Fillet, unit of measure LM | FM1-EJ110203 | Y | Y | Y | Y | Y
M3NHFScheduleOfRatesCode | FM1/Garage Door:Renew Metal Up And Over | FM1 - Garage Door:Renew Metal Up And Over, unit of measure IT | FM1-EJ110301 | Y | Y | Y | Y | Y
M3NHFScheduleOfRatesCode | FM1/Garage Door:Renew Metal Up And Over And Frame | FM1 - Garage Door:Renew Metal Up And Over And Frame, unit of measure IT | FM1-EJ110302 | Y
M3NHFScheduleOfRatesCode | FM1/Garage Door:Remove And Refix Up And Over | FM1 - Garage Door:Remove And Refix Up And Over, unit of measure IT | FM1-EJ110401 | Y | Y | Y | Y | Y
M3NHFScheduleOfRatesCode | FM1/Garage Door:Ease And Adjust Up And Over | FM1 - Garage Door:Ease And Adjust Up And Over, unit of measure IT | FM1-EJ110402 | Y
M3NHFScheduleOfRatesCode | FM1/Garage Door:Repair Up And Over Metal | FM1 - Garage Door:Repair Up And Over Metal, unit of measure IT | FM1-EJ110403 | Y | Y | Y | Y | Y
M3NHFScheduleOfRatesCode | FM1/Canopy:Renew Single Flat Grp | FM1 - Canopy:Renew Single Flat Grp, unit of measure NO | FM1-EJ120101 | Y | Y | Y | Y | Y
M3NHFScheduleOfRatesCode | FM1/Canopy:Renew Double Flat Grp | FM1 - Canopy:Renew Double Flat Grp, unit of measure NO | FM1-EJ120103 | Y | Y | Y | Y | Y
M3NHFScheduleOfRatesCode | FM1/Canopy:Renew Single Pitch Grp | FM1 - Canopy:Renew Single Pitch Grp, unit of measure NO | FM1-EJ120105 | Y | Y | Y | Y | Y
M3NHFScheduleOfRatesCode | FM1/Canopy:Renew Double Pitch Grp | FM1 - Canopy:Renew Double Pitch Grp, unit of measure NO | FM1-EJ120107 | Y | Y | Y | Y | Y
M3NHFScheduleOfRatesCode | FM1/Canopy:Renew In Timber | FM1 - Canopy:Renew In Timber, unit of measure SM | FM1-EJ120201 | Y | Y | Y | Y | Y
M3NHFScheduleOfRatesCode | FM1/Canopy:Renew Any Exposed Structural Timber Members | FM1 - Canopy:Renew Any Exposed Structural Timber Members, unit of measure IT | FM1-EJ120203 | Y
M3NHFScheduleOfRatesCode | FM1/Canopy:Renew Any Hidden Structural Timber Member | FM1 - Canopy:Renew Any Hidden Structural Timber Member, unit of measure IT | FM1-EJ120205 | Y
M3NHFScheduleOfRatesCode | FM1/Dwelling:Gain Access - 1 Door - 1 Lock | FM1 - Dwelling:Gain Access - 1 Door - 1 Lock, unit of measure IT | FM1-EJ130101 | Y | Y | Y | Y | Y
M3NHFScheduleOfRatesCode | FM1/Garage:Gain Access | FM1 - Garage:Gain Access, unit of measure NO | FM1-EJ130103 | Y | Y | Y | Y | Y
M3NHFScheduleOfRatesCode | FM1/Opening:Board Up With 12Mm Sterling Or Plywood | FM1 - Opening:Board Up With 12Mm Sterling Or Plywood, unit of measure NO | FM1-EJ130201 | Y | Y | Y | Y | Y
M3NHFScheduleOfRatesCode | FM1/Opening:Remove Boarding To Openings | FM1 - Opening:Remove Boarding To Openings, unit of measure NO | FM1-EJ130203 | Y | Y | Y | Y | Y
M3NHFScheduleOfRatesCode | FM1/Opening:Nail Up Window Or Door | FM1 - Opening:Nail Up Window Or Door, unit of measure NO | FM1-EJ130205 | Y | Y | Y | Y | Y
M3NHFScheduleOfRatesCode | FM1/Opening:Remove Nails From Opening | FM1 - Opening:Remove Nails From Opening, unit of measure NO | FM1-EJ130207 | Y | Y | Y | Y | Y
M3NHFScheduleOfRatesCode | FM1/Openings:Security Extra Window First Week | FM1 - Openings:Security Extra Window First Week, unit of measure NO | FM1-EJ130301 | Y | Y | Y | Y | Y
M3NHFScheduleOfRatesCode | FM1/Openings:Security Extra Window Additional Hire | FM1 - Openings:Security Extra Window Additional Hire, unit of measure NO | FM1-EJ130303 | Y | Y | Y | Y | Y
M3NHFScheduleOfRatesCode | FM1/Openings:Security Extra Door First Week | FM1 - Openings:Security Extra Door First Week, unit of measure NO | FM1-EJ130305 | Y | Y | Y | Y | Y
M3NHFScheduleOfRatesCode | FM1/Openings:Security Extra Door Additional Hire | FM1 - Openings:Security Extra Door Additional Hire, unit of measure NO | FM1-EJ130307 | Y | Y | Y | Y | Y
M3NHFScheduleOfRatesCode | FM1/Client Inspection:External Joinery | FM1 - Client Inspection:External Joinery, unit of measure IT | FM1-EJ140101 | Y | Y | Y | Y | Y
M3NHFScheduleOfRatesCode | FM1/Kerb:Renew 127X254Mm Pcc Kerb | FM1 - Kerb:Renew 127X254Mm Pcc Kerb, unit of measure LM | FM1-EX010101 | Y | Y | Y | Y | Y
M3NHFScheduleOfRatesCode | FM1/Kerb:Lay New 127X254Mm Pcc Kerb | FM1 - Kerb:Lay New 127X254Mm Pcc Kerb, unit of measure LM | FM1-EX010103 | Y | Y | Y | Y | Y
M3NHFScheduleOfRatesCode | FM1/Kerb:Rebed Any Type Of Pcc Kerb | FM1 - Kerb:Rebed Any Type Of Pcc Kerb, unit of measure LM | FM1-EX010105 | Y | Y | Y | Y | Y
M3NHFScheduleOfRatesCode | FM1/Channel:Renew Ne 250X125Mm | FM1 - Channel:Renew Ne 250X125Mm, unit of measure LM | FM1-EX010201 | Y | Y | Y | Y | Y
M3NHFScheduleOfRatesCode | FM1/Channel:Rebed Ne 250X125Mm | FM1 - Channel:Rebed Ne 250X125Mm, unit of measure LM | FM1-EX010203 | Y | Y | Y | Y | Y
M3NHFScheduleOfRatesCode | FM1/Edging:Lay 50X152Mm Pcc Edging | FM1 - Edging:Lay 50X152Mm Pcc Edging, unit of measure LM | FM1-EX010301 | Y | Y | Y | Y | Y
M3NHFScheduleOfRatesCode | FM1/Edging:Renew 50X152Mm Pcc Edging | FM1 - Edging:Renew 50X152Mm Pcc Edging, unit of measure LM | FM1-EX010303 | Y | Y | Y | Y | Y
M3NHFScheduleOfRatesCode | FM1/Edging:Rebed Straight And Curved Pcc Edging | FM1 - Edging:Rebed Straight And Curved Pcc Edging, unit of measure LM | FM1-EX010305 | Y | Y | Y | Y | Y
M3NHFScheduleOfRatesCode | FM1/Edging:Renew 25X150Mm Timber | FM1 - Edging:Renew 25X150Mm Timber, unit of measure LM | FM1-EX010307 | Y | Y | Y | Y | Y
M3NHFScheduleOfRatesCode | FM1/Path:Excavate Lay Ne 100Mm Concrete Bed | FM1 - Path:Excavate Lay Ne 100Mm Concrete Bed, unit of measure SM | FM1-EX020101 | Y | Y | Y | Y | Y
M3NHFScheduleOfRatesCode | FM1/Path:Renew Ne 100Mm Concrete Bed And Sub-Base | FM1 - Path:Renew Ne 100Mm Concrete Bed And Sub-Base, unit of measure SM | FM1-EX020103 | Y | Y | Y | Y | Y
M3NHFScheduleOfRatesCode | FM1/Finish:Extra/Non-Slip Finish | FM1 - Finish:Extra/Non-Slip Finish, unit of measure SM | FM1-EX020105 | Y | Y | Y | Y | Y
M3NHFScheduleOfRatesCode | FM1/Path/Base:Remove And Infill With Topsoil | FM1 - Path/Base:Remove And Infill With Topsoil, unit of measure SM | FM1-EX020107 | Y | Y | Y | Y | Y
M3NHFScheduleOfRatesCode | FM1/Hardstanding:Renew 100Mm Concrete Bed And Sub-Base | FM1 - Hardstanding:Renew 100Mm Concrete Bed And Sub-Base, unit of measure SM | FM1-EX020109 | Y | Y | Y | Y | Y
M3NHFScheduleOfRatesCode | FM1/Path/Base:Remove | FM1 - Path/Base:Remove, unit of measure SM | FM1-EX020111 | Y
M3NHFScheduleOfRatesCode | FM1/Path/Base:Remove And Infill With Gravel | FM1 - Path/Base:Remove And Infill With Gravel, unit of measure SM | FM1-EX020113 | Y
M3NHFScheduleOfRatesCode | FM1/Paving:Renew 70Mm Macadam And 75Mm Sub-Base | FM1 - Paving:Renew 70Mm Macadam And 75Mm Sub-Base, unit of measure SM | FM1-EX020201 | Y | Y | Y | Y | Y
M3NHFScheduleOfRatesCode | FM1/Paving:Renew 60Mm Macadam And 140Mm Sub-Base | FM1 - Paving:Renew 60Mm Macadam And 140Mm Sub-Base, unit of measure SM | FM1-EX020203 | Y | Y | Y | Y | Y
M3NHFScheduleOfRatesCode | FM1/Paving:Renew 60Mm Macadam Surfacing | FM1 - Paving:Renew 60Mm Macadam Surfacing, unit of measure SM | FM1-EX020205 | Y | Y | Y | Y | Y
M3NHFScheduleOfRatesCode | FM1/Macadam:Excavate And Lay 70Mm Paving | FM1 - Macadam:Excavate And Lay 70Mm Paving, unit of measure SM | FM1-EX020207 | Y | Y | Y | Y | Y
M3NHFScheduleOfRatesCode | FM1/Paving:Renew 90Mm Macadam Surfacing | FM1 - Paving:Renew 90Mm Macadam Surfacing, unit of measure SM | FM1-EX020209 | Y | Y | Y | Y | Y
M3NHFScheduleOfRatesCode | FM1/Macadam:Excavate And Lay 90Mm Paving | FM1 - Macadam:Excavate And Lay 90Mm Paving, unit of measure SM | FM1-EX020211 | Y | Y | Y | Y | Y
M3NHFScheduleOfRatesCode | FM1/Macadam:Repair Pot Hole Ne 50Mm Deep | FM1 - Macadam:Repair Pot Hole Ne 50Mm Deep, unit of measure IT | FM1-EX020213 | Y
M3NHFScheduleOfRatesCode | FM1/Macadam:Repair Pot Hole Ne 75Mm Deep | FM1 - Macadam:Repair Pot Hole Ne 75Mm Deep, unit of measure IT | FM1-EX020215 | Y
M3NHFScheduleOfRatesCode | FM1/Macadam:Repair Pot Hole Ne 100Mm Deep | FM1 - Macadam:Repair Pot Hole Ne 100Mm Deep, unit of measure IT | FM1-EX020217 | Y
M3NHFScheduleOfRatesCode | FM1/Line:Form Thermoplastic - 50Mm | FM1 - Line:Form Thermoplastic - 50Mm, unit of measure LM | FM1-EX020301 | Y | Y | Y | Y | Y
M3NHFScheduleOfRatesCode | FM1/Line:Form Thermoplastic - 100Mm | FM1 - Line:Form Thermoplastic - 100Mm, unit of measure LM | FM1-EX020303 | Y | Y | Y | Y | Y
M3NHFScheduleOfRatesCode | FM1/Line:Form Road Paint- 50Mm | FM1 - Line:Form Road Paint- 50Mm, unit of measure LM | FM1-EX020305 | Y | Y | Y | Y | Y
M3NHFScheduleOfRatesCode | FM1/Line:Form Road Paint- 100Mm | FM1 - Line:Form Road Paint- 100Mm, unit of measure LM | FM1-EX020307 | Y | Y | Y | Y | Y
M3NHFScheduleOfRatesCode | FM1/Line:Burn Off 50Mm Wide | FM1 - Line:Burn Off 50Mm Wide, unit of measure LM | FM1-EX020309 | Y | Y | Y | Y | Y
M3NHFScheduleOfRatesCode | FM1/Line:Burn Off 100Mm Wide | FM1 - Line:Burn Off 100Mm Wide, unit of measure LM | FM1-EX020311 | Y | Y | Y | Y | Y
M3NHFScheduleOfRatesCode | FM1/Word:Form In Thermoplastic -50Mm Lines-Per Letter | FM1 - Word:Form In Thermoplastic -50Mm Lines-Per Letter, unit of measure NO | FM1-EX020401 | Y | Y | Y | Y | Y
M3NHFScheduleOfRatesCode | FM1/Word:Form In Thermoplastic -100Mm Lines-Per Letter | FM1 - Word:Form In Thermoplastic -100Mm Lines-Per Letter, unit of measure NO | FM1-EX020403 | Y | Y | Y | Y | Y
M3NHFScheduleOfRatesCode | FM1/Arrow:Form In Thermoplastic - 50Mm | FM1 - Arrow:Form In Thermoplastic - 50Mm, unit of measure NO | FM1-EX020405 | Y | Y | Y | Y | Y
M3NHFScheduleOfRatesCode | FM1/Arrow:Form In Thermoplastic - 100Mm | FM1 - Arrow:Form In Thermoplastic - 100Mm, unit of measure NO | FM1-EX020407 | Y | Y | Y | Y | Y
M3NHFScheduleOfRatesCode | FM1/Symbol:Form Disabled In Thermoplastic | FM1 - Symbol:Form Disabled In Thermoplastic, unit of measure NO | FM1-EX020409 | Y | Y | Y | Y | Y
M3NHFScheduleOfRatesCode | FM1/Symbol:Form Mother And Child In Thermoplastic | FM1 - Symbol:Form Mother And Child In Thermoplastic, unit of measure NO | FM1-EX020411 | Y | Y | Y | Y | Y
M3NHFScheduleOfRatesCode | FM1/Flag:Excavate And Lay New Precast Concrete | FM1 - Flag:Excavate And Lay New Precast Concrete, unit of measure SM | FM1-EX020501 | Y | Y | Y | Y | Y
M3NHFScheduleOfRatesCode | FM1/Flag:Excavate And Lay New Precast Concrete - 63Mm | FM1 - Flag:Excavate And Lay New Precast Concrete - 63Mm, unit of measure SM | FM1-EX020503 | Y | Y | Y | Y | Y
M3NHFScheduleOfRatesCode | FM1/Flag:Lift And Rebed Single Pcc Paving | FM1 - Flag:Lift And Rebed Single Pcc Paving, unit of measure NO | FM1-EX020505 | Y | Y | Y | Y | Y
M3NHFScheduleOfRatesCode | FM1/Paving:Lift And Rebed Pcc Paving Flags | FM1 - Paving:Lift And Rebed Pcc Paving Flags, unit of measure SM | FM1-EX020507 | Y | Y | Y | Y | Y
M3NHFScheduleOfRatesCode | FM1/Paving:Renew Non Standard Pcc Paving Flags - 50Mm | FM1 - Paving:Renew Non Standard Pcc Paving Flags - 50Mm, unit of measure SM | FM1-EX020509 | Y | Y | Y | Y | Y
M3NHFScheduleOfRatesCode | FM1/Paving:Renew Non Standard Pcc Paving Flags - 63Mm | FM1 - Paving:Renew Non Standard Pcc Paving Flags - 63Mm, unit of measure SM | FM1-EX020511 | Y | Y | Y | Y | Y
M3NHFScheduleOfRatesCode | FM1/Flag:Renew Single Pcc Paving Flag - 50Mm | FM1 - Flag:Renew Single Pcc Paving Flag - 50Mm, unit of measure NO | FM1-EX020513 | Y | Y | Y | Y | Y
M3NHFScheduleOfRatesCode | FM1/Flag:Renew Single Pcc Paving Flag - 63Mm | FM1 - Flag:Renew Single Pcc Paving Flag - 63Mm, unit of measure NO | FM1-EX020515 | Y | Y | Y | Y | Y
M3NHFScheduleOfRatesCode | FM1/Paving:Renew Standard Pcc Paving Flags | FM1 - Paving:Renew Standard Pcc Paving Flags, unit of measure SM | FM1-EX020517 | Y | Y | Y | Y | Y
M3NHFScheduleOfRatesCode | FM1/Paving:Renew Standard Pcc Paving Flags - 63Mm | FM1 - Paving:Renew Standard Pcc Paving Flags - 63Mm, unit of measure SM | FM1-EX020519 | Y | Y | Y | Y | Y
M3NHFScheduleOfRatesCode | FM1/Paving:Regrout Pcc Paving Flags | FM1 - Paving:Regrout Pcc Paving Flags, unit of measure SM | FM1-EX020521 | Y | Y | Y | Y | Y
M3NHFScheduleOfRatesCode | FM1/Paving:Fillet Point Joint To Wall Flags | FM1 - Paving:Fillet Point Joint To Wall Flags, unit of measure LM | FM1-EX020523 | Y | Y | Y | Y | Y
M3NHFScheduleOfRatesCode | FM1/Flag:Excavate And Lay New Pcc Tactile - 50Mm | FM1 - Flag:Excavate And Lay New Pcc Tactile - 50Mm, unit of measure SM | FM1-EX020601 | Y | Y | Y | Y | Y
M3NHFScheduleOfRatesCode | FM1/Flag:Excavate And Lay New Pcc Tactile - 63Mm | FM1 - Flag:Excavate And Lay New Pcc Tactile - 63Mm, unit of measure SM | FM1-EX020603 | Y | Y | Y | Y | Y
M3NHFScheduleOfRatesCode | FM1/Flag:Excavate And Lay New Pcc Hazard Strip - 50Mm | FM1 - Flag:Excavate And Lay New Pcc Hazard Strip - 50Mm, unit of measure LM | FM1-EX020605 | Y | Y | Y | Y | Y
M3NHFScheduleOfRatesCode | FM1/Flag:Excavate And Lay New Pcc Hazard Strip - 63Mm | FM1 - Flag:Excavate And Lay New Pcc Hazard Strip - 63Mm, unit of measure LM | FM1-EX020607 | Y | Y | Y | Y | Y
M3NHFScheduleOfRatesCode | FM1/Flag:Renew Single 50Mm Pcc Corduroy Paving Flag | FM1 - Flag:Renew Single 50Mm Pcc Corduroy Paving Flag, unit of measure NO | FM1-EX020609 | Y | Y | Y | Y | Y
M3NHFScheduleOfRatesCode | FM1/Flag:Renew Single 50Mm Pcc Tactile Paving Flag | FM1 - Flag:Renew Single 50Mm Pcc Tactile Paving Flag, unit of measure NO | FM1-EX020611 | Y | Y | Y | Y | Y
M3NHFScheduleOfRatesCode | FM1/Flag:Renew Single 63Mm Pcc Corduroy Paving Flag | FM1 - Flag:Renew Single 63Mm Pcc Corduroy Paving Flag, unit of measure NO | FM1-EX020613 | Y | Y | Y | Y | Y
M3NHFScheduleOfRatesCode | FM1/Flag:Renew Single 63Mm Pcc Tactile Paving Flag | FM1 - Flag:Renew Single 63Mm Pcc Tactile Paving Flag, unit of measure NO | FM1-EX020615 | Y | Y | Y | Y | Y
M3NHFScheduleOfRatesCode | FM1/Paving:Renew Tactile Pcc Paving Flags - 50Mm | FM1 - Paving:Renew Tactile Pcc Paving Flags - 50Mm, unit of measure SM | FM1-EX020617 | Y | Y | Y | Y | Y
M3NHFScheduleOfRatesCode | FM1/Paving:Renew Tactile Pcc Paving Flags - 63Mm | FM1 - Paving:Renew Tactile Pcc Paving Flags - 63Mm, unit of measure SM | FM1-EX020619 | Y | Y | Y | Y | Y
M3NHFScheduleOfRatesCode | FM1/Paving:Renew Pcc Hazard Strip - 50Mm | FM1 - Paving:Renew Pcc Hazard Strip - 50Mm, unit of measure LM | FM1-EX020621 | Y | Y | Y | Y | Y
M3NHFScheduleOfRatesCode | FM1/Paving:Renew Pcc Hazard Strip - 63Mm | FM1 - Paving:Renew Pcc Hazard Strip - 63Mm, unit of measure LM | FM1-EX020623 | Y | Y | Y | Y | Y
M3NHFScheduleOfRatesCode | FM1/Paving:Rebed Brick Paving-Mortar Or Sand | FM1 - Paving:Rebed Brick Paving-Mortar Or Sand, unit of measure SM | FM1-EX020701 | Y | Y | Y | Y | Y
M3NHFScheduleOfRatesCode | FM1/Paving:Renew Brick Paving-Mortar Or Sand | FM1 - Paving:Renew Brick Paving-Mortar Or Sand, unit of measure SM | FM1-EX020703 | Y | Y | Y | Y | Y
M3NHFScheduleOfRatesCode | FM1/Paving:Lay New Brick Paving-Mortar Or Sand | FM1 - Paving:Lay New Brick Paving-Mortar Or Sand, unit of measure SM | FM1-EX020705 | Y | Y | Y | Y | Y
M3NHFScheduleOfRatesCode | FM1/Paving:Regrout With Sand | FM1 - Paving:Regrout With Sand, unit of measure SM | FM1-EX020707 | Y
M3NHFScheduleOfRatesCode | FM1/Paving:Renew Gravel Paving 30Mm | FM1 - Paving:Renew Gravel Paving 30Mm, unit of measure SM | FM1-EX020801 | Y | Y | Y | Y | Y
M3NHFScheduleOfRatesCode | FM1/Paving:Renew Hoggin Paving 30Mm | FM1 - Paving:Renew Hoggin Paving 30Mm, unit of measure SM | FM1-EX020901 | Y | Y | Y | Y | Y
M3NHFScheduleOfRatesCode | FM1/Paving:Rebed Granite Sett | FM1 - Paving:Rebed Granite Sett, unit of measure SM | FM1-EX021001 | Y | Y | Y | Y | Y
M3NHFScheduleOfRatesCode | FM1/Paving:Renew 150Mm Granite Sett | FM1 - Paving:Renew 150Mm Granite Sett, unit of measure SM | FM1-EX021003 | Y | Y | Y | Y | Y
M3NHFScheduleOfRatesCode | FM1/Paving:Renew 200Mm Granite Sett | FM1 - Paving:Renew 200Mm Granite Sett, unit of measure SM | FM1-EX021005 | Y | Y | Y | Y | Y
M3NHFScheduleOfRatesCode | FM1/Paving:Renew Reclaimed 150Mm Granite Sett | FM1 - Paving:Renew Reclaimed 150Mm Granite Sett, unit of measure SM | FM1-EX021007 | Y | Y | Y | Y | Y
M3NHFScheduleOfRatesCode | FM1/Paving:Renew Reclaimed 200Mm Granite Sett | FM1 - Paving:Renew Reclaimed 200Mm Granite Sett, unit of measure SM | FM1-EX021009 | Y | Y | Y | Y | Y
M3NHFScheduleOfRatesCode | FM1/Paving:Rebed Artstone Sett | FM1 - Paving:Rebed Artstone Sett, unit of measure SM | FM1-EX021101 | Y | Y | Y | Y | Y
M3NHFScheduleOfRatesCode | FM1/Paving:Renew 60Mm Artstone Sett | FM1 - Paving:Renew 60Mm Artstone Sett, unit of measure SM | FM1-EX021103 | Y | Y | Y | Y | Y
M3NHFScheduleOfRatesCode | FM1/Paving:Renew 80Mm Artstone Sett | FM1 - Paving:Renew 80Mm Artstone Sett, unit of measure SM | FM1-EX021105 | Y | Y | Y | Y | Y
M3NHFScheduleOfRatesCode | FM1/Paving:Rebed Cobbles | FM1 - Paving:Rebed Cobbles, unit of measure SM | FM1-EX021201 | Y | Y | Y | Y | Y
M3NHFScheduleOfRatesCode | FM1/Paving:Renew Cobbles | FM1 - Paving:Renew Cobbles, unit of measure SM | FM1-EX021203 | Y | Y | Y | Y | Y
M3NHFScheduleOfRatesCode | FM1/Paving:Rebed Interlock Blocks | FM1 - Paving:Rebed Interlock Blocks, unit of measure SM | FM1-EX021301 | Y | Y | Y | Y | Y
M3NHFScheduleOfRatesCode | FM1/Paving:Renew 60Mm Interlock | FM1 - Paving:Renew 60Mm Interlock, unit of measure SM | FM1-EX021303 | Y | Y | Y | Y | Y
M3NHFScheduleOfRatesCode | FM1/Paving:Renew 80Mm Interlock | FM1 - Paving:Renew 80Mm Interlock, unit of measure SM | FM1-EX021305 | Y | Y | Y | Y | Y
M3NHFScheduleOfRatesCode | FM1/Paving:Rebed Chamfer Edge Blocks | FM1 - Paving:Rebed Chamfer Edge Blocks, unit of measure SM | FM1-EX021401 | Y | Y | Y | Y | Y
M3NHFScheduleOfRatesCode | FM1/Paving:Renew Chamfer Edge Block | FM1 - Paving:Renew Chamfer Edge Block, unit of measure SM | FM1-EX021403 | Y | Y | Y | Y | Y
M3NHFScheduleOfRatesCode | FM1/Paving:Rebed Grass Concrete | FM1 - Paving:Rebed Grass Concrete, unit of measure SM | FM1-EX021501 | Y | Y | Y | Y | Y
M3NHFScheduleOfRatesCode | FM1/Paving:Renew Grass Concrete | FM1 - Paving:Renew Grass Concrete, unit of measure SM | FM1-EX021503 | Y | Y | Y | Y | Y
M3NHFScheduleOfRatesCode | FM1/Tree:Grille-Brick:1350X1350Mm:450 Hole | FM1 - Tree:Grille-Brick:1350X1350Mm:450 Hole, unit of measure NO | FM1-EX021601 | Y | Y | Y | Y | Y
M3NHFScheduleOfRatesCode | FM1/Tree:Grille-Brick:1800X1800Mm:450 Hole | FM1 - Tree:Grille-Brick:1800X1800Mm:450 Hole, unit of measure NO | FM1-EX021603 | Y | Y | Y | Y | Y
M3NHFScheduleOfRatesCode | FM1/Tree:Grille-Brick:2250X2250Mm:450 Hole | FM1 - Tree:Grille-Brick:2250X2250Mm:450 Hole, unit of measure NO | FM1-EX021605 | Y | Y | Y | Y | Y
M3NHFScheduleOfRatesCode | FM1/Tree:Grille-Brick:2700X2700Mm:450 Hole | FM1 - Tree:Grille-Brick:2700X2700Mm:450 Hole, unit of measure NO | FM1-EX021607 | Y | Y | Y | Y | Y
M3NHFScheduleOfRatesCode | FM1/Tree:Grille-Granite Sett:1000X1000Mm:400 Hole | FM1 - Tree:Grille-Granite Sett:1000X1000Mm:400 Hole, unit of measure NO | FM1-EX021609 | Y | Y | Y | Y | Y
M3NHFScheduleOfRatesCode | FM1/Tree:Grille-Granite Sett:1400X1400Mm:400 Hole | FM1 - Tree:Grille-Granite Sett:1400X1400Mm:400 Hole, unit of measure NO | FM1-EX021611 | Y | Y | Y | Y | Y
M3NHFScheduleOfRatesCode | FM1/Tree:Grille-Granite Sett:1800X1800Mm:400 Hole | FM1 - Tree:Grille-Granite Sett:1800X1800Mm:400 Hole, unit of measure NO | FM1-EX021613 | Y | Y | Y | Y | Y
M3NHFScheduleOfRatesCode | FM1/Tree:Grille-Granite Sett:2000X2000Mm:400 Hole | FM1 - Tree:Grille-Granite Sett:2000X2000Mm:400 Hole, unit of measure NO | FM1-EX021615 | Y | Y | Y | Y | Y
M3NHFScheduleOfRatesCode | FM1/Tree:Grille-Renew Gravel Paving 30Mm To Tree Grid | FM1 - Tree:Grille-Renew Gravel Paving 30Mm To Tree Grid, unit of measure NO | FM1-EX021617 | Y | Y | Y | Y | Y
M3NHFScheduleOfRatesCode | FM1/Paving:Temporary Concrete Repair | FM1 - Paving:Temporary Concrete Repair, unit of measure IT | FM1-EX021701 | Y | Y | Y | Y | Y
M3NHFScheduleOfRatesCode | FM1/Hardcore:Additional Sub-Base Or Bed Ne 150 | FM1 - Hardcore:Additional Sub-Base Or Bed Ne 150, unit of measure SM | FM1-EX021801 | Y | Y | Y | Y | Y
M3NHFScheduleOfRatesCode | FM1/Paving:Epoxy Bonded Surface Finish - Pedestrian | FM1 - Paving:Epoxy Bonded Surface Finish - Pedestrian, unit of measure SM | FM1-EX021901 | Y | Y | Y | Y | Y
M3NHFScheduleOfRatesCode | FM1/Paving:Epoxy Bonded Surface Finish - Vehicular | FM1 - Paving:Epoxy Bonded Surface Finish - Vehicular, unit of measure SM | FM1-EX021903 | Y | Y | Y | Y | Y
M3NHFScheduleOfRatesCode | FM1/Paving:Renew Epoxy Bonded Surfacing - Pedestrian | FM1 - Paving:Renew Epoxy Bonded Surfacing - Pedestrian, unit of measure SM | FM1-EX021905 | Y | Y | Y | Y | Y
M3NHFScheduleOfRatesCode | FM1/Paving:Renew Epoxy Bonded Surfacing - Vehicular | FM1 - Paving:Renew Epoxy Bonded Surfacing - Vehicular, unit of measure SM | FM1-EX021907 | Y | Y | Y | Y | Y
M3NHFScheduleOfRatesCode | FM1/Excavation:Remove Topsoil 150Mm Move Ne 20M | FM1 - Excavation:Remove Topsoil 150Mm Move Ne 20M, unit of measure SM | FM1-EX025001 | Y
M3NHFScheduleOfRatesCode | FM1/Excavation:Remove Topsoil 150Mm Move Ne 50M | FM1 - Excavation:Remove Topsoil 150Mm Move Ne 50M, unit of measure SM | FM1-EX025003 | Y
M3NHFScheduleOfRatesCode | FM1/Excavation:Reduce Levels Ne 150Mm Dispose | FM1 - Excavation:Reduce Levels Ne 150Mm Dispose, unit of measure SM | FM1-EX025005 | Y
M3NHFScheduleOfRatesCode | FM1/Excavation:Reduce Levels 150-300Mm Dispose | FM1 - Excavation:Reduce Levels 150-300Mm Dispose, unit of measure SM | FM1-EX025007 | Y
M3NHFScheduleOfRatesCode | FM1/Excavation:Reduce Levels 300-450Mm Dispose | FM1 - Excavation:Reduce Levels 300-450Mm Dispose, unit of measure SM | FM1-EX025009 | Y
M3NHFScheduleOfRatesCode | FM1/Excavation:Reduce Levels Over 450Mm Dispose | FM1 - Excavation:Reduce Levels Over 450Mm Dispose, unit of measure CM | FM1-EX025011 | Y
M3NHFScheduleOfRatesCode | FM1/Top Soil:Excavate Spoilheap 20M And Spread | FM1 - Top Soil:Excavate Spoilheap 20M And Spread, unit of measure SM | FM1-EX025101 | Y
M3NHFScheduleOfRatesCode | FM1/Top Soil:Excavate Spoilheap 50M And Spread | FM1 - Top Soil:Excavate Spoilheap 50M And Spread, unit of measure SM | FM1-EX025103 | Y
M3NHFScheduleOfRatesCode | FM1/Top Soil:Excavate Spoilheap 20M Spread Rotavate | FM1 - Top Soil:Excavate Spoilheap 20M Spread Rotavate, unit of measure SM | FM1-EX025105 | Y
M3NHFScheduleOfRatesCode | FM1/Top Soil:Excavate Spoilheap 50M Spread Rotavate | FM1 - Top Soil:Excavate Spoilheap 50M Spread Rotavate, unit of measure SM | FM1-EX025107 | Y
M3NHFScheduleOfRatesCode | FM1/Imported Topsoil:Deposit And Spread | FM1 - Imported Topsoil:Deposit And Spread, unit of measure SM | FM1-EX025109 | Y
M3NHFScheduleOfRatesCode | FM1/Garden Area:Clear Cultivate | FM1 - Garden Area:Clear Cultivate, unit of measure SM | FM1-EX025201 | Y
M3NHFScheduleOfRatesCode | FM1/Garden Area:Apply Grass Seeds | FM1 - Garden Area:Apply Grass Seeds, unit of measure SM | FM1-EX025203 | Y
M3NHFScheduleOfRatesCode | FM1/Step:Form Or Renew Step In Concrete Paving | FM1 - Step:Form Or Renew Step In Concrete Paving, unit of measure IT | FM1-EX030101 | Y | Y | Y | Y | Y
M3NHFScheduleOfRatesCode | FM1/Step:Form Or Renew Pcc Step In Paving | FM1 - Step:Form Or Renew Pcc Step In Paving, unit of measure IT | FM1-EX030103 | Y | Y | Y | Y | Y
M3NHFScheduleOfRatesCode | FM1/Step:Form Brick-On-Edge Step | FM1 - Step:Form Brick-On-Edge Step, unit of measure LM | FM1-EX030105 | Y | Y | Y | Y | Y
M3NHFScheduleOfRatesCode | FM1/Step:Repair Damaged Concrete | FM1 - Step:Repair Damaged Concrete, unit of measure IT | FM1-EX030107 | Y | Y | Y | Y | Y
M3NHFScheduleOfRatesCode | FM1/Step:Refix And Bed Loose Step | FM1 - Step:Refix And Bed Loose Step, unit of measure IT | FM1-EX030109 | Y | Y | Y | Y | Y
M3NHFScheduleOfRatesCode | FM1/Ramp:Construct Concrete Ramp | FM1 - Ramp:Construct Concrete Ramp, unit of measure LM | FM1-EX030111 | Y | Y | Y | Y | Y
M3NHFScheduleOfRatesCode | FM1/Nosing:Renew Inset Nosing To Pcc Step | FM1 - Nosing:Renew Inset Nosing To Pcc Step, unit of measure LM | FM1-EX030113 | Y | Y | Y | Y | Y
M3NHFScheduleOfRatesCode | FM1/Nosing:Refix Bed Loose Inset Nosing To Pcc Step | FM1 - Nosing:Refix Bed Loose Inset Nosing To Pcc Step, unit of measure IT | FM1-EX030115 | Y | Y | Y | Y | Y
M3NHFScheduleOfRatesCode | FM1/Balustrade:Take Down And Remove | FM1 - Balustrade:Take Down And Remove, unit of measure LM | FM1-EX040101 | Y | Y | Y | Y | Y
M3NHFScheduleOfRatesCode | FM1/Balustrade:Supply And Fix 1.2M High | FM1 - Balustrade:Supply And Fix 1.2M High, unit of measure LM | FM1-EX040103 | Y | Y | Y | Y | Y
M3NHFScheduleOfRatesCode | FM1/Balustrade:Supply And Fix Kee Klamp | FM1 - Balustrade:Supply And Fix Kee Klamp, unit of measure LM | FM1-EX040105 | Y | Y | Y | Y | Y
M3NHFScheduleOfRatesCode | FM1/Balustrade:Supply And Fix Kee Klamp With Mesh | FM1 - Balustrade:Supply And Fix Kee Klamp With Mesh, unit of measure LM | FM1-EX040107 | Y
M3NHFScheduleOfRatesCode | FM1/Handrail:6X50Mm Rail On Brackets | FM1 - Handrail:6X50Mm Rail On Brackets, unit of measure LM | FM1-EX040201 | Y | Y | Y | Y | Y
M3NHFScheduleOfRatesCode | FM1/Handrail:48Mm Galvanised Steel Tubular On Brackets | FM1 - Handrail:48Mm Galvanised Steel Tubular On Brackets, unit of measure LM | FM1-EX040203 | Y | Y | Y | Y | Y
M3NHFScheduleOfRatesCode | FM1/Handrail:Pvc To Core Rail | FM1 - Handrail:Pvc To Core Rail, unit of measure LM | FM1-EX040205 | Y | Y | Y | Y | Y
M3NHFScheduleOfRatesCode | FM1/Handrail:Renew Mopstick Handrail | FM1 - Handrail:Renew Mopstick Handrail, unit of measure LM | FM1-EX040207 | Y | Y | Y | Y | Y
M3NHFScheduleOfRatesCode | FM1/Balustrade:Refix Any Loose Type | FM1 - Balustrade:Refix Any Loose Type, unit of measure LM | FM1-EX040209 | Y | Y | Y | Y | Y
M3NHFScheduleOfRatesCode | FM1/Handrail:Refix Any Loose Type | FM1 - Handrail:Refix Any Loose Type, unit of measure LM | FM1-EX040211 | Y | Y | Y | Y | Y
M3NHFScheduleOfRatesCode | FM1/Balustrade:Renew Handrail | FM1 - Balustrade:Renew Handrail, unit of measure LM | FM1-EX040213 | Y
M3NHFScheduleOfRatesCode | FM1/Balustrade:Renew Baluster | FM1 - Balustrade:Renew Baluster, unit of measure LM | FM1-EX040215 | Y
M3NHFScheduleOfRatesCode | FM1/Balustrade:Renew Tubular Handrail | FM1 - Balustrade:Renew Tubular Handrail, unit of measure LM | FM1-EX040217 | Y
M3NHFScheduleOfRatesCode | FM1/Balustrade:Renew Tubular Standard | FM1 - Balustrade:Renew Tubular Standard, unit of measure LM | FM1-EX040219 | Y
M3NHFScheduleOfRatesCode | FM1/Balustrade:Renew Wire Mesh Panel | FM1 - Balustrade:Renew Wire Mesh Panel, unit of measure NO | FM1-EX040221 | Y
M3NHFScheduleOfRatesCode | FM1/Decking:Install Plain Timber Decking | FM1 - Decking:Install Plain Timber Decking, unit of measure SM | FM1-EX040301 | Y | Y | Y | Y | Y
M3NHFScheduleOfRatesCode | FM1/Decking:Install Grooved Timber Decking | FM1 - Decking:Install Grooved Timber Decking, unit of measure SM | FM1-EX040303 | Y | Y | Y | Y | Y
M3NHFScheduleOfRatesCode | FM1/Decking:Renew Plain Boards | FM1 - Decking:Renew Plain Boards, unit of measure LM | FM1-EX040305 | Y | Y | Y | Y | Y
M3NHFScheduleOfRatesCode | FM1/Decking:Renew Grooved Boards | FM1 - Decking:Renew Grooved Boards, unit of measure LM | FM1-EX040307 | Y | Y | Y | Y | Y
M3NHFScheduleOfRatesCode | FM1/Decking:Brush Surfaces | FM1 - Decking:Brush Surfaces, unit of measure SM | FM1-EX040309 | Y | Y | Y | Y | Y
M3NHFScheduleOfRatesCode | FM1/Decking:Power Spray | FM1 - Decking:Power Spray, unit of measure SM | FM1-EX040311 | Y | Y | Y | Y | Y
M3NHFScheduleOfRatesCode | FM1/Decking:Apply Water Repellent Coating | FM1 - Decking:Apply Water Repellent Coating, unit of measure SM | FM1-EX040313 | Y | Y | Y | Y | Y
M3NHFScheduleOfRatesCode | FM1/Play Area:Equipment Inspect And Report Daily | FM1 - Play Area:Equipment Inspect And Report Daily, unit of measure IT | FM1-EX050101 | Y | Y | Y | Y | Y
M3NHFScheduleOfRatesCode | FM1/Play Area:Equipment Inspect And Report Weekly | FM1 - Play Area:Equipment Inspect And Report Weekly, unit of measure IT | FM1-EX050103 | Y | Y | Y | Y | Y
M3NHFScheduleOfRatesCode | FM1/Play Area:Surface Sweep Daily | FM1 - Play Area:Surface Sweep Daily, unit of measure SM | FM1-EX050105 | Y | Y | Y | Y | Y
M3NHFScheduleOfRatesCode | FM1/Play Area:Surface Sweep Weekly | FM1 - Play Area:Surface Sweep Weekly, unit of measure SM | FM1-EX050107 | Y | Y | Y | Y | Y
M3NHFScheduleOfRatesCode | FM1/Play Area:Surface Raked Weekly | FM1 - Play Area:Surface Raked Weekly, unit of measure SM | FM1-EX050109 | Y | Y | Y | Y | Y
M3NHFScheduleOfRatesCode | FM1/Play Area:Surface Reinstatement Or Provide New | FM1 - Play Area:Surface Reinstatement Or Provide New, unit of measure SM | FM1-EX050111 | Y | Y | Y | Y | Y
M3NHFScheduleOfRatesCode | FM1/Pitch:Surface Reinstate Or Provide New Art Turf | FM1 - Pitch:Surface Reinstate Or Provide New Art Turf, unit of measure SM | FM1-EX050113 | Y | Y | Y | Y | Y
M3NHFScheduleOfRatesCode | FM1/Play Area:Renew Sand To Pit | FM1 - Play Area:Renew Sand To Pit, unit of measure CM | FM1-EX050115 | Y | Y | Y | Y | Y
M3NHFScheduleOfRatesCode | FM1/Play Area:Jet Wash | FM1 - Play Area:Jet Wash, unit of measure SM | FM1-EX050117 | Y | Y | Y | Y | Y
M3NHFScheduleOfRatesCode | FM1/Play Equipment:Equipment Service | FM1 - Play Equipment:Equipment Service, unit of measure IT | FM1-EX050119 | Y | Y | Y | Y | Y
M3NHFScheduleOfRatesCode | FM1/Play Equipment:Equipment Insurance Inspection | FM1 - Play Equipment:Equipment Insurance Inspection, unit of measure IT | FM1-EX050121 | Y | Y | Y | Y | Y
M3NHFScheduleOfRatesCode | FM1/Play Equipment:Paint Metal Over 300Mm Girth | FM1 - Play Equipment:Paint Metal Over 300Mm Girth, unit of measure SM | FM1-EX050123 | Y | Y | Y | Y | Y
M3NHFScheduleOfRatesCode | FM1/Play Equipment:Paint Metal Ne 300Mm Girth | FM1 - Play Equipment:Paint Metal Ne 300Mm Girth, unit of measure LM | FM1-EX050125 | Y | Y | Y | Y | Y
M3NHFScheduleOfRatesCode | FM1/Play Equipment:Paint Timber Over 300Mm Girth | FM1 - Play Equipment:Paint Timber Over 300Mm Girth, unit of measure SM | FM1-EX050127 | Y | Y | Y | Y | Y
M3NHFScheduleOfRatesCode | FM1/Play Equipment:Paint Timber Ne 300Mm Girth | FM1 - Play Equipment:Paint Timber Ne 300Mm Girth, unit of measure LM | FM1-EX050129 | Y | Y | Y | Y | Y
M3NHFScheduleOfRatesCode | FM1/Play Equipment:Jet Wash | FM1 - Play Equipment:Jet Wash, unit of measure IT | FM1-EX050131 | Y | Y | Y | Y | Y
M3NHFScheduleOfRatesCode | FM1/Play Equipment:Remove Redundant To Tip | FM1 - Play Equipment:Remove Redundant To Tip, unit of measure IT | FM1-EX050133 | Y | Y | Y | Y | Y
M3NHFScheduleOfRatesCode | FM1/Line:New Domestic Rotary And Base | FM1 - Line:New Domestic Rotary And Base, unit of measure NO | FM1-EX060101 | Y | Y | Y | Y | Y
M3NHFScheduleOfRatesCode | FM1/Line:Communal/Heavy Duty Rotary And Base | FM1 - Line:Communal/Heavy Duty Rotary And Base, unit of measure NO | FM1-EX060103 | Y | Y | Y | Y | Y
M3NHFScheduleOfRatesCode | FM1/Line:Renew Domestic Rotary | FM1 - Line:Renew Domestic Rotary, unit of measure NO | FM1-EX060105 | Y | Y | Y | Y | Y
M3NHFScheduleOfRatesCode | FM1/Line:Renew Communal/Heavy Duty Rotary | FM1 - Line:Renew Communal/Heavy Duty Rotary, unit of measure NO | FM1-EX060107 | Y | Y | Y | Y | Y
M3NHFScheduleOfRatesCode | FM1/Line:Re-String Clothes Line | FM1 - Line:Re-String Clothes Line, unit of measure NO | FM1-EX060109 | Y | Y | Y | Y | Y
M3NHFScheduleOfRatesCode | FM1/Line:Relocate Rotary Drier | FM1 - Line:Relocate Rotary Drier, unit of measure NO | FM1-EX060111 | Y | Y | Y | Y | Y
M3NHFScheduleOfRatesCode | FM1/Sign:Collect And Fix | FM1 - Sign:Collect And Fix, unit of measure NO | FM1-EX060201 | Y | Y | Y | Y | Y
M3NHFScheduleOfRatesCode | FM1/Sign:New No Parking | FM1 - Sign:New No Parking, unit of measure NO | FM1-EX060203 | Y | Y | Y | Y | Y
M3NHFScheduleOfRatesCode | FM1/Sign:New No Ball Games | FM1 - Sign:New No Ball Games, unit of measure NO | FM1-EX060205 | Y | Y | Y | Y | Y
M3NHFScheduleOfRatesCode | FM1/Sign:New No Dogs | FM1 - Sign:New No Dogs, unit of measure NO | FM1-EX060207 | Y | Y | Y | Y | Y
M3NHFScheduleOfRatesCode | FM1/Sign:Anti-Climb | FM1 - Sign:Anti-Climb, unit of measure NO | FM1-EX060209 | Y | Y | Y | Y | Y
M3NHFScheduleOfRatesCode | FM1/Sign:Disabled Parking Only | FM1 - Sign:Disabled Parking Only, unit of measure NO | FM1-EX060211 | Y | Y | Y | Y | Y
M3NHFScheduleOfRatesCode | FM1/Bollard:Renew Or Fix New Lockable Steel | FM1 - Bollard:Renew Or Fix New Lockable Steel, unit of measure NO | FM1-EX060301 | Y | Y | Y | Y | Y
M3NHFScheduleOfRatesCode | FM1/Bollard:Renew Or Fix New 914Mm High Steel | FM1 - Bollard:Renew Or Fix New 914Mm High Steel, unit of measure NO | FM1-EX060303 | Y | Y | Y | Y | Y
M3NHFScheduleOfRatesCode | FM1/Bollard:Renew Or Fix New Pcc 900Mm High | FM1 - Bollard:Renew Or Fix New Pcc 900Mm High, unit of measure NO | FM1-EX060305 | Y | Y | Y | Y | Y
M3NHFScheduleOfRatesCode | FM1/Bollard:Renew Or Fix New 800Mm Timber | FM1 - Bollard:Renew Or Fix New 800Mm Timber, unit of measure NO | FM1-EX060307 | Y | Y | Y | Y | Y
M3NHFScheduleOfRatesCode | FM1/Traffic Calming:One Way Device Response Callout | FM1 - Traffic Calming:One Way Device Response Callout, unit of measure IT | FM1-EX060401 | Y | Y | Y | Y | Y
M3NHFScheduleOfRatesCode | FM1/Raised Kerb Barrier:Install 800Mm Rise | FM1 - Raised Kerb Barrier:Install 800Mm Rise, unit of measure IT | FM1-EX060501 | Y | Y | Y | Y | Y
M3NHFScheduleOfRatesCode | FM1/Raised Kerb Barrier:Install 533Mm Rise | FM1 - Raised Kerb Barrier:Install 533Mm Rise, unit of measure IT | FM1-EX060503 | Y | Y | Y | Y | Y
M3NHFScheduleOfRatesCode | FM1/Raised Barrier:Additional Key Fobs | FM1 - Raised Barrier:Additional Key Fobs, unit of measure NO | FM1-EX060505 | Y | Y | Y | Y | Y
M3NHFScheduleOfRatesCode | FM1/Raised Arm Barrier:Install | FM1 - Raised Arm Barrier:Install, unit of measure IT | FM1-EX060507 | Y
M3NHFScheduleOfRatesCode | FM1/Shed:Install Proprietary Storage Including Slab | FM1 - Shed:Install Proprietary Storage Including Slab, unit of measure IT | FM1-EX060601 | Y | Y | Y | Y | Y
M3NHFScheduleOfRatesCode | FM1/Shed:Install Proprietary Storage Excluding Slab | FM1 - Shed:Install Proprietary Storage Excluding Slab, unit of measure IT | FM1-EX060603 | Y | Y | Y | Y | Y
M3NHFScheduleOfRatesCode | FM1/Bench Seating:Renew Or Install Seat No Arms | FM1 - Bench Seating:Renew Or Install Seat No Arms, unit of measure IT | FM1-EX060651 | Y | Y | Y | Y | Y
M3NHFScheduleOfRatesCode | FM1/Bench Seating:Renew Or Install Bench | FM1 - Bench Seating:Renew Or Install Bench, unit of measure IT | FM1-EX060653 | Y | Y | Y | Y | Y
M3NHFScheduleOfRatesCode | FM1/Litter Bin:Renew Or Install | FM1 - Litter Bin:Renew Or Install, unit of measure IT | FM1-EX060655 | Y | Y | Y | Y | Y
M3NHFScheduleOfRatesCode | FM1/Cycle Stand:Renew Or Install Hoop | FM1 - Cycle Stand:Renew Or Install Hoop, unit of measure IT | FM1-EX060657 | Y | Y | Y | Y | Y
M3NHFScheduleOfRatesCode | FM1/Cycle Stand:Renew Or Install Pendant | FM1 - Cycle Stand:Renew Or Install Pendant, unit of measure IT | FM1-EX060659 | Y | Y | Y | Y | Y
M3NHFScheduleOfRatesCode | FM1/Bench Seating:Clean - Seat | FM1 - Bench Seating:Clean - Seat, unit of measure IT | FM1-EX060661 | Y | Y | Y | Y | Y
M3NHFScheduleOfRatesCode | FM1/Bench Seating:Clean - Bench | FM1 - Bench Seating:Clean - Bench, unit of measure IT | FM1-EX060663 | Y | Y | Y | Y | Y
M3NHFScheduleOfRatesCode | FM1/Litter Bin:Clean Bin And Post | FM1 - Litter Bin:Clean Bin And Post, unit of measure IT | FM1-EX060665 | Y | Y | Y | Y | Y
M3NHFScheduleOfRatesCode | FM1/Cycle Stand:Clean Hoop Type | FM1 - Cycle Stand:Clean Hoop Type, unit of measure IT | FM1-EX060667 | Y | Y | Y | Y | Y
M3NHFScheduleOfRatesCode | FM1/Cycle Stand:Clean Pendant Type | FM1 - Cycle Stand:Clean Pendant Type, unit of measure IT | FM1-EX060669 | Y | Y | Y | Y | Y
M3NHFScheduleOfRatesCode | FM1/Gas:Excavate Trench | FM1 - Gas:Excavate Trench, unit of measure LM | FM1-EX060701 | Y | Y | Y | Y | Y
M3NHFScheduleOfRatesCode | FM1/Electric:Excavate Trench | FM1 - Electric:Excavate Trench, unit of measure LM | FM1-EX060801 | Y | Y | Y | Y | Y
M3NHFScheduleOfRatesCode | FM1/Litter:Rake Out From Shrub Beds | FM1 - Litter:Rake Out From Shrub Beds, unit of measure SM | FM1-EX070101 | Y | Y | Y | Y | Y
M3NHFScheduleOfRatesCode | FM1/Weeds:Clear Beds By Hand | FM1 - Weeds:Clear Beds By Hand, unit of measure SM | FM1-EX070103 | Y | Y | Y | Y | Y
M3NHFScheduleOfRatesCode | FM1/Litter:Remove From Grass | FM1 - Litter:Remove From Grass, unit of measure SM | FM1-EX070105 | Y | Y | Y | Y | Y
M3NHFScheduleOfRatesCode | FM1/Hard Landscaping:Remove Litter | FM1 - Hard Landscaping:Remove Litter, unit of measure SM | FM1-EX070107 | Y | Y | Y | Y | Y
M3NHFScheduleOfRatesCode | FM1/Hard Landscaping:Jet Wash | FM1 - Hard Landscaping:Jet Wash, unit of measure SM | FM1-EX070109 | Y | Y | Y | Y | Y
M3NHFScheduleOfRatesCode | FM1/Cleansing:Roads Urban Centres | FM1 - Cleansing:Roads Urban Centres, unit of measure LM | FM1-EX070201 | Y | Y | Y | Y | Y
M3NHFScheduleOfRatesCode | FM1/Cleansing:Roads Urban Cat Ii/Iii | FM1 - Cleansing:Roads Urban Cat Ii/Iii, unit of measure LM | FM1-EX070203 | Y | Y | Y | Y | Y
M3NHFScheduleOfRatesCode | FM1/Cleansing:Roads Urban Cat Iv | FM1 - Cleansing:Roads Urban Cat Iv, unit of measure LM | FM1-EX070205 | Y | Y | Y | Y | Y
M3NHFScheduleOfRatesCode | FM1/Cleansing:Roads Rural Unkerbed | FM1 - Cleansing:Roads Rural Unkerbed, unit of measure LM | FM1-EX070207 | Y | Y | Y | Y | Y
M3NHFScheduleOfRatesCode | FM1/Cleansing:Roads Rural Kerbed | FM1 - Cleansing:Roads Rural Kerbed, unit of measure LM | FM1-EX070209 | Y | Y | Y | Y | Y
M3NHFScheduleOfRatesCode | FM1/Cleansing:Roads Rural Cat I/Ii | FM1 - Cleansing:Roads Rural Cat I/Ii, unit of measure LM | FM1-EX070211 | Y | Y | Y | Y | Y
M3NHFScheduleOfRatesCode | FM1/Cleansing:Roads Rural Cat Iii/Iv | FM1 - Cleansing:Roads Rural Cat Iii/Iv, unit of measure LM | FM1-EX070213 | Y | Y | Y | Y | Y
M3NHFScheduleOfRatesCode | FM1/Fencing:Renew 1.8M Board - Timber Post | FM1 - Fencing:Renew 1.8M Board - Timber Post, unit of measure LM | FM1-FE010101 | Y | Y | Y | Y | Y
M3NHFScheduleOfRatesCode | FM1/Fencing:Renew 1.2M Board Pcc Post Gravel Board | FM1 - Fencing:Renew 1.2M Board Pcc Post Gravel Board, unit of measure LM | FM1-FE010103 | Y | Y | Y | Y | Y
M3NHFScheduleOfRatesCode | FM1/Fencing:Renew 1.2M Board Timber Post | FM1 - Fencing:Renew 1.2M Board Timber Post, unit of measure LM | FM1-FE010105 | Y | Y | Y | Y | Y
M3NHFScheduleOfRatesCode | FM1/Fencing:Renew 1.8M Board Pcc Post | FM1 - Fencing:Renew 1.8M Board Pcc Post, unit of measure LM | FM1-FE010107 | Y | Y | Y | Y | Y
M3NHFScheduleOfRatesCode | FM1/Fencing:Renew 1.8M Board Pcc Post Gravel Board | FM1 - Fencing:Renew 1.8M Board Pcc Post Gravel Board, unit of measure LM | FM1-FE010109 | Y | Y | Y | Y | Y
M3NHFScheduleOfRatesCode | FM1/Fencing:Renew Softwood Rail | FM1 - Fencing:Renew Softwood Rail, unit of measure NO | FM1-FE010111 | Y | Y | Y | Y | Y
M3NHFScheduleOfRatesCode | FM1/Fencing:Renew Vertical Board 1.05M | FM1 - Fencing:Renew Vertical Board 1.05M, unit of measure NO | FM1-FE010113 | Y | Y | Y | Y | Y
M3NHFScheduleOfRatesCode | FM1/Fencing:Renew Run Of Vertical Board 1.05M | FM1 - Fencing:Renew Run Of Vertical Board 1.05M, unit of measure LM | FM1-FE010115 | Y | Y | Y | Y | Y
M3NHFScheduleOfRatesCode | FM1/Fencing:Renew Vertical Board 1.675M | FM1 - Fencing:Renew Vertical Board 1.675M, unit of measure NO | FM1-FE010117 | Y | Y | Y | Y | Y
M3NHFScheduleOfRatesCode | FM1/Fencing:Renew Run Of Vertical Board 1.675M | FM1 - Fencing:Renew Run Of Vertical Board 1.675M, unit of measure LM | FM1-FE010119 | Y | Y | Y | Y | Y
M3NHFScheduleOfRatesCode | FM1/Fencing:Remove Board Fence | FM1 - Fencing:Remove Board Fence, unit of measure LM | FM1-FE010121 | Y | Y | Y | Y | Y
M3NHFScheduleOfRatesCode | FM1/Fencing:Renew Timber Gravel Board | FM1 - Fencing:Renew Timber Gravel Board, unit of measure NO | FM1-FE010123 | Y | Y | Y | Y | Y
M3NHFScheduleOfRatesCode | FM1/Fencing:Renew Pcc Gravel Board | FM1 - Fencing:Renew Pcc Gravel Board, unit of measure NO | FM1-FE010125 | Y | Y | Y | Y | Y
M3NHFScheduleOfRatesCode | FM1/Fencing:Renew 1.2M Close Board Pcc Post | FM1 - Fencing:Renew 1.2M Close Board Pcc Post, unit of measure LM | FM1-FE010201 | Y | Y | Y | Y | Y
M3NHFScheduleOfRatesCode | FM1/Fencing:Renew 1.2M Close Board Timber Post | FM1 - Fencing:Renew 1.2M Close Board Timber Post, unit of measure LM | FM1-FE010203 | Y | Y | Y | Y | Y
M3NHFScheduleOfRatesCode | FM1/Fencing:Renew 1.8M Close Board Pcc Post | FM1 - Fencing:Renew 1.8M Close Board Pcc Post, unit of measure LM | FM1-FE010205 | Y | Y | Y | Y | Y
M3NHFScheduleOfRatesCode | FM1/Fencing:Renew 1.8M Close Board Timber Post | FM1 - Fencing:Renew 1.8M Close Board Timber Post, unit of measure LM | FM1-FE010207 | Y | Y | Y | Y | Y
M3NHFScheduleOfRatesCode | FM1/Fencing:Renew Chestnut Ne 1.5M And Posts | FM1 - Fencing:Renew Chestnut Ne 1.5M And Posts, unit of measure LM | FM1-FE010301 | Y | Y | Y | Y | Y
M3NHFScheduleOfRatesCode | FM1/Fencing:Renew Chestnut Ne 1.5M | FM1 - Fencing:Renew Chestnut Ne 1.5M, unit of measure LM | FM1-FE010303 | Y | Y | Y | Y | Y
M3NHFScheduleOfRatesCode | FM1/Fencing:Line Wire Support | FM1 - Fencing:Line Wire Support, unit of measure LM | FM1-FE010305 | Y | Y | Y | Y | Y
M3NHFScheduleOfRatesCode | FM1/Fencing:Renew Individual Chestnut Pale | FM1 - Fencing:Renew Individual Chestnut Pale, unit of measure NO | FM1-FE010307 | Y | Y | Y | Y | Y
M3NHFScheduleOfRatesCode | FM1/Fencing:Renew 75Mm Strain Post | FM1 - Fencing:Renew 75Mm Strain Post, unit of measure NO | FM1-FE010311 | Y | Y | Y | Y | Y
M3NHFScheduleOfRatesCode | FM1/Fencing:Renew 1.8M High Panel | FM1 - Fencing:Renew 1.8M High Panel, unit of measure NO | FM1-FE010401 | Y | Y | Y | Y | Y
M3NHFScheduleOfRatesCode | FM1/Fencing:Renew 1.2M High Panel | FM1 - Fencing:Renew 1.2M High Panel, unit of measure NO | FM1-FE010403 | Y | Y | Y | Y | Y
M3NHFScheduleOfRatesCode | FM1/Fencing:Renew 1.2M Wide Panel | FM1 - Fencing:Renew 1.2M Wide Panel, unit of measure NO | FM1-FE010405 | Y | Y | Y | Y | Y
M3NHFScheduleOfRatesCode | FM1/Fencing:Renew 0.9M High Panel | FM1 - Fencing:Renew 0.9M High Panel, unit of measure NO | FM1-FE010407 | Y | Y | Y | Y | Y
M3NHFScheduleOfRatesCode | FM1/Fencing:Renew 1.8M High Panel With Timber Posts | FM1 - Fencing:Renew 1.8M High Panel With Timber Posts, unit of measure LM | FM1-FE010409 | Y | Y | Y | Y | Y
M3NHFScheduleOfRatesCode | FM1/Fencing:Renew 1.2M High Panel With Timber Posts | FM1 - Fencing:Renew 1.2M High Panel With Timber Posts, unit of measure LM | FM1-FE010411 | Y | Y | Y | Y | Y
M3NHFScheduleOfRatesCode | FM1/Fencing:Renew 1.8M High Panel With Pcc Posts | FM1 - Fencing:Renew 1.8M High Panel With Pcc Posts, unit of measure LM | FM1-FE010413 | Y | Y | Y | Y | Y
M3NHFScheduleOfRatesCode | FM1/Fencing:Renew 1.2M High Panel With Pcc Posts | FM1 - Fencing:Renew 1.2M High Panel With Pcc Posts, unit of measure LM | FM1-FE010415 | Y | Y | Y | Y | Y
M3NHFScheduleOfRatesCode | FM1/Fencing:Erect 1.8M High Panel With Timber Posts | FM1 - Fencing:Erect 1.8M High Panel With Timber Posts, unit of measure LM | FM1-FE010417 | Y | Y | Y | Y | Y
M3NHFScheduleOfRatesCode | FM1/Fencing:Erect 1.2M High Panel With Timber Posts | FM1 - Fencing:Erect 1.2M High Panel With Timber Posts, unit of measure LM | FM1-FE010419 | Y | Y | Y | Y | Y
M3NHFScheduleOfRatesCode | FM1/Fencing:Erect 0.9M High Panel With Timber Posts | FM1 - Fencing:Erect 0.9M High Panel With Timber Posts, unit of measure LM | FM1-FE010421 | Y | Y | Y | Y | Y
M3NHFScheduleOfRatesCode | FM1/Fencing:Renew 0.9M High Panel With Timber Posts | FM1 - Fencing:Renew 0.9M High Panel With Timber Posts, unit of measure LM | FM1-FE010422 | Y
M3NHFScheduleOfRatesCode | FM1/Fencing:Erect 1.8M High Panel With Pcc Posts | FM1 - Fencing:Erect 1.8M High Panel With Pcc Posts, unit of measure LM | FM1-FE010423 | Y | Y | Y | Y | Y
M3NHFScheduleOfRatesCode | FM1/Fencing:Erect 1.2M High Panel With Pcc Posts | FM1 - Fencing:Erect 1.2M High Panel With Pcc Posts, unit of measure LM | FM1-FE010425 | Y | Y | Y | Y | Y
M3NHFScheduleOfRatesCode | FM1/Fencing:Erect 0.9M High Panel With Pcc Posts | FM1 - Fencing:Erect 0.9M High Panel With Pcc Posts, unit of measure LM | FM1-FE010427 | Y | Y | Y | Y | Y
M3NHFScheduleOfRatesCode | FM1/Fencing:Renew 0.9M High Panel With Pcc Posts | FM1 - Fencing:Renew 0.9M High Panel With Pcc Posts, unit of measure LM | FM1-FE010428 | Y
M3NHFScheduleOfRatesCode | FM1/Fencing:Remove Panel Fence Complete | FM1 - Fencing:Remove Panel Fence Complete, unit of measure LM | FM1-FE010429 | Y | Y | Y | Y | Y
M3NHFScheduleOfRatesCode | FM1/Trellis:Renew 1.8M Panel With Pcc Posts | FM1 - Trellis:Renew 1.8M Panel With Pcc Posts, unit of measure LM | FM1-FE010501 | Y | Y | Y | Y | Y
M3NHFScheduleOfRatesCode | FM1/Trellis:Erect 1.8M High Panel With Pcc Posts | FM1 - Trellis:Erect 1.8M High Panel With Pcc Posts, unit of measure LM | FM1-FE010503 | Y | Y | Y | Y | Y
M3NHFScheduleOfRatesCode | FM1/Fencing:Renew Hairpin Metal On Existing Posts 1.2M | FM1 - Fencing:Renew Hairpin Metal On Existing Posts 1.2M, unit of measure LM | FM1-FE010601 | Y | Y | Y | Y | Y
M3NHFScheduleOfRatesCode | FM1/Fencing:Erect Hairpin Top Metal Fence Posts 1.2M | FM1 - Fencing:Erect Hairpin Top Metal Fence Posts 1.2M, unit of measure LM | FM1-FE010603 | Y | Y | Y | Y | Y
M3NHFScheduleOfRatesCode | FM1/Fencing:Renew Decorative Metal On Exist Posts 1.8M | FM1 - Fencing:Renew Decorative Metal On Exist Posts 1.8M, unit of measure LM | FM1-FE010701 | Y | Y | Y | Y | Y
M3NHFScheduleOfRatesCode | FM1/Fencing:Erect Decorative Metal Fence Posts 1.8M | FM1 - Fencing:Erect Decorative Metal Fence Posts 1.8M, unit of measure LM | FM1-FE010703 | Y | Y | Y | Y | Y
M3NHFScheduleOfRatesCode | FM1/Fencing:Renew Pvc Weldmesh Security 1.8M | FM1 - Fencing:Renew Pvc Weldmesh Security 1.8M, unit of measure LM | FM1-FE010801 | Y | Y | Y | Y | Y
M3NHFScheduleOfRatesCode | FM1/Fencing:Erect New Pvc Weldmesh Security 1.8M | FM1 - Fencing:Erect New Pvc Weldmesh Security 1.8M, unit of measure LM | FM1-FE010803 | Y | Y | Y | Y | Y
M3NHFScheduleOfRatesCode | FM1/Fencing:Renew Galv Weldmesh Security 1.8M | FM1 - Fencing:Renew Galv Weldmesh Security 1.8M, unit of measure LM | FM1-FE010901 | Y | Y | Y | Y | Y
M3NHFScheduleOfRatesCode | FM1/Fencing:Erect New Galv Weldmesh Security 1.8M | FM1 - Fencing:Erect New Galv Weldmesh Security 1.8M, unit of measure LM | FM1-FE010903 | Y | Y | Y | Y | Y
M3NHFScheduleOfRatesCode | FM1/Fencing:Renew Chainlink On Existing Posts 0.9M | FM1 - Fencing:Renew Chainlink On Existing Posts 0.9M, unit of measure LM | FM1-FE011001 | Y | Y | Y | Y | Y
M3NHFScheduleOfRatesCode | FM1/Fencing:Renew Chainlink On Existing Posts 1.2M | FM1 - Fencing:Renew Chainlink On Existing Posts 1.2M, unit of measure LM | FM1-FE011003 | Y | Y | Y | Y | Y
M3NHFScheduleOfRatesCode | FM1/Fencing:Renew Chainlink On Existing Posts 1.8M | FM1 - Fencing:Renew Chainlink On Existing Posts 1.8M, unit of measure LM | FM1-FE011005 | Y | Y | Y | Y | Y
M3NHFScheduleOfRatesCode | FM1/Fencing:Erect Chainlink Fence And Posts 0.9M | FM1 - Fencing:Erect Chainlink Fence And Posts 0.9M, unit of measure LM | FM1-FE011006 | Y
M3NHFScheduleOfRatesCode | FM1/Fencing:Erect Chainlink Fence And Posts 1.2M | FM1 - Fencing:Erect Chainlink Fence And Posts 1.2M, unit of measure LM | FM1-FE011007 | Y | Y | Y | Y | Y
M3NHFScheduleOfRatesCode | FM1/Fencing:Erect Chainlink Fence And Posts 1.8M | FM1 - Fencing:Erect Chainlink Fence And Posts 1.8M, unit of measure LM | FM1-FE011009 | Y | Y | Y | Y | Y
M3NHFScheduleOfRatesCode | FM1/Fencing:Resecure Loose Chainlink Fence | FM1 - Fencing:Resecure Loose Chainlink Fence, unit of measure LM | FM1-FE011011 | Y | Y | Y | Y | Y
M3NHFScheduleOfRatesCode | FM1/Fencing:Remove Chainlink Complete | FM1 - Fencing:Remove Chainlink Complete, unit of measure LM | FM1-FE011013 | Y | Y | Y | Y | Y
M3NHFScheduleOfRatesCode | FM1/Fencing:Renew Wires To Existing Posts 1.2M | FM1 - Fencing:Renew Wires To Existing Posts 1.2M, unit of measure LM | FM1-FE011101 | Y | Y | Y | Y | Y
M3NHFScheduleOfRatesCode | FM1/Fencing:Renew Post And Wire 0.9M High | FM1 - Fencing:Renew Post And Wire 0.9M High, unit of measure LM | FM1-FE011103 | Y | Y | Y | Y | Y
M3NHFScheduleOfRatesCode | FM1/Fencing:Renew Post And Wire 1.05M High | FM1 - Fencing:Renew Post And Wire 1.05M High, unit of measure LM | FM1-FE011105 | Y | Y | Y | Y | Y
M3NHFScheduleOfRatesCode | FM1/Fencing:Renew Garden Rail 0.575M High | FM1 - Fencing:Renew Garden Rail 0.575M High, unit of measure LM | FM1-FE011201 | Y | Y | Y | Y | Y
M3NHFScheduleOfRatesCode | FM1/Fencing:Remove Garden Rail 0.575M High | FM1 - Fencing:Remove Garden Rail 0.575M High, unit of measure LM | FM1-FE011203 | Y | Y | Y | Y | Y
M3NHFScheduleOfRatesCode | FM1/Fencing:Renew Hit And Miss 1.35M High | FM1 - Fencing:Renew Hit And Miss 1.35M High, unit of measure LM | FM1-FE011301 | Y | Y | Y | Y | Y
M3NHFScheduleOfRatesCode | FM1/Fencing:Renew Hit And Miss 1.8M High | FM1 - Fencing:Renew Hit And Miss 1.8M High, unit of measure LM | FM1-FE011303 | Y | Y | Y | Y | Y
M3NHFScheduleOfRatesCode | FM1/Fencing:Renew Horizontal Hit And Miss 1.8M High | FM1 - Fencing:Renew Horizontal Hit And Miss 1.8M High, unit of measure LM | FM1-FE011305 | Y | Y | Y | Y | Y
M3NHFScheduleOfRatesCode | FM1/Fencing:Remove Hit And Miss | FM1 - Fencing:Remove Hit And Miss, unit of measure LM | FM1-FE011307 | Y | Y | Y | Y | Y
M3NHFScheduleOfRatesCode | FM1/Fencing:Renew Palisade Ne 1.35M High | FM1 - Fencing:Renew Palisade Ne 1.35M High, unit of measure LM | FM1-FE011401 | Y | Y | Y | Y | Y
M3NHFScheduleOfRatesCode | FM1/Fencing:Renew Palisade Ne 1.8M High | FM1 - Fencing:Renew Palisade Ne 1.8M High, unit of measure LM | FM1-FE011403 | Y | Y | Y | Y | Y
M3NHFScheduleOfRatesCode | FM1/Fencing:Remove Palisade | FM1 - Fencing:Remove Palisade, unit of measure LM | FM1-FE011405 | Y | Y | Y | Y | Y
M3NHFScheduleOfRatesCode | FM1/Fencing:Renew Post And 2 Rail | FM1 - Fencing:Renew Post And 2 Rail, unit of measure LM | FM1-FE011501 | Y | Y | Y | Y | Y
M3NHFScheduleOfRatesCode | FM1/Fencing:Renew Post And 3 Rail | FM1 - Fencing:Renew Post And 3 Rail, unit of measure LM | FM1-FE011503 | Y | Y | Y | Y | Y
M3NHFScheduleOfRatesCode | FM1/Fencing:Renew Rail To Post And Rail | FM1 - Fencing:Renew Rail To Post And Rail, unit of measure LM | FM1-FE011505 | Y
M3NHFScheduleOfRatesCode | FM1/Fencing:Erect Post And Wire 1.2M | FM1 - Fencing:Erect Post And Wire 1.2M, unit of measure LM | FM1-FE011601 | Y | Y | Y | Y | Y
M3NHFScheduleOfRatesCode | FM1/Fencing:Renew Or Fix Line Wire | FM1 - Fencing:Renew Or Fix Line Wire, unit of measure LM | FM1-FE011605 | Y | Y | Y | Y | Y
M3NHFScheduleOfRatesCode | FM1/Fencing:Remove Pcc Post And Slab | FM1 - Fencing:Remove Pcc Post And Slab, unit of measure LM | FM1-FE011701 | Y | Y | Y | Y | Y
M3NHFScheduleOfRatesCode | FM1/Fencing:Make Safe Fencing | FM1 - Fencing:Make Safe Fencing, unit of measure LM | FM1-FE011801 | Y | Y | Y | Y | Y
M3NHFScheduleOfRatesCode | FM1/Fencing:Renew Timber Pale And Lag | FM1 - Fencing:Renew Timber Pale And Lag, unit of measure NO | FM1-FE011803 | Y | Y | Y | Y | Y
M3NHFScheduleOfRatesCode | FM1/Fencing:Refix Timber Pale And Lag | FM1 - Fencing:Refix Timber Pale And Lag, unit of measure NO | FM1-FE011805 | Y | Y | Y | Y | Y
M3NHFScheduleOfRatesCode | FM1/Fencing:Fix Galvanised Repair Bracket | FM1 - Fencing:Fix Galvanised Repair Bracket, unit of measure NO | FM1-FE011807 | Y | Y | Y | Y | Y
M3NHFScheduleOfRatesCode | FM1/Fence Post:Excavate Remove And Make Good | FM1 - Fence Post:Excavate Remove And Make Good, unit of measure NO | FM1-FE011901 | Y | Y | Y | Y | Y
M3NHFScheduleOfRatesCode | FM1/Fence Post:Refix Loose Post | FM1 - Fence Post:Refix Loose Post, unit of measure NO | FM1-FE011903 | Y | Y | Y | Y | Y
M3NHFScheduleOfRatesCode | FM1/Fence Post:Renew Timber To Hardcore Or Concrete | FM1 - Fence Post:Renew Timber To Hardcore Or Concrete, unit of measure NO | FM1-FE011905 | Y | Y | Y | Y | Y
M3NHFScheduleOfRatesCode | FM1/Fence Post:Renew Timber To Brickwork | FM1 - Fence Post:Renew Timber To Brickwork, unit of measure NO | FM1-FE011907 | Y | Y | Y | Y | Y
M3NHFScheduleOfRatesCode | FM1/Fence Post:Renew Timber In Metpost | FM1 - Fence Post:Renew Timber In Metpost, unit of measure NO | FM1-FE011909 | Y | Y | Y | Y | Y
M3NHFScheduleOfRatesCode | FM1/Fence Post:Renew Pcc Ne 1.5M | FM1 - Fence Post:Renew Pcc Ne 1.5M, unit of measure NO | FM1-FE011911 | Y | Y | Y | Y | Y
M3NHFScheduleOfRatesCode | FM1/Fence Post:Renew Pcc Over 1.5M | FM1 - Fence Post:Renew Pcc Over 1.5M, unit of measure NO | FM1-FE011913 | Y | Y | Y | Y | Y
M3NHFScheduleOfRatesCode | FM1/Fence Post:Fix 50X100Mm Sw Batten | FM1 - Fence Post:Fix 50X100Mm Sw Batten, unit of measure NO | FM1-FE011915 | Y | Y | Y | Y | Y
M3NHFScheduleOfRatesCode | FM1/Fence Post:Repair With Metspur | FM1 - Fence Post:Repair With Metspur, unit of measure NO | FM1-FE011917 | Y | Y | Y | Y | Y
M3NHFScheduleOfRatesCode | FM1/Gate:Renew Timber Ne 1.0Sm | FM1 - Gate:Renew Timber Ne 1.0Sm, unit of measure NO | FM1-FE012001 | Y | Y | Y | Y | Y
M3NHFScheduleOfRatesCode | FM1/Gate:Install Timber Ne 1.0Sm And Posts | FM1 - Gate:Install Timber Ne 1.0Sm And Posts, unit of measure NO | FM1-FE012003 | Y | Y | Y | Y | Y
M3NHFScheduleOfRatesCode | FM1/Gate:Renew Timber Ne 1.5Sm | FM1 - Gate:Renew Timber Ne 1.5Sm, unit of measure NO | FM1-FE012005 | Y | Y | Y | Y | Y
M3NHFScheduleOfRatesCode | FM1/Gate:Renew Timber Ne 2.Sm Overall | FM1 - Gate:Renew Timber Ne 2.Sm Overall, unit of measure NO | FM1-FE012009 | Y | Y | Y | Y | Y
M3NHFScheduleOfRatesCode | FM1/Gate:Install Timber Ne 1.5Sm And Posts | FM1 - Gate:Install Timber Ne 1.5Sm And Posts, unit of measure NO | FM1-FE012011 | Y | Y | Y | Y | Y
M3NHFScheduleOfRatesCode | FM1/Gate:Install Timber Ne 2.0Sm And Posts | FM1 - Gate:Install Timber Ne 2.0Sm And Posts, unit of measure NO | FM1-FE012013 | Y | Y | Y | Y | Y
M3NHFScheduleOfRatesCode | FM1/Gate:Renew Pair Timber Ne 2.5Sm Overall | FM1 - Gate:Renew Pair Timber Ne 2.5Sm Overall, unit of measure NO | FM1-FE012015 | Y | Y | Y | Y | Y
M3NHFScheduleOfRatesCode | FM1/Gate:Renew Pair Timber Ne 4Sm Overall | FM1 - Gate:Renew Pair Timber Ne 4Sm Overall, unit of measure NO | FM1-FE012017 | Y | Y | Y | Y | Y
M3NHFScheduleOfRatesCode | FM1/Gate:Renew Pair Timber Ne 8Sm Overall | FM1 - Gate:Renew Pair Timber Ne 8Sm Overall, unit of measure NO | FM1-FE012019 | Y | Y | Y | Y | Y
M3NHFScheduleOfRatesCode | FM1/Gates:Install Pair Timber Ne 2.5Sm And Post | FM1 - Gates:Install Pair Timber Ne 2.5Sm And Post, unit of measure NO | FM1-FE012021 | Y | Y | Y | Y | Y
M3NHFScheduleOfRatesCode | FM1/Gates:Install Pair Timber Ne 4Sm Overall & Posts | FM1 - Gates:Install Pair Timber Ne 4Sm Overall & Posts, unit of measure NO | FM1-FE012023 | Y | Y | Y | Y | Y
M3NHFScheduleOfRatesCode | FM1/Gates:Install Pair Timber Ne 8Sm Overall & Posts | FM1 - Gates:Install Pair Timber Ne 8Sm Overall & Posts, unit of measure NO | FM1-FE012025 | Y | Y | Y | Y | Y
M3NHFScheduleOfRatesCode | FM1/Gate:Repair And Ease And Adjust Timber Gate | FM1 - Gate:Repair And Ease And Adjust Timber Gate, unit of measure NO | FM1-FE012027 | Y | Y | Y | Y | Y
M3NHFScheduleOfRatesCode | FM1/Gate:Renew Gate And Fence Capping | FM1 - Gate:Renew Gate And Fence Capping, unit of measure LM | FM1-FE012029 | Y | Y | Y | Y | Y
M3NHFScheduleOfRatesCode | FM1/Gate:Install Timber Panel 1.2M High | FM1 - Gate:Install Timber Panel 1.2M High, unit of measure NO | FM1-FE012031 | Y | Y | Y | Y | Y
M3NHFScheduleOfRatesCode | FM1/Gate:Install Timber Panel 1.8M High | FM1 - Gate:Install Timber Panel 1.8M High, unit of measure NO | FM1-FE012033 | Y | Y | Y | Y | Y
M3NHFScheduleOfRatesCode | FM1/Gate:Renew Metal Ne 1.0Sm | FM1 - Gate:Renew Metal Ne 1.0Sm, unit of measure NO | FM1-FE012101 | Y | Y | Y | Y | Y
M3NHFScheduleOfRatesCode | FM1/Gate:Renew Metal Ne 2.0Sm | FM1 - Gate:Renew Metal Ne 2.0Sm, unit of measure NO | FM1-FE012103 | Y | Y | Y | Y | Y
M3NHFScheduleOfRatesCode | FM1/Gates:Renew Pair Metal Ne 4.0Sm | FM1 - Gates:Renew Pair Metal Ne 4.0Sm, unit of measure NO | FM1-FE012105 | Y | Y | Y | Y | Y
M3NHFScheduleOfRatesCode | FM1/Gates:Renew Pair Metal Ne 8.0Sm | FM1 - Gates:Renew Pair Metal Ne 8.0Sm, unit of measure NO | FM1-FE012107 | Y | Y | Y | Y | Y
M3NHFScheduleOfRatesCode | FM1/Gate:Repair And Ease And Adjust Metal Gate | FM1 - Gate:Repair And Ease And Adjust Metal Gate, unit of measure NO | FM1-FE012108 | Y | Y | Y | Y | Y
M3NHFScheduleOfRatesCode | FM1/Gate Latch:Renew | FM1 - Gate Latch:Renew, unit of measure NO | FM1-FE012201 | Y | Y | Y | Y | Y
M3NHFScheduleOfRatesCode | FM1/Gate Bolt:Renew | FM1 - Gate Bolt:Renew, unit of measure NO | FM1-FE012203 | Y | Y | Y | Y | Y
M3NHFScheduleOfRatesCode | FM1/Sliding Gate:Manual Breakdown Repair No Parts | FM1 - Sliding Gate:Manual Breakdown Repair No Parts, unit of measure IT | FM1-FE012301 | Y | Y | Y | Y | Y
M3NHFScheduleOfRatesCode | FM1/Sliding Gate:Manual Breakdown Repair Parts | FM1 - Sliding Gate:Manual Breakdown Repair Parts, unit of measure IT | FM1-FE012303 | Y | Y | Y | Y | Y
M3NHFScheduleOfRatesCode | FM1/Sliding Gate:Elec Breakdown Repair No Parts | FM1 - Sliding Gate:Elec Breakdown Repair No Parts, unit of measure IT | FM1-FE012305 | Y | Y | Y | Y | Y
M3NHFScheduleOfRatesCode | FM1/Sliding Gate:Elec Breakdown Repair Parts | FM1 - Sliding Gate:Elec Breakdown Repair Parts, unit of measure IT | FM1-FE012307 | Y | Y | Y | Y | Y
M3NHFScheduleOfRatesCode | FM1/Swinging Gate:Manual Breakdown Repair No Parts | FM1 - Swinging Gate:Manual Breakdown Repair No Parts, unit of measure IT | FM1-FE012401 | Y | Y | Y | Y | Y
M3NHFScheduleOfRatesCode | FM1/Swinging Gate:Manual Breakdown Repair Parts | FM1 - Swinging Gate:Manual Breakdown Repair Parts, unit of measure IT | FM1-FE012403 | Y | Y | Y | Y | Y
M3NHFScheduleOfRatesCode | FM1/Swinging Gate:Elec Breakdown Repair No Parts | FM1 - Swinging Gate:Elec Breakdown Repair No Parts, unit of measure IT | FM1-FE012405 | Y | Y | Y | Y | Y
M3NHFScheduleOfRatesCode | FM1/Swinging Gate:Elec Breakdown Repair Parts | FM1 - Swinging Gate:Elec Breakdown Repair Parts, unit of measure IT | FM1-FE012407 | Y | Y | Y | Y | Y
M3NHFScheduleOfRatesCode | FM1/Turnstile Gate:Manual Breakdown Repair No Parts | FM1 - Turnstile Gate:Manual Breakdown Repair No Parts, unit of measure IT | FM1-FE012501 | Y | Y | Y | Y | Y
M3NHFScheduleOfRatesCode | FM1/Turnstile Gate:Manual Breakdown Repair Parts | FM1 - Turnstile Gate:Manual Breakdown Repair Parts, unit of measure IT | FM1-FE012503 | Y | Y | Y | Y | Y
M3NHFScheduleOfRatesCode | FM1/Turnstile Gate:Elec Breakdown Repair No Parts | FM1 - Turnstile Gate:Elec Breakdown Repair No Parts, unit of measure IT | FM1-FE012505 | Y | Y | Y | Y | Y
M3NHFScheduleOfRatesCode | FM1/Turnstile Gate:Elec Breakdown Repair Parts | FM1 - Turnstile Gate:Elec Breakdown Repair Parts, unit of measure IT | FM1-FE012507 | Y | Y | Y | Y | Y
M3NHFScheduleOfRatesCode | FM1/Road Barrier:Manual Breakdown Repair No Parts | FM1 - Road Barrier:Manual Breakdown Repair No Parts, unit of measure IT | FM1-FE012601 | Y | Y | Y | Y | Y
M3NHFScheduleOfRatesCode | FM1/Road Barrier:Manual Breakdown Repair Parts | FM1 - Road Barrier:Manual Breakdown Repair Parts, unit of measure IT | FM1-FE012603 | Y | Y | Y | Y | Y
M3NHFScheduleOfRatesCode | FM1/Road Barrier:Elec Breakdown Repair No Parts | FM1 - Road Barrier:Elec Breakdown Repair No Parts, unit of measure IT | FM1-FE012605 | Y | Y | Y | Y | Y
M3NHFScheduleOfRatesCode | FM1/Road Barrier:Elec Breakdown Repair Parts | FM1 - Road Barrier:Elec Breakdown Repair Parts, unit of measure IT | FM1-FE012607 | Y | Y | Y | Y | Y
M3NHFScheduleOfRatesCode | FM1/Gate Post:Renew Timber | FM1 - Gate Post:Renew Timber, unit of measure NO | FM1-FE012701 | Y | Y | Y | Y | Y
M3NHFScheduleOfRatesCode | FM1/Gate Post:Renew Pcc | FM1 - Gate Post:Renew Pcc, unit of measure NO | FM1-FE012703 | Y | Y | Y | Y | Y
M3NHFScheduleOfRatesCode | FM1/Gate Frame:Renew Timber | FM1 - Gate Frame:Renew Timber, unit of measure LM | FM1-FE012705 | Y | Y | Y | Y | Y
M3NHFScheduleOfRatesCode | FM1/Gate Post:Renew Or Supply Anchor Post | FM1 - Gate Post:Renew Or Supply Anchor Post, unit of measure NO | FM1-FE012707 | Y | Y | Y | Y | Y
M3NHFScheduleOfRatesCode | FM1/Gate:Renew 50X25Mm Stop Ne 2.0M | FM1 - Gate:Renew 50X25Mm Stop Ne 2.0M, unit of measure NO | FM1-FE012709 | Y | Y | Y | Y | Y
M3NHFScheduleOfRatesCode | FM1/Gate Post And Gate:Renew And Repair Any Fitting | FM1 - Gate Post And Gate:Renew And Repair Any Fitting, unit of measure NO | FM1-FE012711 | Y | Y | Y | Y | Y
M3NHFScheduleOfRatesCode | FM1/Fencing:Erect Chain Mesh Fence And Posts 0.9M | FM1 - Fencing:Erect Chain Mesh Fence And Posts 0.9M, unit of measure LM | FM1-FE020101 | Y
M3NHFScheduleOfRatesCode | FM1/Fencing:Renew Chain Mesh Fence And Posts 0.9M | FM1 - Fencing:Renew Chain Mesh Fence And Posts 0.9M, unit of measure LM | FM1-FE020103 | Y
M3NHFScheduleOfRatesCode | FM1/Floor:Renew Internal Concrete | FM1 - Floor:Renew Internal Concrete, unit of measure SM | FM1-FN010101 | Y | Y | Y | Y | Y
M3NHFScheduleOfRatesCode | FM1/Floor:Renew Internal Concrete Insulation | FM1 - Floor:Renew Internal Concrete Insulation, unit of measure SM | FM1-FN010103 | Y | Y | Y | Y | Y
M3NHFScheduleOfRatesCode | FM1/Floor:Renew Internal Reinforced Concrete | FM1 - Floor:Renew Internal Reinforced Concrete, unit of measure SM | FM1-FN010105 | Y | Y | Y | Y | Y
M3NHFScheduleOfRatesCode | FM1/Floor:New Internal Concrete With Insulation | FM1 - Floor:New Internal Concrete With Insulation, unit of measure SM | FM1-FN010107 | Y | Y | Y | Y | Y
M3NHFScheduleOfRatesCode | FM1/Foundations:Excavate Concrete Brickwork Trench | FM1 - Foundations:Excavate Concrete Brickwork Trench, unit of measure LM | FM1-FN010201 | Y | Y | Y | Y | Y
M3NHFScheduleOfRatesCode | FM1/Foundations:Excavate Concrete Trench | FM1 - Foundations:Excavate Concrete Trench, unit of measure LM | FM1-FN010203 | Y
M3NHFScheduleOfRatesCode | FM1/Excavate:Pit Ne 1.00M | FM1 - Excavate:Pit Ne 1.00M, unit of measure CM | FM1-FN010301 | Y | Y | Y | Y | Y
M3NHFScheduleOfRatesCode | FM1/Excavate:Pit Ne 2.00M | FM1 - Excavate:Pit Ne 2.00M, unit of measure CM | FM1-FN010303 | Y | Y | Y | Y | Y
M3NHFScheduleOfRatesCode | FM1/Excavate:Trench Ne 1.00M | FM1 - Excavate:Trench Ne 1.00M, unit of measure CM | FM1-FN010305 | Y | Y | Y | Y | Y
M3NHFScheduleOfRatesCode | FM1/Excavate:Trench Ne 2.00M | FM1 - Excavate:Trench Ne 2.00M, unit of measure CM | FM1-FN010307 | Y | Y | Y | Y | Y
M3NHFScheduleOfRatesCode | FM1/Hardcore:Filling | FM1 - Hardcore:Filling, unit of measure CM | FM1-FN010401 | Y | Y | Y | Y | Y
M3NHFScheduleOfRatesCode | FM1/Sand:Blinding | FM1 - Sand:Blinding, unit of measure SM | FM1-FN010403 | Y | Y | Y | Y | Y
M3NHFScheduleOfRatesCode | FM1/Concrete:Supply And Place In Trench | FM1 - Concrete:Supply And Place In Trench, unit of measure LM | FM1-FN010501 | Y | Y | Y | Y | Y
M3NHFScheduleOfRatesCode | FM1/Concrete:Supply And Place In Beds | FM1 - Concrete:Supply And Place In Beds, unit of measure CM | FM1-FN010503 | Y | Y | Y | Y | Y
M3NHFScheduleOfRatesCode | FM1/Concrete:Supply And Place In Mass Foundation | FM1 - Concrete:Supply And Place In Mass Foundation, unit of measure CM | FM1-FN010505 | Y | Y | Y | Y | Y
M3NHFScheduleOfRatesCode | FM1/Concrete:Supply And Place In Cavity | FM1 - Concrete:Supply And Place In Cavity, unit of measure SM | FM1-FN010507 | Y | Y | Y | Y | Y
M3NHFScheduleOfRatesCode | FM1/Membrane:Lay Polythene | FM1 - Membrane:Lay Polythene, unit of measure SM | FM1-FN010601 | Y | Y | Y | Y | Y
M3NHFScheduleOfRatesCode | FM1/Mot Type 1:Filling | FM1 - Mot Type 1:Filling, unit of measure CM | FM1-FN010602 | Y
M3NHFScheduleOfRatesCode | FM1/Reinforcement:Lay Mesh | FM1 - Reinforcement:Lay Mesh, unit of measure SM | FM1-FN010603 | Y | Y | Y | Y | Y
M3NHFScheduleOfRatesCode | FM1/Reinforcement:Lay A393 Mesh | FM1 - Reinforcement:Lay A393 Mesh, unit of measure SM | FM1-FN010604 | Y
M3NHFScheduleOfRatesCode | FM1/Duct:Form In Surface Of Concrete Bed | FM1 - Duct:Form In Surface Of Concrete Bed, unit of measure LM | FM1-FN010605 | Y | Y | Y | Y | Y
M3NHFScheduleOfRatesCode | FM1/Pane:Reglaze 4Mm Clear Or Obscure Upto 1Sm | FM1 - Pane:Reglaze 4Mm Clear Or Obscure Upto 1Sm, unit of measure NO | FM1-GL010101 | Y | Y | Y | Y | Y
M3NHFScheduleOfRatesCode | FM1/Pane:Reglaze 4Mm Clear Or Obscure Over 1Sm | FM1 - Pane:Reglaze 4Mm Clear Or Obscure Over 1Sm, unit of measure SM | FM1-GL010103 | Y | Y | Y | Y | Y
M3NHFScheduleOfRatesCode | FM1/Pane:Reglaze 6Mm Clear Or Obscure Upto 1Sm | FM1 - Pane:Reglaze 6Mm Clear Or Obscure Upto 1Sm, unit of measure NO | FM1-GL010105 | Y | Y | Y | Y | Y
M3NHFScheduleOfRatesCode | FM1/Pane:Reglaze 6Mm Clear Or Obscure Over 1Sm | FM1 - Pane:Reglaze 6Mm Clear Or Obscure Over 1Sm, unit of measure SM | FM1-GL010107 | Y | Y | Y | Y | Y
M3NHFScheduleOfRatesCode | FM1/Pane:Reglaze 7Mm Gwcg Upto 1Sm | FM1 - Pane:Reglaze 7Mm Gwcg Upto 1Sm, unit of measure NO | FM1-GL010201 | Y | Y | Y | Y | Y
M3NHFScheduleOfRatesCode | FM1/Pane:Reglaze 7Mm Gwcg Over 1Sm | FM1 - Pane:Reglaze 7Mm Gwcg Over 1Sm, unit of measure SM | FM1-GL010203 | Y | Y | Y | Y | Y
M3NHFScheduleOfRatesCode | FM1/Pane:Reglaze 6Mm Gwpp Upto 1Sm | FM1 - Pane:Reglaze 6Mm Gwpp Upto 1Sm, unit of measure NO | FM1-GL010301 | Y | Y | Y | Y | Y
M3NHFScheduleOfRatesCode | FM1/Pane:Reglaze 6Mm Gwpp Over 1Sm | FM1 - Pane:Reglaze 6Mm Gwpp Over 1Sm, unit of measure SM | FM1-GL010303 | Y | Y | Y | Y | Y
M3NHFScheduleOfRatesCode | FM1/Balustrade:Reglaze 7Mm Gwpp Over 1.00Sm | FM1 - Balustrade:Reglaze 7Mm Gwpp Over 1.00Sm, unit of measure SM | FM1-GL010305 | Y | Y | Y | Y | Y
M3NHFScheduleOfRatesCode | FM1/Pane:Reglaze 6Mm Toughened Upto 1Sm | FM1 - Pane:Reglaze 6Mm Toughened Upto 1Sm, unit of measure NO | FM1-GL010401 | Y | Y | Y | Y | Y
M3NHFScheduleOfRatesCode | FM1/Pane:Reglaze 6Mm Toughened Over 1Sm | FM1 - Pane:Reglaze 6Mm Toughened Over 1Sm, unit of measure SM | FM1-GL010403 | Y | Y | Y | Y | Y
M3NHFScheduleOfRatesCode | FM1/Pane:Reglaze 6.4Mm Laminated Upto 1Sm | FM1 - Pane:Reglaze 6.4Mm Laminated Upto 1Sm, unit of measure NO | FM1-GL010501 | Y | Y | Y | Y | Y
M3NHFScheduleOfRatesCode | FM1/Pane:Reglaze 6.4Mm Laminated Over 1Sm | FM1 - Pane:Reglaze 6.4Mm Laminated Over 1Sm, unit of measure SM | FM1-GL010503 | Y | Y | Y | Y | Y
M3NHFScheduleOfRatesCode | FM1/Pane:Reglaze 4.4Mm Laminated Upto 1Sm | FM1 - Pane:Reglaze 4.4Mm Laminated Upto 1Sm, unit of measure NO | FM1-GL010505 | Y | Y | Y | Y | Y
M3NHFScheduleOfRatesCode | FM1/Pane:Reglaze 4.4Mm Laminated Over 1Sm | FM1 - Pane:Reglaze 4.4Mm Laminated Over 1Sm, unit of measure SM | FM1-GL010507 | Y | Y | Y | Y | Y
M3NHFScheduleOfRatesCode | FM1/Pane:Reglaze 6.8Mm Laminated/Stippolyte Upto 1 Sm | FM1 - Pane:Reglaze 6.8Mm Laminated/Stippolyte Upto 1 Sm, unit of measure NO | FM1-GL010551 | Y | Y | Y | Y | Y
M3NHFScheduleOfRatesCode | FM1/Pane:Reglaze 6.8Mm Laminated/Stippolyte Over 1 Sm | FM1 - Pane:Reglaze 6.8Mm Laminated/Stippolyte Over 1 Sm, unit of measure SM | FM1-GL010553 | Y | Y | Y | Y | Y
M3NHFScheduleOfRatesCode | FM1/Pane:Reglaze 4Mm Polycarbonate Upto 1Sm | FM1 - Pane:Reglaze 4Mm Polycarbonate Upto 1Sm, unit of measure NO | FM1-GL010601 | Y | Y | Y | Y | Y
M3NHFScheduleOfRatesCode | FM1/Pane:Reglaze 4Mm Polycarbonate Over 1Sm | FM1 - Pane:Reglaze 4Mm Polycarbonate Over 1Sm, unit of measure SM | FM1-GL010603 | Y | Y | Y | Y | Y
M3NHFScheduleOfRatesCode | FM1/Pane:Reglaze 6Mm Polycarbonate Upto 1.00Sm | FM1 - Pane:Reglaze 6Mm Polycarbonate Upto 1.00Sm, unit of measure NO | FM1-GL010605 | Y | Y | Y | Y | Y
M3NHFScheduleOfRatesCode | FM1/Pane:Reglaze 6Mm Polycarbonate Over 1.00Sm | FM1 - Pane:Reglaze 6Mm Polycarbonate Over 1.00Sm, unit of measure SM | FM1-GL010607 | Y | Y | Y | Y | Y
M3NHFScheduleOfRatesCode | FM1/Pane:Reglaze 7Mm Fire Safety Impact Upto 1Sm | FM1 - Pane:Reglaze 7Mm Fire Safety Impact Upto 1Sm, unit of measure NO | FM1-GL010651 | Y | Y | Y | Y | Y
M3NHFScheduleOfRatesCode | FM1/Pane:Reglaze 7Mm Fire Safety Impact Glass Over 1Sm | FM1 - Pane:Reglaze 7Mm Fire Safety Impact Glass Over 1Sm, unit of measure SM | FM1-GL010653 | Y | Y | Y | Y | Y
M3NHFScheduleOfRatesCode | FM1/Pane:Reglaze 6.5Mm Half Hour Fire Upto 0.50Sm | FM1 - Pane:Reglaze 6.5Mm Half Hour Fire Upto 0.50Sm, unit of measure NO | FM1-GL010701 | Y | Y | Y | Y | Y
M3NHFScheduleOfRatesCode | FM1/Pane:Reglaze 6.5Mm Half Hour Fire 0.50-1.00Sm | FM1 - Pane:Reglaze 6.5Mm Half Hour Fire 0.50-1.00Sm, unit of measure NO | FM1-GL010703 | Y | Y | Y | Y | Y
M3NHFScheduleOfRatesCode | FM1/Pane:Reglaze 6.5Mm Half Hour Fire Over 1.00Sm | FM1 - Pane:Reglaze 6.5Mm Half Hour Fire Over 1.00Sm, unit of measure SM | FM1-GL010705 | Y | Y | Y | Y | Y
M3NHFScheduleOfRatesCode | FM1/Pane:Reglaze 15Mm One Hour Fire Upto 0.50Sm | FM1 - Pane:Reglaze 15Mm One Hour Fire Upto 0.50Sm, unit of measure NO | FM1-GL010707 | Y | Y | Y | Y | Y
M3NHFScheduleOfRatesCode | FM1/Pane:Reglaze 15Mm One Hour Fire Upto 1.00Sm | FM1 - Pane:Reglaze 15Mm One Hour Fire Upto 1.00Sm, unit of measure NO | FM1-GL010709 | Y | Y | Y | Y | Y
M3NHFScheduleOfRatesCode | FM1/Pane:Reglaze 15Mm One Hour Fire Over 1.00Sm | FM1 - Pane:Reglaze 15Mm One Hour Fire Over 1.00Sm, unit of measure SM | FM1-GL010711 | Y | Y | Y | Y | Y
M3NHFScheduleOfRatesCode | FM1/Pane:Reglaze 6Mm Polished Plate Upto 1.00Sm | FM1 - Pane:Reglaze 6Mm Polished Plate Upto 1.00Sm, unit of measure NO | FM1-GL010801 | Y | Y | Y | Y | Y
M3NHFScheduleOfRatesCode | FM1/Pane:Reglaze 6Mm Polished Plate Over 1.00Sm | FM1 - Pane:Reglaze 6Mm Polished Plate Over 1.00Sm, unit of measure SM | FM1-GL010803 | Y | Y | Y | Y | Y
M3NHFScheduleOfRatesCode | FM1/Rooflight:Reglaze Pyroshield Upto 0.50Sm | FM1 - Rooflight:Reglaze Pyroshield Upto 0.50Sm, unit of measure NO | FM1-GL020101 | Y | Y | Y | Y | Y
M3NHFScheduleOfRatesCode | FM1/Rooflight:Reglaze Pyroshield 0.50-1.00Sm | FM1 - Rooflight:Reglaze Pyroshield 0.50-1.00Sm, unit of measure NO | FM1-GL020103 | Y | Y | Y | Y | Y
M3NHFScheduleOfRatesCode | FM1/Rooflight:Reglaze Pyroshield Over 1.00Sm | FM1 - Rooflight:Reglaze Pyroshield Over 1.00Sm, unit of measure SM | FM1-GL020105 | Y | Y | Y | Y | Y
M3NHFScheduleOfRatesCode | FM1/Rooflight:Reglaze 4Mm Polycarbonate Upto 1.00Sm | FM1 - Rooflight:Reglaze 4Mm Polycarbonate Upto 1.00Sm, unit of measure NO | FM1-GL020107 | Y | Y | Y | Y | Y
M3NHFScheduleOfRatesCode | FM1/Rooflight:Reglaze 4Mm Polycarbonate Over 1.00Sm | FM1 - Rooflight:Reglaze 4Mm Polycarbonate Over 1.00Sm, unit of measure SM | FM1-GL020109 | Y | Y | Y | Y | Y
M3NHFScheduleOfRatesCode | FM1/Rooflight:Reglaze 6Mm Polycarbonate Upto 1.00Sm | FM1 - Rooflight:Reglaze 6Mm Polycarbonate Upto 1.00Sm, unit of measure NO | FM1-GL020111 | Y | Y | Y | Y | Y
M3NHFScheduleOfRatesCode | FM1/Rooflight:Reglaze 6Mm Polycarbonate Over 1.00Sm | FM1 - Rooflight:Reglaze 6Mm Polycarbonate Over 1.00Sm, unit of measure SM | FM1-GL020113 | Y | Y | Y | Y | Y
M3NHFScheduleOfRatesCode | FM1/Double Glazed Unit:Reglaze Ne 1.00Sm Obscure | FM1 - Double Glazed Unit:Reglaze Ne 1.00Sm Obscure, unit of measure NO | FM1-GL030101 | Y | Y | Y | Y | Y
M3NHFScheduleOfRatesCode | FM1/Double Glazed Unit:Reglaze Over 1.00Sm Obscure | FM1 - Double Glazed Unit:Reglaze Over 1.00Sm Obscure, unit of measure SM | FM1-GL030103 | Y | Y | Y | Y | Y
M3NHFScheduleOfRatesCode | FM1/Double Glazed Unit:Reglaze Upto 1Sm-Clear Low E | FM1 - Double Glazed Unit:Reglaze Upto 1Sm-Clear Low E, unit of measure NO | FM1-GL030201 | Y | Y | Y | Y | Y
M3NHFScheduleOfRatesCode | FM1/Double Glazed Unit:Reglaze Over 1.0Sm-Clear Low E | FM1 - Double Glazed Unit:Reglaze Over 1.0Sm-Clear Low E, unit of measure SM | FM1-GL030203 | Y | Y | Y | Y | Y
M3NHFScheduleOfRatesCode | FM1/Double Glazed Unit:Reglaze 28Mm Ne 1Sm Clear Low E | FM1 - Double Glazed Unit:Reglaze 28Mm Ne 1Sm Clear Low E, unit of measure NO | FM1-GL030205 | Y | Y | Y | Y | Y
M3NHFScheduleOfRatesCode | FM1/Double Glazed Unit:Reglaze 28Mm Ex 1Sm Clear Low E | FM1 - Double Glazed Unit:Reglaze 28Mm Ex 1Sm Clear Low E, unit of measure SM | FM1-GL030207 | Y | Y | Y | Y | Y
M3NHFScheduleOfRatesCode | FM1/Double Glazed Unit:Reglaze Upto 1Sm Safety Low E | FM1 - Double Glazed Unit:Reglaze Upto 1Sm Safety Low E, unit of measure NO | FM1-GL030301 | Y | Y | Y | Y | Y
M3NHFScheduleOfRatesCode | FM1/Double Glazed Unit:Reglaze Over 1Sm Safety Low E | FM1 - Double Glazed Unit:Reglaze Over 1Sm Safety Low E, unit of measure SM | FM1-GL030303 | Y | Y | Y | Y | Y
M3NHFScheduleOfRatesCode | FM1/Double Glazed Unit:Reglaze 28Mm Ne 1Sm Safety Lowe | FM1 - Double Glazed Unit:Reglaze 28Mm Ne 1Sm Safety Lowe, unit of measure NO | FM1-GL030305 | Y | Y | Y | Y | Y
M3NHFScheduleOfRatesCode | FM1/Double Glazed Unit:Reglaze 28Mm Ex 1Sm Safety Lowe | FM1 - Double Glazed Unit:Reglaze 28Mm Ex 1Sm Safety Lowe, unit of measure SM | FM1-GL030307 | Y | Y | Y | Y | Y
M3NHFScheduleOfRatesCode | FM1/Vacuum Double Glazing:Reglaze Upto 1Sm-Clear | FM1 - Vacuum Double Glazing:Reglaze Upto 1Sm-Clear, unit of measure NO | FM1-GL030401 | Y | Y | Y | Y | Y
M3NHFScheduleOfRatesCode | FM1/Vacuum Double Glazing:Reglaze Over 1Sm-Clear | FM1 - Vacuum Double Glazing:Reglaze Over 1Sm-Clear, unit of measure SM | FM1-GL030403 | Y | Y | Y | Y | Y
M3NHFScheduleOfRatesCode | FM1/Vacuum Double Glazing:Reglaze Upto 1Sm-Obscure | FM1 - Vacuum Double Glazing:Reglaze Upto 1Sm-Obscure, unit of measure NO | FM1-GL030405 | Y | Y | Y | Y | Y
M3NHFScheduleOfRatesCode | FM1/Vacuum Double Glazing:Reglaze Over 1Sm-Obscure | FM1 - Vacuum Double Glazing:Reglaze Over 1Sm-Obscure, unit of measure SM | FM1-GL030407 | Y | Y | Y | Y | Y
M3NHFScheduleOfRatesCode | FM1/Vacuum Double Glazing:Reglaze Upto 1Sm-Safety | FM1 - Vacuum Double Glazing:Reglaze Upto 1Sm-Safety, unit of measure NO | FM1-GL030409 | Y | Y | Y | Y | Y
M3NHFScheduleOfRatesCode | FM1/Vacuum Double Glazing:Reglaze Over 1Sm-Safety | FM1 - Vacuum Double Glazing:Reglaze Over 1Sm-Safety, unit of measure SM | FM1-GL030411 | Y | Y | Y | Y | Y
M3NHFScheduleOfRatesCode | FM1/Triple Glazing:Reglaze Upto 1Sm-Clear | FM1 - Triple Glazing:Reglaze Upto 1Sm-Clear, unit of measure NO | FM1-GL030501 | Y | Y | Y | Y | Y
M3NHFScheduleOfRatesCode | FM1/Triple Glazing:Reglaze Over 1Sm-Clear | FM1 - Triple Glazing:Reglaze Over 1Sm-Clear, unit of measure SM | FM1-GL030503 | Y | Y | Y | Y | Y
M3NHFScheduleOfRatesCode | FM1/Triple Glazing:Reglaze Upto 1Sm-Obscure | FM1 - Triple Glazing:Reglaze Upto 1Sm-Obscure, unit of measure NO | FM1-GL030505 | Y | Y | Y | Y | Y
M3NHFScheduleOfRatesCode | FM1/Triple Glazing:Reglaze Over 1Sm-Obscure | FM1 - Triple Glazing:Reglaze Over 1Sm-Obscure, unit of measure SM | FM1-GL030507 | Y | Y | Y | Y | Y
M3NHFScheduleOfRatesCode | FM1/Triple Glazing:Reglaze Upto 1Sm-Safety | FM1 - Triple Glazing:Reglaze Upto 1Sm-Safety, unit of measure NO | FM1-GL030509 | Y | Y | Y | Y | Y
M3NHFScheduleOfRatesCode | FM1/Triple Glazing:Reglaze Over 1Sm-Safety | FM1 - Triple Glazing:Reglaze Over 1Sm-Safety, unit of measure SM | FM1-GL030511 | Y | Y | Y | Y | Y
M3NHFScheduleOfRatesCode | FM1/Condensation Drip Tray:Renew | FM1 - Condensation Drip Tray:Renew, unit of measure IT | FM1-GL030601 | Y | Y | Y | Y | Y
M3NHFScheduleOfRatesCode | FM1/Double Glazed Units:Refix | FM1 - Double Glazed Units:Refix, unit of measure NO | FM1-GL030603 | Y | Y | Y | Y | Y
M3NHFScheduleOfRatesCode | FM1/Domelight:Remove And Refix | FM1 - Domelight:Remove And Refix, unit of measure NO | FM1-GL040101 | Y | Y | Y | Y | Y
M3NHFScheduleOfRatesCode | FM1/Domelight:Renew 610X610Mm Complete | FM1 - Domelight:Renew 610X610Mm Complete, unit of measure NO | FM1-GL040103 | Y | Y | Y | Y | Y
M3NHFScheduleOfRatesCode | FM1/Domelight:Renew 914X914Mm Complete | FM1 - Domelight:Renew 914X914Mm Complete, unit of measure NO | FM1-GL040105 | Y | Y | Y | Y | Y
M3NHFScheduleOfRatesCode | FM1/Domelight:Renew 1210X1210Mm Complete | FM1 - Domelight:Renew 1210X1210Mm Complete, unit of measure NO | FM1-GL040107 | Y | Y | Y | Y | Y
M3NHFScheduleOfRatesCode | FM1/Window:Apply Solar Reflective Film | FM1 - Window:Apply Solar Reflective Film, unit of measure SM | FM1-GL050101 | Y | Y | Y | Y | Y
M3NHFScheduleOfRatesCode | FM1/Window:Apply Safety Film | FM1 - Window:Apply Safety Film, unit of measure SM | FM1-GL050103 | Y | Y | Y | Y | Y
M3NHFScheduleOfRatesCode | FM1/Window:Apply Safety Film - 100 Micron Bomb Proof | FM1 - Window:Apply Safety Film - 100 Micron Bomb Proof, unit of measure SM | FM1-GL050105 | Y | Y | Y | Y | Y
M3NHFScheduleOfRatesCode | FM1/Window:Apply Safety Film - 175 Micron Bomb Proof | FM1 - Window:Apply Safety Film - 175 Micron Bomb Proof, unit of measure SM | FM1-GL050107 | Y | Y | Y | Y | Y
M3NHFScheduleOfRatesCode | FM1/Window:Apply Safety Film - 300 Micron Bomb Proof | FM1 - Window:Apply Safety Film - 300 Micron Bomb Proof, unit of measure SM | FM1-GL050109 | Y | Y | Y | Y | Y
M3NHFScheduleOfRatesCode | FM1/Convert:Single Pane Clear | FM1 - Convert:Single Pane Clear, unit of measure SM | FM1-GL060101 | Y | Y | Y | Y | Y
M3NHFScheduleOfRatesCode | FM1/Convert:Single Pane Obscure | FM1 - Convert:Single Pane Obscure, unit of measure SM | FM1-GL060103 | Y | Y | Y | Y | Y
M3NHFScheduleOfRatesCode | FM1/Convert:Single Pane Safety | FM1 - Convert:Single Pane Safety, unit of measure SM | FM1-GL060105 | Y | Y | Y | Y | Y
M3NHFScheduleOfRatesCode | FM1/Secondary Glazing:Install | FM1 - Secondary Glazing:Install, unit of measure SM | FM1-GL070101 | Y | Y | Y | Y | Y
M3NHFScheduleOfRatesCode | FM1/Putty:Renew Defective Putty | FM1 - Putty:Renew Defective Putty, unit of measure LM | FM1-GL080101 | Y | Y | Y | Y | Y
M3NHFScheduleOfRatesCode | FM1/Bead:Renew Defective Glazing Bead | FM1 - Bead:Renew Defective Glazing Bead, unit of measure LM | FM1-GL080103 | Y | Y | Y | Y | Y
M3NHFScheduleOfRatesCode | FM1/Bead:Apply Silicone Seal To Glazing Bead | FM1 - Bead:Apply Silicone Seal To Glazing Bead, unit of measure LM | FM1-GL080105 | Y | Y | Y | Y | Y
M3NHFScheduleOfRatesCode | FM1/Window:Bed Edges In Washleather Strip | FM1 - Window:Bed Edges In Washleather Strip, unit of measure LM | FM1-GL080107 | Y | Y | Y | Y | Y
M3NHFScheduleOfRatesCode | FM1/Gaskets:Extra Over For Compression Gasket | FM1 - Gaskets:Extra Over For Compression Gasket, unit of measure LM | FM1-GL080109 | Y | Y | Y | Y | Y
M3NHFScheduleOfRatesCode | FM1/Vent:Renew Circular To Existing Opening | FM1 - Vent:Renew Circular To Existing Opening, unit of measure NO | FM1-GL080111 | Y | Y | Y | Y | Y
M3NHFScheduleOfRatesCode | FM1/Vent:Fit New Circular To Existing Glass | FM1 - Vent:Fit New Circular To Existing Glass, unit of measure NO | FM1-GL080113 | Y | Y | Y | Y | Y
M3NHFScheduleOfRatesCode | FM1/Vent:Fit Metal Permavent | FM1 - Vent:Fit Metal Permavent, unit of measure NO | FM1-GL080115 | Y | Y | Y | Y | Y
M3NHFScheduleOfRatesCode | FM1/Louvre:Renew Blade Ne 950Mm Long | FM1 - Louvre:Renew Blade Ne 950Mm Long, unit of measure NO | FM1-GL080117 | Y | Y | Y | Y | Y
M3NHFScheduleOfRatesCode | FM1/Temporary Glazing:Fix Prior To Replacement Unit | FM1 - Temporary Glazing:Fix Prior To Replacement Unit, unit of measure NO | FM1-GL080119 | Y | Y | Y | Y | Y
M3NHFScheduleOfRatesCode | FM1/Sylglas:Fit Tape Ne 100Mm Wide | FM1 - Sylglas:Fit Tape Ne 100Mm Wide, unit of measure LM | FM1-GL080121 | Y | Y | Y | Y | Y
M3NHFScheduleOfRatesCode | FM1/Sash:Extra Over Glazing To Dismantle Sash | FM1 - Sash:Extra Over Glazing To Dismantle Sash, unit of measure NO | FM1-GL080123 | Y | Y | Y | Y | Y
M3NHFScheduleOfRatesCode | FM1/Bench:Renew Hardwood Bench Ne 2M Long | FM1 - Bench:Renew Hardwood Bench Ne 2M Long, unit of measure IT | FM1-IJ050501 | Y
M3NHFScheduleOfRatesCode | FM1/Bench:Renew Hardwood Bench Ne 4M Long | FM1 - Bench:Renew Hardwood Bench Ne 4M Long, unit of measure IT | FM1-IJ050503 | Y
M3NHFScheduleOfRatesCode | FM1/Bench:Renew Slatted Benching | FM1 - Bench:Renew Slatted Benching, unit of measure SM | FM1-IJ050505 | Y
M3NHFScheduleOfRatesCode | FM1/Bench:Renew Bearer To Benching | FM1 - Bench:Renew Bearer To Benching, unit of measure NO | FM1-IJ050507 | Y
M3NHFScheduleOfRatesCode | FM1/Bench:Renew Bracket To Benching | FM1 - Bench:Renew Bracket To Benching, unit of measure NO | FM1-IJ050509 | Y
M3NHFScheduleOfRatesCode | FM1/Stone:Rebuild Wall Ne 300Mm Ns Irregular Courses | FM1 - Stone:Rebuild Wall Ne 300Mm Ns Irregular Courses, unit of measure SM | FM1-MA010101 | Y | Y | Y | Y | Y
M3NHFScheduleOfRatesCode | FM1/Stone:Rebuild Wall Over 300Mm Ns Irregular | FM1 - Stone:Rebuild Wall Over 300Mm Ns Irregular, unit of measure SM | FM1-MA010103 | Y | Y | Y | Y | Y
M3NHFScheduleOfRatesCode | FM1/Stone:Rebuild Wall Ne 300Mm Ns Regular Courses | FM1 - Stone:Rebuild Wall Ne 300Mm Ns Regular Courses, unit of measure SM | FM1-MA010105 | Y | Y | Y | Y | Y
M3NHFScheduleOfRatesCode | FM1/Stone:Rebuild Wall Over 300Mm Ns Regular Courses | FM1 - Stone:Rebuild Wall Over 300Mm Ns Regular Courses, unit of measure SM | FM1-MA010107 | Y | Y | Y | Y | Y
M3NHFScheduleOfRatesCode | FM1/Stone:Rebuild Wall Ne 300Mm Rs Irregular Courses | FM1 - Stone:Rebuild Wall Ne 300Mm Rs Irregular Courses, unit of measure SM | FM1-MA010201 | Y | Y | Y | Y | Y
M3NHFScheduleOfRatesCode | FM1/Stone:Rebuild Wall Over 300Mm Rs Irregular | FM1 - Stone:Rebuild Wall Over 300Mm Rs Irregular, unit of measure SM | FM1-MA010203 | Y | Y | Y | Y | Y
M3NHFScheduleOfRatesCode | FM1/Stone:Rebuild Wall Ne 300Mm Rs Regular Courses | FM1 - Stone:Rebuild Wall Ne 300Mm Rs Regular Courses, unit of measure SM | FM1-MA010205 | Y | Y | Y | Y | Y
M3NHFScheduleOfRatesCode | FM1/Stone:Rebuild Wall Over 300Mm Rs Regular Courses | FM1 - Stone:Rebuild Wall Over 300Mm Rs Regular Courses, unit of measure SM | FM1-MA010207 | Y | Y | Y | Y | Y
M3NHFScheduleOfRatesCode | FM1/Stone:Rebuild Wall Cavity Skin Rs Regular Courses | FM1 - Stone:Rebuild Wall Cavity Skin Rs Regular Courses, unit of measure SM | FM1-MA010209 | Y | Y | Y | Y | Y
M3NHFScheduleOfRatesCode | FM1/Stone:Rebuild Wall Cavity Skin Rs Irregular | FM1 - Stone:Rebuild Wall Cavity Skin Rs Irregular, unit of measure SM | FM1-MA010211 | Y | Y | Y | Y | Y
M3NHFScheduleOfRatesCode | FM1/Wall:Rake Out And Repoint Stonework | FM1 - Wall:Rake Out And Repoint Stonework, unit of measure SM | FM1-MA010213 | Y | Y | Y | Y | Y
M3NHFScheduleOfRatesCode | FM1/Wall:Rake Out Repoint And Reset Stonework | FM1 - Wall:Rake Out Repoint And Reset Stonework, unit of measure SM | FM1-MA010215 | Y | Y | Y | Y | Y
M3NHFScheduleOfRatesCode | FM1/Surfaces:Repair Cracks Stonework Ne 5Mm | FM1 - Surfaces:Repair Cracks Stonework Ne 5Mm, unit of measure SM | FM1-MA010301 | Y | Y | Y | Y | Y
M3NHFScheduleOfRatesCode | FM1/Lintels:Repair Cracks, Stone Ne 5Mm | FM1 - Lintels:Repair Cracks, Stone Ne 5Mm, unit of measure LM | FM1-MA010303 | Y | Y | Y | Y | Y
M3NHFScheduleOfRatesCode | FM1/Cills:Repair Cracks, Spalls Stone Ne 5Mm | FM1 - Cills:Repair Cracks, Spalls Stone Ne 5Mm, unit of measure LM | FM1-MA010305 | Y | Y | Y | Y | Y
M3NHFScheduleOfRatesCode | FM1/Stone Surfaces:Repair Cracks, Spalls Ne 10Mm | FM1 - Stone Surfaces:Repair Cracks, Spalls Ne 10Mm, unit of measure SM | FM1-MA010307 | Y | Y | Y | Y | Y
M3NHFScheduleOfRatesCode | FM1/Stone Lintels:Repair Cracks, Spalls Ne 10Mm | FM1 - Stone Lintels:Repair Cracks, Spalls Ne 10Mm, unit of measure LM | FM1-MA010309 | Y | Y | Y | Y | Y
M3NHFScheduleOfRatesCode | FM1/Stone Cills:Repair Cracks, Spalls Ne 10Mm | FM1 - Stone Cills:Repair Cracks, Spalls Ne 10Mm, unit of measure LM | FM1-MA010311 | Y | Y | Y | Y | Y
M3NHFScheduleOfRatesCode | FM1/Surfaces:Repair Cracks Stonework Ne 15Mm | FM1 - Surfaces:Repair Cracks Stonework Ne 15Mm, unit of measure SM | FM1-MA010313 | Y | Y | Y | Y | Y
M3NHFScheduleOfRatesCode | FM1/Lintels:Repair Cracks, Stone Ne 15Mm | FM1 - Lintels:Repair Cracks, Stone Ne 15Mm, unit of measure LM | FM1-MA010315 | Y | Y | Y | Y | Y
M3NHFScheduleOfRatesCode | FM1/Cills:Repair Cracks, Spalls Stone Ne 15Mm | FM1 - Cills:Repair Cracks, Spalls Stone Ne 15Mm, unit of measure LM | FM1-MA010317 | Y | Y | Y | Y | Y
M3NHFScheduleOfRatesCode | FM1/Stone Walls:Chemical Clean | FM1 - Stone Walls:Chemical Clean, unit of measure SM | FM1-MA010401 | Y | Y | Y | Y | Y
M3NHFScheduleOfRatesCode | FM1/Stone Cills:Chemical Clean | FM1 - Stone Cills:Chemical Clean, unit of measure LM | FM1-MA010403 | Y | Y | Y | Y | Y
M3NHFScheduleOfRatesCode | FM1/Stone Walls:Grit Blast | FM1 - Stone Walls:Grit Blast, unit of measure SM | FM1-MA010405 | Y | Y | Y | Y | Y
M3NHFScheduleOfRatesCode | FM1/Gutter:Clean Out Prior To Decoration | FM1 - Gutter:Clean Out Prior To Decoration, unit of measure LM | FM1-PA010101 | Y | Y | Y | Y | Y
M3NHFScheduleOfRatesCode | FM1/Surface:Strip Back Surfaces Over 300Mm | FM1 - Surface:Strip Back Surfaces Over 300Mm, unit of measure SM | FM1-PA010201 | Y | Y | Y | Y | Y
M3NHFScheduleOfRatesCode | FM1/Surface:Strip Back Surfaces Ne 300Mm | FM1 - Surface:Strip Back Surfaces Ne 300Mm, unit of measure LM | FM1-PA010203 | Y | Y | Y | Y | Y
M3NHFScheduleOfRatesCode | FM1/Surface:Strip Back Windows | FM1 - Surface:Strip Back Windows, unit of measure SM | FM1-PA010205 | Y | Y | Y | Y | Y
M3NHFScheduleOfRatesCode | FM1/Surface:Strip Glazed Door | FM1 - Surface:Strip Glazed Door, unit of measure NO | FM1-PA010207 | Y | Y | Y | Y | Y
M3NHFScheduleOfRatesCode | FM1/Sealer:Apply One Coat To Walls And Ceilings | FM1 - Sealer:Apply One Coat To Walls And Ceilings, unit of measure SM | FM1-PA010209 | Y | Y | Y | Y | Y
M3NHFScheduleOfRatesCode | FM1/Windows:Washdown And Clean Pvcu External | FM1 - Windows:Washdown And Clean Pvcu External, unit of measure SM | FM1-PA010301 | Y | Y | Y | Y | Y
M3NHFScheduleOfRatesCode | FM1/Doors:Washdown And Clean Pvcu External | FM1 - Doors:Washdown And Clean Pvcu External, unit of measure IT | FM1-PA010303 | Y | Y | Y | Y | Y
M3NHFScheduleOfRatesCode | FM1/Cladding:Washdown Clean Pvcu | FM1 - Cladding:Washdown Clean Pvcu, unit of measure SM | FM1-PA010305 | Y | Y | Y | Y | Y
M3NHFScheduleOfRatesCode | FM1/Fascias:Washdown And Clean Pvcu | FM1 - Fascias:Washdown And Clean Pvcu, unit of measure LM | FM1-PA010307 | Y | Y | Y | Y | Y
M3NHFScheduleOfRatesCode | FM1/Gutters:Washdown And Clean Pvcu | FM1 - Gutters:Washdown And Clean Pvcu, unit of measure LM | FM1-PA010309 | Y | Y | Y | Y | Y
M3NHFScheduleOfRatesCode | FM1/Downpipes:Washdown And Clean Pvcu | FM1 - Downpipes:Washdown And Clean Pvcu, unit of measure LM | FM1-PA010311 | Y | Y | Y | Y | Y
M3NHFScheduleOfRatesCode | FM1/Canopy:Washdown And Clean Glass | FM1 - Canopy:Washdown And Clean Glass, unit of measure SM | FM1-PA010351 | Y | Y | Y | Y | Y
M3NHFScheduleOfRatesCode | FM1/Balcony:Washdown And Clean Glass | FM1 - Balcony:Washdown And Clean Glass, unit of measure SM | FM1-PA010353 | Y | Y | Y | Y | Y
M3NHFScheduleOfRatesCode | FM1/Roofing:Washdown And Clean Perspex | FM1 - Roofing:Washdown And Clean Perspex, unit of measure SM | FM1-PA010355 | Y | Y | Y | Y | Y
M3NHFScheduleOfRatesCode | FM1/Windows:Washdown And Clean Powder Coated | FM1 - Windows:Washdown And Clean Powder Coated, unit of measure SM | FM1-PA010371 | Y | Y | Y | Y | Y
M3NHFScheduleOfRatesCode | FM1/Doors:Washdown And Clean Powder Coated | FM1 - Doors:Washdown And Clean Powder Coated, unit of measure IT | FM1-PA010373 | Y | Y | Y | Y | Y
M3NHFScheduleOfRatesCode | FM1/Cladding:Washdown Clean Powder Coated | FM1 - Cladding:Washdown Clean Powder Coated, unit of measure SM | FM1-PA010375 | Y | Y | Y | Y | Y
M3NHFScheduleOfRatesCode | FM1/Fascias:Washdown And Clean Powder Coated | FM1 - Fascias:Washdown And Clean Powder Coated, unit of measure LM | FM1-PA010377 | Y | Y | Y | Y | Y
M3NHFScheduleOfRatesCode | FM1/Gutters:Washdown And Clean Powder Coated | FM1 - Gutters:Washdown And Clean Powder Coated, unit of measure LM | FM1-PA010379 | Y | Y | Y | Y | Y
M3NHFScheduleOfRatesCode | FM1/Downpipes:Washdown And Clean Powder Coated | FM1 - Downpipes:Washdown And Clean Powder Coated, unit of measure LM | FM1-PA010381 | Y | Y | Y | Y | Y
M3NHFScheduleOfRatesCode | FM1/Balcony:Washdown And Clean Powder Coated | FM1 - Balcony:Washdown And Clean Powder Coated, unit of measure SM | FM1-PA010383 | Y | Y | Y | Y | Y
M3NHFScheduleOfRatesCode | FM1/Canopy:Washdown And Clean Powder Coated | FM1 - Canopy:Washdown And Clean Powder Coated, unit of measure SM | FM1-PA010385 | Y | Y | Y | Y | Y
M3NHFScheduleOfRatesCode | FM1/Surfaces:Washdown And Clean Powder Coated | FM1 - Surfaces:Washdown And Clean Powder Coated, unit of measure SM | FM1-PA010387 | Y | Y | Y | Y | Y
M3NHFScheduleOfRatesCode | FM1/Walls:Brush And Wash Down | FM1 - Walls:Brush And Wash Down, unit of measure SM | FM1-PA010401 | Y | Y | Y | Y | Y
M3NHFScheduleOfRatesCode | FM1/Walls:Brush, Wash, Fungicide | FM1 - Walls:Brush, Wash, Fungicide, unit of measure SM | FM1-PA010403 | Y | Y | Y | Y | Y
M3NHFScheduleOfRatesCode | FM1/Walls:Power Wash | FM1 - Walls:Power Wash, unit of measure SM | FM1-PA010501 | Y | Y | Y | Y | Y
M3NHFScheduleOfRatesCode | FM1/Cills:Power Wash | FM1 - Cills:Power Wash, unit of measure LM | FM1-PA010503 | Y | Y | Y | Y | Y
M3NHFScheduleOfRatesCode | FM1/Roofs:Power Wash Tiling | FM1 - Roofs:Power Wash Tiling, unit of measure SM | FM1-PA010505 | Y | Y | Y | Y | Y
M3NHFScheduleOfRatesCode | FM1/Roofs:Power Wash Asphalt | FM1 - Roofs:Power Wash Asphalt, unit of measure SM | FM1-PA010507 | Y | Y | Y | Y | Y
M3NHFScheduleOfRatesCode | FM1/Walls:Detergent Power Wash | FM1 - Walls:Detergent Power Wash, unit of measure SM | FM1-PA010509 | Y | Y | Y | Y | Y
M3NHFScheduleOfRatesCode | FM1/Walls:1:6 Hd Detergent Jet Wash | FM1 - Walls:1:6 Hd Detergent Jet Wash, unit of measure SM | FM1-PA010511 | Y | Y | Y | Y | Y
M3NHFScheduleOfRatesCode | FM1/Walls:1:2 Detergent Jet Wash | FM1 - Walls:1:2 Detergent Jet Wash, unit of measure SM | FM1-PA010513 | Y | Y | Y | Y | Y
M3NHFScheduleOfRatesCode | FM1/Cladding:1:2 Detergent Jet Wash | FM1 - Cladding:1:2 Detergent Jet Wash, unit of measure SM | FM1-PA010515 | Y | Y | Y | Y | Y
M3NHFScheduleOfRatesCode | FM1/Surfaces:Apply Anti-Graffiti Paint | FM1 - Surfaces:Apply Anti-Graffiti Paint, unit of measure SM | FM1-PA010601 | Y | Y | Y | Y | Y
M3NHFScheduleOfRatesCode | FM1/Soffit:Wash Apply 2 Coats Smooth Masonry Paint | FM1 - Soffit:Wash Apply 2 Coats Smooth Masonry Paint, unit of measure SM | FM1-PA010701 | Y | Y | Y | Y | Y
M3NHFScheduleOfRatesCode | FM1/Soffit:Wash Apply Sealer 2 Coats Masonry Paint | FM1 - Soffit:Wash Apply Sealer 2 Coats Masonry Paint, unit of measure SM | FM1-PA010703 | Y | Y | Y | Y | Y
M3NHFScheduleOfRatesCode | FM1/Walls:Wash Apply 2 Coats Masonry Paint - Render | FM1 - Walls:Wash Apply 2 Coats Masonry Paint - Render, unit of measure SM | FM1-PA010705 | Y | Y | Y | Y | Y
M3NHFScheduleOfRatesCode | FM1/Walls:Wash Apply Sealer 2 Coats Masonry Paint | FM1 - Walls:Wash Apply Sealer 2 Coats Masonry Paint, unit of measure SM | FM1-PA010707 | Y | Y | Y | Y | Y
M3NHFScheduleOfRatesCode | FM1/Walls:Apply 2 Coats Masonry Paint | FM1 - Walls:Apply 2 Coats Masonry Paint, unit of measure SM | FM1-PA010709 | Y | Y | Y | Y | Y
M3NHFScheduleOfRatesCode | FM1/Walls:Apply 2 Coats Masonry Paint - Brick | FM1 - Walls:Apply 2 Coats Masonry Paint - Brick, unit of measure SM | FM1-PA010711 | Y | Y | Y | Y | Y
M3NHFScheduleOfRatesCode | FM1/Walls:Wash Apply 2 Coats Masonry Paint - Brick | FM1 - Walls:Wash Apply 2 Coats Masonry Paint - Brick, unit of measure SM | FM1-PA010713 | Y | Y | Y | Y | Y
M3NHFScheduleOfRatesCode | FM1/Walls:Apply Sealer 2 Coats Masonry - Render | FM1 - Walls:Apply Sealer 2 Coats Masonry - Render, unit of measure SM | FM1-PA010715 | Y | Y | Y | Y | Y
M3NHFScheduleOfRatesCode | FM1/Walls:Apply Sealer 2 Coats Masonry - Brick | FM1 - Walls:Apply Sealer 2 Coats Masonry - Brick, unit of measure SM | FM1-PA010717 | Y | Y | Y | Y | Y
M3NHFScheduleOfRatesCode | FM1/Walls:Wash Apply Sealer 2 Coats Masonry - Render | FM1 - Walls:Wash Apply Sealer 2 Coats Masonry - Render, unit of measure SM | FM1-PA010718 | Y | Y | Y | Y | Y
M3NHFScheduleOfRatesCode | FM1/Walls:Wash Apply Sealer 2 Coats Masonry - Brick | FM1 - Walls:Wash Apply Sealer 2 Coats Masonry - Brick, unit of measure SM | FM1-PA010719 | Y | Y | Y | Y | Y
M3NHFScheduleOfRatesCode | FM1/Soffits:Apply 2 Coats Smooth Masonry Paint | FM1 - Soffits:Apply 2 Coats Smooth Masonry Paint, unit of measure SM | FM1-PA010801 |  | Y | Y | Y | Y
M3NHFScheduleOfRatesCode | FM1/Soffits:Apply Sealer 2 Coats Smooth Masonry Paint | FM1 - Soffits:Apply Sealer 2 Coats Smooth Masonry Paint, unit of measure SM | FM1-PA010803 |  | Y | Y | Y | Y
M3NHFScheduleOfRatesCode | FM1/Walls:Wash Apply 2 Coats Masonry Paint | FM1 - Walls:Wash Apply 2 Coats Masonry Paint, unit of measure SM | FM1-PA010805 | Y | Y | Y | Y | Y
M3NHFScheduleOfRatesCode | FM1/Walls:Wash Sealer 2 Coats Smooth Masonry Paint | FM1 - Walls:Wash Sealer 2 Coats Smooth Masonry Paint, unit of measure SM | FM1-PA010807 | Y | Y | Y | Y | Y
M3NHFScheduleOfRatesCode | FM1/Surfaces:Apply Anti Carbonation | FM1 - Surfaces:Apply Anti Carbonation, unit of measure SM | FM1-PA010901 | Y | Y | Y | Y | Y
M3NHFScheduleOfRatesCode | FM1/Surfaces:Anti Carb/Elastomeric Coating | FM1 - Surfaces:Anti Carb/Elastomeric Coating, unit of measure LM | FM1-PA010903 | Y | Y | Y | Y | Y
M3NHFScheduleOfRatesCode | FM1/Walls:Apply 2 Coats External Masonry W/Proofer | FM1 - Walls:Apply 2 Coats External Masonry W/Proofer, unit of measure SM | FM1-PA011001 | Y | Y | Y | Y | Y
M3NHFScheduleOfRatesCode | FM1/Walls:Sealer - 2 Coats External Masonry W/Proofer | FM1 - Walls:Sealer - 2 Coats External Masonry W/Proofer, unit of measure SM | FM1-PA011003 | Y | Y | Y | Y | Y
M3NHFScheduleOfRatesCode | FM1/Surfaces:Anti-Graffiti Flame Retardent Coatings | FM1 - Surfaces:Anti-Graffiti Flame Retardent Coatings, unit of measure SM | FM1-PA011101 | Y | Y | Y | Y | Y
M3NHFScheduleOfRatesCode | FM1/Walls:Apply Gloss Paint | FM1 - Walls:Apply Gloss Paint, unit of measure SM | FM1-PA011201 | Y | Y | Y | Y | Y
M3NHFScheduleOfRatesCode | FM1/Walls:Wash Apply Gloss Paint | FM1 - Walls:Wash Apply Gloss Paint, unit of measure SM | FM1-PA011203 | Y | Y | Y | Y | Y
M3NHFScheduleOfRatesCode | FM1/Walls:Brush Apply Waterproofing Render | FM1 - Walls:Brush Apply Waterproofing Render, unit of measure SM | FM1-PA011301 | Y | Y | Y | Y | Y
M3NHFScheduleOfRatesCode | FM1/Walls:Brush Apply Waterproofing Brick | FM1 - Walls:Brush Apply Waterproofing Brick, unit of measure SM | FM1-PA011303 | Y | Y | Y | Y | Y
M3NHFScheduleOfRatesCode | FM1/Surfaces:Spray Paint Smooth Surface | FM1 - Surfaces:Spray Paint Smooth Surface, unit of measure SM | FM1-PA011401 | Y | Y | Y | Y | Y
M3NHFScheduleOfRatesCode | FM1/Surfaces:Spray Paint Textured Surface | FM1 - Surfaces:Spray Paint Textured Surface, unit of measure SM | FM1-PA011403 | Y | Y | Y | Y | Y
M3NHFScheduleOfRatesCode | FM1/Surfaces:Spray Paint Glaze Smooth Surface | FM1 - Surfaces:Spray Paint Glaze Smooth Surface, unit of measure SM | FM1-PA011405 | Y | Y | Y | Y | Y
M3NHFScheduleOfRatesCode | FM1/Surfaces:Spray Paint Glaze Textured Surface | FM1 - Surfaces:Spray Paint Glaze Textured Surface, unit of measure SM | FM1-PA011407 | Y | Y | Y | Y | Y
M3NHFScheduleOfRatesCode | FM1/Garage Door:Prepare Prime Paint 2 Gloss | FM1 - Garage Door:Prepare Prime Paint 2 Gloss, unit of measure IT | FM1-PA020101 | Y | Y | Y | Y | Y
M3NHFScheduleOfRatesCode | FM1/Door Frame:Prepare Paint 2 Gloss Ne 300Mm | FM1 - Door Frame:Prepare Paint 2 Gloss Ne 300Mm, unit of measure LM | FM1-PA020103 | Y | Y | Y | Y | Y
M3NHFScheduleOfRatesCode | FM1/Door:Prepare Prime Paint 2 Gloss Metal Door | FM1 - Door:Prepare Prime Paint 2 Gloss Metal Door, unit of measure IT | FM1-PA020105 | Y | Y | Y | Y | Y
M3NHFScheduleOfRatesCode | FM1/Door:Prepare Prime Paint 2 Gloss Metal Glazed | FM1 - Door:Prepare Prime Paint 2 Gloss Metal Glazed, unit of measure IT | FM1-PA020107 | Y | Y | Y | Y | Y
M3NHFScheduleOfRatesCode | FM1/Window:Prepare Prime Paint 2 Gloss Metal | FM1 - Window:Prepare Prime Paint 2 Gloss Metal, unit of measure SM | FM1-PA020109 | Y | Y | Y | Y | Y
M3NHFScheduleOfRatesCode | FM1/Gates:Prepare Prime Paint Gate And Posts | FM1 - Gates:Prepare Prime Paint Gate And Posts, unit of measure IT | FM1-PA020111 | Y | Y | Y | Y | Y
M3NHFScheduleOfRatesCode | FM1/Balustrading:Prepare Prime Paint Surfaces | FM1 - Balustrading:Prepare Prime Paint Surfaces, unit of measure SM | FM1-PA020113 | Y | Y | Y | Y | Y
M3NHFScheduleOfRatesCode | FM1/Staircase:Prepare Prime Paint Metal Stairs | FM1 - Staircase:Prepare Prime Paint Metal Stairs, unit of measure SM | FM1-PA020115 | Y | Y | Y | Y | Y
M3NHFScheduleOfRatesCode | FM1/Gutter:Prepare Prime Paint Eaves Gutter | FM1 - Gutter:Prepare Prime Paint Eaves Gutter, unit of measure LM | FM1-PA020117 | Y | Y | Y | Y | Y
M3NHFScheduleOfRatesCode | FM1/Pipework:Prepare Prime Paint Ne 300Mm | FM1 - Pipework:Prepare Prime Paint Ne 300Mm, unit of measure LM | FM1-PA020119 | Y | Y | Y | Y | Y
M3NHFScheduleOfRatesCode | FM1/Garage Door:Rub Down Prepare Paint 2 Gloss | FM1 - Garage Door:Rub Down Prepare Paint 2 Gloss, unit of measure IT | FM1-PA020201 | Y | Y | Y | Y | Y
M3NHFScheduleOfRatesCode | FM1/Door Frame:Rub Down Prepare Paint 2 Gloss Ne 300Mm | FM1 - Door Frame:Rub Down Prepare Paint 2 Gloss Ne 300Mm, unit of measure LM | FM1-PA020203 | Y | Y | Y | Y | Y
M3NHFScheduleOfRatesCode | FM1/Door:Rub Down Prepare Paint 2 Gloss Metal Door | FM1 - Door:Rub Down Prepare Paint 2 Gloss Metal Door, unit of measure IT | FM1-PA020205 | Y | Y | Y | Y | Y
M3NHFScheduleOfRatesCode | FM1/Door:Rub Down Prepare Paint 2 Gloss Metal Glazed | FM1 - Door:Rub Down Prepare Paint 2 Gloss Metal Glazed, unit of measure IT | FM1-PA020207 | Y | Y | Y | Y | Y
M3NHFScheduleOfRatesCode | FM1/Window:Rub Down Prepare Paint 2 Gloss | FM1 - Window:Rub Down Prepare Paint 2 Gloss, unit of measure SM | FM1-PA020209 | Y | Y | Y | Y | Y
M3NHFScheduleOfRatesCode | FM1/Gates:Wire Prepare Paint 2 Gloss Gate And Posts | FM1 - Gates:Wire Prepare Paint 2 Gloss Gate And Posts, unit of measure IT | FM1-PA020211 | Y | Y | Y | Y | Y
M3NHFScheduleOfRatesCode | FM1/Balustrading:Wire Prepare Paint 2 Gloss Surfaces | FM1 - Balustrading:Wire Prepare Paint 2 Gloss Surfaces, unit of measure SM | FM1-PA020213 | Y | Y | Y | Y | Y
M3NHFScheduleOfRatesCode | FM1/Staircase:Wire Prepare Paint 2 Gloss Metal Stairs | FM1 - Staircase:Wire Prepare Paint 2 Gloss Metal Stairs, unit of measure SM | FM1-PA020215 | Y | Y | Y | Y | Y
M3NHFScheduleOfRatesCode | FM1/Gutter:Wire Prepare Paint 2 Gloss Eaves Gutter | FM1 - Gutter:Wire Prepare Paint 2 Gloss Eaves Gutter, unit of measure LM | FM1-PA020217 | Y | Y | Y | Y | Y
M3NHFScheduleOfRatesCode | FM1/Pipework:Wire Prepare Paint 2 Gloss Ne 300Mm | FM1 - Pipework:Wire Prepare Paint 2 Gloss Ne 300Mm, unit of measure LM | FM1-PA020219 | Y | Y | Y | Y | Y
M3NHFScheduleOfRatesCode | FM1/Garage Door:Rub Down Prepare Paint 1 Gloss | FM1 - Garage Door:Rub Down Prepare Paint 1 Gloss, unit of measure IT | FM1-PA020301 | Y | Y | Y | Y | Y
M3NHFScheduleOfRatesCode | FM1/Door Frame:Rub Down Prepare Paint 1 Gloss Ne 300Mm | FM1 - Door Frame:Rub Down Prepare Paint 1 Gloss Ne 300Mm, unit of measure LM | FM1-PA020303 | Y | Y | Y | Y | Y
M3NHFScheduleOfRatesCode | FM1/Door:Rub Down Prepare Paint 1 Gloss Metal Door | FM1 - Door:Rub Down Prepare Paint 1 Gloss Metal Door, unit of measure IT | FM1-PA020305 | Y | Y | Y | Y | Y
M3NHFScheduleOfRatesCode | FM1/Door:Rub Down Prepare Paint 1 Gloss Metal Glazed | FM1 - Door:Rub Down Prepare Paint 1 Gloss Metal Glazed, unit of measure IT | FM1-PA020307 | Y | Y | Y | Y | Y
M3NHFScheduleOfRatesCode | FM1/Window:Rub Down Prepare Paint 1 Gloss Metal | FM1 - Window:Rub Down Prepare Paint 1 Gloss Metal, unit of measure SM | FM1-PA020309 | Y | Y | Y | Y | Y
M3NHFScheduleOfRatesCode | FM1/Gates:Wire Prepare Paint 1 Gloss Gate And Posts | FM1 - Gates:Wire Prepare Paint 1 Gloss Gate And Posts, unit of measure IT | FM1-PA020311 | Y | Y | Y | Y | Y
M3NHFScheduleOfRatesCode | FM1/Balustrading:Wire Prepare Paint 1 Gloss Surfaces | FM1 - Balustrading:Wire Prepare Paint 1 Gloss Surfaces, unit of measure SM | FM1-PA020313 | Y | Y | Y | Y | Y
M3NHFScheduleOfRatesCode | FM1/Staircase:Wire Prepare Paint 1 Gloss Metal Stairs | FM1 - Staircase:Wire Prepare Paint 1 Gloss Metal Stairs, unit of measure SM | FM1-PA020315 | Y | Y | Y | Y | Y
M3NHFScheduleOfRatesCode | FM1/Gutter:Wire Prepare Paint 1 Gloss Eaves Gutter | FM1 - Gutter:Wire Prepare Paint 1 Gloss Eaves Gutter, unit of measure LM | FM1-PA020317 | Y | Y | Y | Y | Y
M3NHFScheduleOfRatesCode | FM1/Pipework:Wire Prepare Paint 1 Gloss Ne 300Mm | FM1 - Pipework:Wire Prepare Paint 1 Gloss Ne 300Mm, unit of measure LM | FM1-PA020319 | Y | Y | Y | Y | Y
M3NHFScheduleOfRatesCode | FM1/Surfaces:Apply 2 Coats Bitumen | FM1 - Surfaces:Apply 2 Coats Bitumen, unit of measure SM | FM1-PA020401 | Y | Y | Y | Y | Y
M3NHFScheduleOfRatesCode | FM1/Gutter:Apply 2 Coats Bitumen | FM1 - Gutter:Apply 2 Coats Bitumen, unit of measure LM | FM1-PA020403 | Y | Y | Y | Y | Y
M3NHFScheduleOfRatesCode | FM1/Pipes:Apply 2 Coats Bitumen | FM1 - Pipes:Apply 2 Coats Bitumen, unit of measure LM | FM1-PA020405 | Y | Y | Y | Y | Y
M3NHFScheduleOfRatesCode | FM1/Garage Door:Prepare Prime Extended Life Paint | FM1 - Garage Door:Prepare Prime Extended Life Paint, unit of measure IT | FM1-PA020501 | Y | Y | Y | Y | Y
M3NHFScheduleOfRatesCode | FM1/Door Frame:Prep Prime Extended Life Paint Ne 300Mm | FM1 - Door Frame:Prep Prime Extended Life Paint Ne 300Mm, unit of measure LM | FM1-PA020503 | Y | Y | Y | Y | Y
M3NHFScheduleOfRatesCode | FM1/Door:Prepare Prime Extended Life Paint Metal | FM1 - Door:Prepare Prime Extended Life Paint Metal, unit of measure IT | FM1-PA020505 | Y | Y | Y | Y | Y
M3NHFScheduleOfRatesCode | FM1/Door:Prep Prime Extended Life Paint Metal Glazed | FM1 - Door:Prep Prime Extended Life Paint Metal Glazed, unit of measure IT | FM1-PA020507 | Y | Y | Y | Y | Y
M3NHFScheduleOfRatesCode | FM1/Window:Prepare Extended Life Paint Metal | FM1 - Window:Prepare Extended Life Paint Metal, unit of measure SM | FM1-PA020509 | Y | Y | Y | Y | Y
M3NHFScheduleOfRatesCode | FM1/Gates:Prep Prime Extended Life Paint Gate + Posts | FM1 - Gates:Prep Prime Extended Life Paint Gate + Posts, unit of measure IT | FM1-PA020511 | Y | Y | Y | Y | Y
M3NHFScheduleOfRatesCode | FM1/Railings-Ornamental:Prime Extended Life Paint | FM1 - Railings-Ornamental:Prime Extended Life Paint, unit of measure SM | FM1-PA020513 | Y | Y | Y | Y | Y
M3NHFScheduleOfRatesCode | FM1/Staircase:Prepare Prime Extended Life Paint Metal | FM1 - Staircase:Prepare Prime Extended Life Paint Metal, unit of measure SM | FM1-PA020515 | Y | Y | Y | Y | Y
M3NHFScheduleOfRatesCode | FM1/Gutter:Prepare Prime Extended Life Paint Eaves | FM1 - Gutter:Prepare Prime Extended Life Paint Eaves, unit of measure LM | FM1-PA020517 | Y | Y | Y | Y | Y
M3NHFScheduleOfRatesCode | FM1/Pipework:Prepare Prime Extended Life Paint Ne300Mm | FM1 - Pipework:Prepare Prime Extended Life Paint Ne300Mm, unit of measure LM | FM1-PA020519 | Y | Y | Y | Y | Y
M3NHFScheduleOfRatesCode | FM1/Railings-Hairpin:Prime Extended Life Paint | FM1 - Railings-Hairpin:Prime Extended Life Paint, unit of measure SM | FM1-PA020521 | Y | Y | Y | Y | Y
M3NHFScheduleOfRatesCode | FM1/Railings-Plain Open:Prime Extended Life Paint | FM1 - Railings-Plain Open:Prime Extended Life Paint, unit of measure SM | FM1-PA020523 | Y | Y | Y | Y | Y
M3NHFScheduleOfRatesCode | FM1/Railings-Close Type:Prime Extended Life Paint | FM1 - Railings-Close Type:Prime Extended Life Paint, unit of measure SM | FM1-PA020525 | Y | Y | Y | Y | Y
M3NHFScheduleOfRatesCode | FM1/Garage Door:Prepare 2 Coats Extended Life Paint | FM1 - Garage Door:Prepare 2 Coats Extended Life Paint, unit of measure IT | FM1-PA020601 | Y | Y | Y | Y | Y
M3NHFScheduleOfRatesCode | FM1/Surfaces:Prepare 2 Coats Extended Life Paint | FM1 - Surfaces:Prepare 2 Coats Extended Life Paint, unit of measure SM | FM1-PA020602 | Y | Y | Y | Y | Y
M3NHFScheduleOfRatesCode | FM1/Door Frames:Prep 2 Cts Extended Life Paint Ne300Mm | FM1 - Door Frames:Prep 2 Cts Extended Life Paint Ne300Mm, unit of measure LM | FM1-PA020603 | Y | Y | Y | Y | Y
M3NHFScheduleOfRatesCode | FM1/Surfaces:Prepare 2 Cts Extended Life Paint Profile | FM1 - Surfaces:Prepare 2 Cts Extended Life Paint Profile, unit of measure SM | FM1-PA020604 | Y | Y | Y | Y | Y
M3NHFScheduleOfRatesCode | FM1/Door:Prepare 2 Coats Extended Life Paint Metal | FM1 - Door:Prepare 2 Coats Extended Life Paint Metal, unit of measure IT | FM1-PA020605 | Y | Y | Y | Y | Y
M3NHFScheduleOfRatesCode | FM1/Door:Prep 2 Coats Extended Life Paint Metal Glazed | FM1 - Door:Prep 2 Coats Extended Life Paint Metal Glazed, unit of measure IT | FM1-PA020607 | Y | Y | Y | Y | Y
M3NHFScheduleOfRatesCode | FM1/Window:Prepare 2 Coats Extended Life Paint Metal | FM1 - Window:Prepare 2 Coats Extended Life Paint Metal, unit of measure IT | FM1-PA020609 | Y | Y | Y | Y | Y
M3NHFScheduleOfRatesCode | FM1/Gates:Prep 2 Coats Extended Life Paint Gate+Posts | FM1 - Gates:Prep 2 Coats Extended Life Paint Gate+Posts, unit of measure IT | FM1-PA020611 | Y | Y | Y | Y | Y
M3NHFScheduleOfRatesCode | FM1/Railings-Ornamental:2 Coats Extended Life Paint | FM1 - Railings-Ornamental:2 Coats Extended Life Paint, unit of measure SM | FM1-PA020613 | Y | Y | Y | Y | Y
M3NHFScheduleOfRatesCode | FM1/Staircase:Prepare 2 Cts Extended Life Paint Metal | FM1 - Staircase:Prepare 2 Cts Extended Life Paint Metal, unit of measure SM | FM1-PA020615 | Y | Y | Y | Y | Y
M3NHFScheduleOfRatesCode | FM1/Gutter:Prepare 2 Coats Extended Life Paint Eaves | FM1 - Gutter:Prepare 2 Coats Extended Life Paint Eaves, unit of measure LM | FM1-PA020617 | Y | Y | Y | Y | Y
M3NHFScheduleOfRatesCode | FM1/Pipework:Prep 2 Coats Extended Life Paint Ne300Mm | FM1 - Pipework:Prep 2 Coats Extended Life Paint Ne300Mm, unit of measure LM | FM1-PA020619 | Y | Y | Y | Y | Y
M3NHFScheduleOfRatesCode | FM1/Railings-Hairpin:2 Coats Extended Life Paint | FM1 - Railings-Hairpin:2 Coats Extended Life Paint, unit of measure SM | FM1-PA020621 | Y | Y | Y | Y | Y
M3NHFScheduleOfRatesCode | FM1/Railings-Plain Open:2 Coats Extended Life Paint | FM1 - Railings-Plain Open:2 Coats Extended Life Paint, unit of measure SM | FM1-PA020623 | Y | Y | Y | Y | Y
M3NHFScheduleOfRatesCode | FM1/Railings-Close Type:2 Coats Extended Life Paint | FM1 - Railings-Close Type:2 Coats Extended Life Paint, unit of measure SM | FM1-PA020625 | Y | Y | Y | Y | Y
M3NHFScheduleOfRatesCode | FM1/Surfaces:Prime Paint General Surfaces Timber | FM1 - Surfaces:Prime Paint General Surfaces Timber, unit of measure SM | FM1-PA020701 | Y | Y | Y | Y | Y
M3NHFScheduleOfRatesCode | FM1/Fascias,Soffits Etc:Prime Paint Timber Ne 300Mm | FM1 - Fascias,Soffits Etc:Prime Paint Timber Ne 300Mm, unit of measure LM | FM1-PA020703 | Y | Y | Y | Y | Y
M3NHFScheduleOfRatesCode | FM1/Window:Prepare Prime Paint Timber | FM1 - Window:Prepare Prime Paint Timber, unit of measure SM | FM1-PA020705 | Y | Y | Y | Y | Y
M3NHFScheduleOfRatesCode | FM1/Frame:Prepare Prime Paint Timber Ne 300Mm | FM1 - Frame:Prepare Prime Paint Timber Ne 300Mm, unit of measure LM | FM1-PA020707 | Y | Y | Y | Y | Y
M3NHFScheduleOfRatesCode | FM1/Door:Prepare Prime Paint Timber Glazed Door (O/S) | FM1 - Door:Prepare Prime Paint Timber Glazed Door (O/S), unit of measure IT | FM1-PA020709 | Y | Y | Y | Y | Y
M3NHFScheduleOfRatesCode | FM1/Door:Prepare Prime Paint Timber Glazed Door (B/S) | FM1 - Door:Prepare Prime Paint Timber Glazed Door (B/S), unit of measure IT | FM1-PA020711 | Y | Y | Y | Y | Y
M3NHFScheduleOfRatesCode | FM1/Door:Prepare Prime Paint Timber Door (O/S) | FM1 - Door:Prepare Prime Paint Timber Door (O/S), unit of measure IT | FM1-PA020713 | Y | Y | Y | Y | Y
M3NHFScheduleOfRatesCode | FM1/Door:Prepare Prime Paint Timber Door (B/S) | FM1 - Door:Prepare Prime Paint Timber Door (B/S), unit of measure IT | FM1-PA020715 | Y | Y | Y | Y | Y
M3NHFScheduleOfRatesCode | FM1/Fencing:Prepare Prime Paint Timber Fence Ne 300Mm | FM1 - Fencing:Prepare Prime Paint Timber Fence Ne 300Mm, unit of measure LM | FM1-PA020717 | Y | Y | Y | Y | Y
M3NHFScheduleOfRatesCode | FM1/Gates:Prepare Prime Paint Timber Gates Posts | FM1 - Gates:Prepare Prime Paint Timber Gates Posts, unit of measure SM | FM1-PA020719 | Y | Y | Y | Y | Y
M3NHFScheduleOfRatesCode | FM1/Fencing Isolated:Prepare Prime Paint Ne 300Mm | FM1 - Fencing Isolated:Prepare Prime Paint Ne 300Mm, unit of measure LM | FM1-PA020721 | Y | Y | Y | Y | Y
M3NHFScheduleOfRatesCode | FM1/Fencing Open Type:Prepare Prime Paint Timber | FM1 - Fencing Open Type:Prepare Prime Paint Timber, unit of measure SM | FM1-PA020723 | Y | Y | Y | Y | Y
M3NHFScheduleOfRatesCode | FM1/Fencing Close Type:Prepare Prime Paint Timber | FM1 - Fencing Close Type:Prepare Prime Paint Timber, unit of measure SM | FM1-PA020725 | Y | Y | Y | Y | Y
M3NHFScheduleOfRatesCode | FM1/Surfaces:Prepare 2 Gloss General Surfaces Timber | FM1 - Surfaces:Prepare 2 Gloss General Surfaces Timber, unit of measure SM | FM1-PA020801 | Y | Y | Y | Y | Y
M3NHFScheduleOfRatesCode | FM1/Window:Prepare Paint 2 Gloss Timber | FM1 - Window:Prepare Paint 2 Gloss Timber, unit of measure SM | FM1-PA020803 | Y | Y | Y | Y | Y
M3NHFScheduleOfRatesCode | FM1/Door Frame:Paint 2 Gloss Timber Ne 300Mm | FM1 - Door Frame:Paint 2 Gloss Timber Ne 300Mm, unit of measure LM | FM1-PA020805 | Y | Y | Y | Y | Y
M3NHFScheduleOfRatesCode | FM1/Door:Paint 2 Gloss Timber Glazed Door (O/S) | FM1 - Door:Paint 2 Gloss Timber Glazed Door (O/S), unit of measure IT | FM1-PA020807 | Y | Y | Y | Y | Y
M3NHFScheduleOfRatesCode | FM1/Door:Paint 2 Gloss Timber Glazed Door (B/S) | FM1 - Door:Paint 2 Gloss Timber Glazed Door (B/S), unit of measure IT | FM1-PA020809 | Y | Y | Y | Y | Y
M3NHFScheduleOfRatesCode | FM1/Door:Paint 2 Gloss Timber Door (O/S) | FM1 - Door:Paint 2 Gloss Timber Door (O/S), unit of measure IT | FM1-PA020811 | Y | Y | Y | Y | Y
M3NHFScheduleOfRatesCode | FM1/Door:Paint 2 Gloss Timber Door (B/S) | FM1 - Door:Paint 2 Gloss Timber Door (B/S), unit of measure IT | FM1-PA020813 | Y | Y | Y | Y | Y
M3NHFScheduleOfRatesCode | FM1/Fencing Isolated:Prepare 2 Gloss Ne 300Mm | FM1 - Fencing Isolated:Prepare 2 Gloss Ne 300Mm, unit of measure LM | FM1-PA020815 | Y | Y | Y | Y | Y
M3NHFScheduleOfRatesCode | FM1/Gates:Prepare 2 Gloss Timber Gates Posts | FM1 - Gates:Prepare 2 Gloss Timber Gates Posts, unit of measure SM | FM1-PA020817 | Y | Y | Y | Y | Y
M3NHFScheduleOfRatesCode | FM1/Fascias,Soffits Etc:Paint 2 Gloss Timber Ne 300Mm | FM1 - Fascias,Soffits Etc:Paint 2 Gloss Timber Ne 300Mm, unit of measure LM | FM1-PA020819 | Y | Y | Y | Y | Y
M3NHFScheduleOfRatesCode | FM1/Fencing Open Type:Prepare 2 Gloss Timber | FM1 - Fencing Open Type:Prepare 2 Gloss Timber, unit of measure SM | FM1-PA020821 | Y | Y | Y | Y | Y
M3NHFScheduleOfRatesCode | FM1/Fencing Close Type:Prepare 2 Gloss Timber | FM1 - Fencing Close Type:Prepare 2 Gloss Timber, unit of measure SM | FM1-PA020823 | Y | Y | Y | Y | Y
M3NHFScheduleOfRatesCode | FM1/Balustrading Open Type:Prepare 2 Gloss Timber | FM1 - Balustrading Open Type:Prepare 2 Gloss Timber, unit of measure SM | FM1-PA020825 | Y
M3NHFScheduleOfRatesCode | FM1/Balustrading Close Type:Prepare 2 Gloss Timber | FM1 - Balustrading Close Type:Prepare 2 Gloss Timber, unit of measure SM | FM1-PA020827 | Y
M3NHFScheduleOfRatesCode | FM1/Surfaces:Prepare 1 Gloss General Surfaces Timber | FM1 - Surfaces:Prepare 1 Gloss General Surfaces Timber, unit of measure SM | FM1-PA020901 | Y | Y | Y | Y | Y
M3NHFScheduleOfRatesCode | FM1/Surfaces:Prepare 1 Gloss Ne 300Mm Timber | FM1 - Surfaces:Prepare 1 Gloss Ne 300Mm Timber, unit of measure LM | FM1-PA020902 | Y | Y | Y | Y | Y
M3NHFScheduleOfRatesCode | FM1/Window:Prepare 1 Gloss Timber | FM1 - Window:Prepare 1 Gloss Timber, unit of measure SM | FM1-PA020903 | Y | Y | Y | Y | Y
M3NHFScheduleOfRatesCode | FM1/Door Frame:Prepare 1 Gloss Timber Ne 300Mm | FM1 - Door Frame:Prepare 1 Gloss Timber Ne 300Mm, unit of measure LM | FM1-PA020905 | Y | Y | Y | Y | Y
M3NHFScheduleOfRatesCode | FM1/Door:Paint 1 Gloss Timber Glazed Door (O/S) | FM1 - Door:Paint 1 Gloss Timber Glazed Door (O/S), unit of measure IT | FM1-PA020907 | Y | Y | Y | Y | Y
M3NHFScheduleOfRatesCode | FM1/Door:Paint 1 Gloss Timber Glazed Door (B/S) | FM1 - Door:Paint 1 Gloss Timber Glazed Door (B/S), unit of measure IT | FM1-PA020909 | Y | Y | Y | Y | Y
M3NHFScheduleOfRatesCode | FM1/Door:Paint 1 Gloss Timber Door (O/S) | FM1 - Door:Paint 1 Gloss Timber Door (O/S), unit of measure IT | FM1-PA020911 | Y | Y | Y | Y | Y
M3NHFScheduleOfRatesCode | FM1/Door:Paint 1 Gloss Timber Door (B/S) | FM1 - Door:Paint 1 Gloss Timber Door (B/S), unit of measure IT | FM1-PA020913 | Y | Y | Y | Y | Y
M3NHFScheduleOfRatesCode | FM1/Fencing Isolated:Prepare 1 Gloss Ne 300Mm | FM1 - Fencing Isolated:Prepare 1 Gloss Ne 300Mm, unit of measure LM | FM1-PA020915 | Y | Y | Y | Y | Y
M3NHFScheduleOfRatesCode | FM1/Gates:Prepare 1 Gloss Timber Gates Posts | FM1 - Gates:Prepare 1 Gloss Timber Gates Posts, unit of measure SM | FM1-PA020917 | Y | Y | Y | Y | Y
M3NHFScheduleOfRatesCode | FM1/Fascias,Soffits Etc:Paint 1 Gloss Timber Ne 300Mm | FM1 - Fascias,Soffits Etc:Paint 1 Gloss Timber Ne 300Mm, unit of measure LM | FM1-PA020919 | Y | Y | Y | Y | Y
M3NHFScheduleOfRatesCode | FM1/Fencing Open Type:Prepare 1 Gloss Timber | FM1 - Fencing Open Type:Prepare 1 Gloss Timber, unit of measure SM | FM1-PA020921 | Y | Y | Y | Y | Y
M3NHFScheduleOfRatesCode | FM1/Fencing Close Type:Prepare 1 Gloss Timber | FM1 - Fencing Close Type:Prepare 1 Gloss Timber, unit of measure SM | FM1-PA020923 | Y | Y | Y | Y | Y
M3NHFScheduleOfRatesCode | FM1/Surfaces:Prepare Prime 3 Coats Decorative Stain | FM1 - Surfaces:Prepare Prime 3 Coats Decorative Stain, unit of measure SM | FM1-PA021001 | Y | Y | Y | Y | Y
M3NHFScheduleOfRatesCode | FM1/Fascias,Soffits Etc:3 Coats Dec Stain Ne 300Mm | FM1 - Fascias,Soffits Etc:3 Coats Dec Stain Ne 300Mm, unit of measure LM | FM1-PA021002 | Y
M3NHFScheduleOfRatesCode | FM1/Window:Prepare Prime 3 Coats Decorative Stain | FM1 - Window:Prepare Prime 3 Coats Decorative Stain, unit of measure SM | FM1-PA021003 | Y | Y | Y | Y | Y
M3NHFScheduleOfRatesCode | FM1/Frame:Prepare 3 Coats Decorative Frame Ne 300Mm | FM1 - Frame:Prepare 3 Coats Decorative Frame Ne 300Mm, unit of measure LM | FM1-PA021005 | Y | Y | Y | Y | Y
M3NHFScheduleOfRatesCode | FM1/Door:Prepare 3 Coats Decorative Stain (O/S) | FM1 - Door:Prepare 3 Coats Decorative Stain (O/S), unit of measure IT | FM1-PA021007 | Y | Y | Y | Y | Y
M3NHFScheduleOfRatesCode | FM1/Door:Prepare 3 Coats Decorative Stain (B/S) | FM1 - Door:Prepare 3 Coats Decorative Stain (B/S), unit of measure IT | FM1-PA021009 | Y | Y | Y | Y | Y
M3NHFScheduleOfRatesCode | FM1/Door:Prepare 3 Coat Decorative Stain Glazed (O/S) | FM1 - Door:Prepare 3 Coat Decorative Stain Glazed (O/S), unit of measure IT | FM1-PA021011 | Y | Y | Y | Y | Y
M3NHFScheduleOfRatesCode | FM1/Door:Prepare 3 Coat Decorative Stain Glazed (B/S) | FM1 - Door:Prepare 3 Coat Decorative Stain Glazed (B/S), unit of measure IT | FM1-PA021013 | Y | Y | Y | Y | Y
M3NHFScheduleOfRatesCode | FM1/Fencing:Prepare 3 Coats Decorative Stain Ne 300Mm | FM1 - Fencing:Prepare 3 Coats Decorative Stain Ne 300Mm, unit of measure LM | FM1-PA021015 | Y | Y | Y | Y | Y
M3NHFScheduleOfRatesCode | FM1/Gates:Prepare 3 Coats Decorative Stain Gates Posts | FM1 - Gates:Prepare 3 Coats Decorative Stain Gates Posts, unit of measure IT | FM1-PA021017 | Y | Y | Y | Y | Y
M3NHFScheduleOfRatesCode | FM1/Surfaces:Prepare 2 Coats Decorative Stain | FM1 - Surfaces:Prepare 2 Coats Decorative Stain, unit of measure SM | FM1-PA021101 | Y | Y | Y | Y | Y
M3NHFScheduleOfRatesCode | FM1/Window:Prepare 2 Coats Decorative Stain | FM1 - Window:Prepare 2 Coats Decorative Stain, unit of measure SM | FM1-PA021103 | Y | Y | Y | Y | Y
M3NHFScheduleOfRatesCode | FM1/Door Frame:Prepare 2 Coats Decorative Ne 300Mm | FM1 - Door Frame:Prepare 2 Coats Decorative Ne 300Mm, unit of measure LM | FM1-PA021105 | Y | Y | Y | Y | Y
M3NHFScheduleOfRatesCode | FM1/Door:Prepare 2 Coats Decorative Stain (O/S) | FM1 - Door:Prepare 2 Coats Decorative Stain (O/S), unit of measure IT | FM1-PA021107 | Y | Y | Y | Y | Y
M3NHFScheduleOfRatesCode | FM1/Door:Prepare 2 Coats Decorative Stain (B/S) | FM1 - Door:Prepare 2 Coats Decorative Stain (B/S), unit of measure IT | FM1-PA021109 | Y | Y | Y | Y | Y
M3NHFScheduleOfRatesCode | FM1/Door:Prepare 2 Coats Decorative Stain Glazed (O/S) | FM1 - Door:Prepare 2 Coats Decorative Stain Glazed (O/S), unit of measure IT | FM1-PA021111 | Y | Y | Y | Y | Y
M3NHFScheduleOfRatesCode | FM1/Door:Prepare 2 Coats Decorative Stain Glazed (B/S) | FM1 - Door:Prepare 2 Coats Decorative Stain Glazed (B/S), unit of measure IT | FM1-PA021113 | Y | Y | Y | Y | Y
M3NHFScheduleOfRatesCode | FM1/Fencing:Prepare 2 Cts Dec Stain Ne 300Mm Existing | FM1 - Fencing:Prepare 2 Cts Dec Stain Ne 300Mm Existing, unit of measure LM | FM1-PA021115 | Y | Y | Y | Y | Y
M3NHFScheduleOfRatesCode | FM1/Gates:Prepare 2 Coats Decorative Stain Gate Posts | FM1 - Gates:Prepare 2 Coats Decorative Stain Gate Posts, unit of measure IT | FM1-PA021117 | Y | Y | Y | Y | Y
M3NHFScheduleOfRatesCode | FM1/Surfaces:Prepare 3 Coats Polyurethane Timber | FM1 - Surfaces:Prepare 3 Coats Polyurethane Timber, unit of measure SM | FM1-PA021201 | Y | Y | Y | Y | Y
M3NHFScheduleOfRatesCode | FM1/Window:Prepare 3 Coats Polyurethane New Timber | FM1 - Window:Prepare 3 Coats Polyurethane New Timber, unit of measure SM | FM1-PA021203 | Y | Y | Y | Y | Y
M3NHFScheduleOfRatesCode | FM1/Door Frame:Polyurethane Timber Ne 300Mm - New | FM1 - Door Frame:Polyurethane Timber Ne 300Mm - New, unit of measure LM | FM1-PA021205 | Y | Y | Y | Y | Y
M3NHFScheduleOfRatesCode | FM1/Door:Prepare 3 Coat Polyurethane Glazed Door (O/S) | FM1 - Door:Prepare 3 Coat Polyurethane Glazed Door (O/S), unit of measure IT | FM1-PA021207 | Y | Y | Y | Y | Y
M3NHFScheduleOfRatesCode | FM1/Door:Prepare 3 Coat Polyurethane Glazed Door (B/S) | FM1 - Door:Prepare 3 Coat Polyurethane Glazed Door (B/S), unit of measure IT | FM1-PA021209 | Y | Y | Y | Y | Y
M3NHFScheduleOfRatesCode | FM1/Door:3 Coats Polyurethane Timber Door (O/S) | FM1 - Door:3 Coats Polyurethane Timber Door (O/S), unit of measure IT | FM1-PA021211 | Y | Y | Y | Y | Y
M3NHFScheduleOfRatesCode | FM1/Door:3 Coats Polyurethane Timber Door (B/S) | FM1 - Door:3 Coats Polyurethane Timber Door (B/S), unit of measure IT | FM1-PA021213 | Y | Y | Y | Y | Y
M3NHFScheduleOfRatesCode | FM1/Surfaces:Wash 2 Coats Polyurethane Timber | FM1 - Surfaces:Wash 2 Coats Polyurethane Timber, unit of measure SM | FM1-PA021301 | Y | Y | Y | Y | Y
M3NHFScheduleOfRatesCode | FM1/Window:Wash 2 Coats Polyurethane Timber | FM1 - Window:Wash 2 Coats Polyurethane Timber, unit of measure SM | FM1-PA021303 | Y | Y | Y | Y | Y
M3NHFScheduleOfRatesCode | FM1/Door Frame:Polyurethane Timber Ne 300Mm - Existing | FM1 - Door Frame:Polyurethane Timber Ne 300Mm - Existing, unit of measure LM | FM1-PA021305 | Y | Y | Y | Y | Y
M3NHFScheduleOfRatesCode | FM1/Door:Wash 2 Coats Polyurethane Glazed Door (O/S) | FM1 - Door:Wash 2 Coats Polyurethane Glazed Door (O/S), unit of measure IT | FM1-PA021307 | Y | Y | Y | Y | Y
M3NHFScheduleOfRatesCode | FM1/Door:Wash 2 Coats Polyurethane Glazed Door (B/S) | FM1 - Door:Wash 2 Coats Polyurethane Glazed Door (B/S), unit of measure IT | FM1-PA021309 | Y | Y | Y | Y | Y
M3NHFScheduleOfRatesCode | FM1/Door:Wash 2 Coats Polyurethane Timber Door (O/S) | FM1 - Door:Wash 2 Coats Polyurethane Timber Door (O/S), unit of measure IT | FM1-PA021311 | Y | Y | Y | Y | Y
M3NHFScheduleOfRatesCode | FM1/Door:Wash 2 Coats Polyurethane Timber Door (B/S) | FM1 - Door:Wash 2 Coats Polyurethane Timber Door (B/S), unit of measure IT | FM1-PA021313 | Y | Y | Y | Y | Y
M3NHFScheduleOfRatesCode | FM1/Surfaces:Apply 2 Coats Creosote | FM1 - Surfaces:Apply 2 Coats Creosote, unit of measure SM | FM1-PA021401 | Y | Y | Y | Y | Y
M3NHFScheduleOfRatesCode | FM1/Fencing:Apply 2 Coats Creosote | FM1 - Fencing:Apply 2 Coats Creosote, unit of measure SM | FM1-PA021403 | Y | Y | Y | Y | Y
M3NHFScheduleOfRatesCode | FM1/Gates:Apply 2 Coats Creosote | FM1 - Gates:Apply 2 Coats Creosote, unit of measure SM | FM1-PA021405 | Y | Y | Y | Y | Y
M3NHFScheduleOfRatesCode | FM1/Surfaces:Apply 2 Coats Preservative | FM1 - Surfaces:Apply 2 Coats Preservative, unit of measure SM | FM1-PA021501 | Y | Y | Y | Y | Y
M3NHFScheduleOfRatesCode | FM1/Fencing:Apply 2 Coats Preservative | FM1 - Fencing:Apply 2 Coats Preservative, unit of measure SM | FM1-PA021503 | Y | Y | Y | Y | Y
M3NHFScheduleOfRatesCode | FM1/Gates:Apply 2 Coats Creosote | FM1 - Gates:Apply 2 Coats Creosote, unit of measure SM | FM1-PA021505 | Y | Y | Y | Y | Y
M3NHFScheduleOfRatesCode | FM1/Surfaces:Apply 1 Coat Opaque Preservative | FM1 - Surfaces:Apply 1 Coat Opaque Preservative, unit of measure SM | FM1-PA021601 | Y | Y | Y | Y | Y
M3NHFScheduleOfRatesCode | FM1/Fencing Open Type:Apply 1 Coat Opaque Preservative | FM1 - Fencing Open Type:Apply 1 Coat Opaque Preservative, unit of measure SM | FM1-PA021603 | Y | Y | Y | Y | Y
M3NHFScheduleOfRatesCode | FM1/Fencing Close Type:Apply 1 Ct Opaque Preservative | FM1 - Fencing Close Type:Apply 1 Ct Opaque Preservative, unit of measure SM | FM1-PA021605 | Y | Y | Y | Y | Y
M3NHFScheduleOfRatesCode | FM1/Gates:Apply 1 Coat Opaque Preservative | FM1 - Gates:Apply 1 Coat Opaque Preservative, unit of measure SM | FM1-PA021607 | Y | Y | Y | Y | Y
M3NHFScheduleOfRatesCode | FM1/Surfaces:Apply 2 Coat Opaque Preservative | FM1 - Surfaces:Apply 2 Coat Opaque Preservative, unit of measure SM | FM1-PA021609 | Y | Y | Y | Y | Y
M3NHFScheduleOfRatesCode | FM1/Fencing Open Type:Apply 2 Coat Opaque Preservative | FM1 - Fencing Open Type:Apply 2 Coat Opaque Preservative, unit of measure SM | FM1-PA021611 | Y | Y | Y | Y | Y
M3NHFScheduleOfRatesCode | FM1/Fencing Close Type:Apply 2 Cts Opaque Preservative | FM1 - Fencing Close Type:Apply 2 Cts Opaque Preservative, unit of measure SM | FM1-PA021613 | Y | Y | Y | Y | Y
M3NHFScheduleOfRatesCode | FM1/Gates:Apply 2 Coat Opaque Preservative | FM1 - Gates:Apply 2 Coat Opaque Preservative, unit of measure SM | FM1-PA021615 | Y | Y | Y | Y | Y
M3NHFScheduleOfRatesCode | FM1/Cills:Apply Tile Paint | FM1 - Cills:Apply Tile Paint, unit of measure LM | FM1-PA021701 | Y | Y | Y | Y | Y
M3NHFScheduleOfRatesCode | FM1/Steps:Apply Tile Paint | FM1 - Steps:Apply Tile Paint, unit of measure LM | FM1-PA021703 | Y | Y | Y | Y | Y
M3NHFScheduleOfRatesCode | FM1/Walls:Prepare 2 Coats Bitumin Damp Proof | FM1 - Walls:Prepare 2 Coats Bitumin Damp Proof, unit of measure SM | FM1-PA021801 | Y | Y | Y | Y | Y
M3NHFScheduleOfRatesCode | FM1/Pipework:Prepare 2 Coats Anti Climb To Pipes | FM1 - Pipework:Prepare 2 Coats Anti Climb To Pipes, unit of measure LM | FM1-PA021901 | Y | Y | Y | Y | Y
M3NHFScheduleOfRatesCode | FM1/Walls:Prepare Apply 2 Coats Anti Climb | FM1 - Walls:Prepare Apply 2 Coats Anti Climb, unit of measure SM | FM1-PA021903 | Y | Y | Y | Y | Y
M3NHFScheduleOfRatesCode | FM1/Surfaces:Remove Graffiti-Rinse/Dry | FM1 - Surfaces:Remove Graffiti-Rinse/Dry, unit of measure SM | FM1-PA022001 | Y | Y | Y | Y | Y
M3NHFScheduleOfRatesCode | FM1/Graffiti:Clean-Chemicals | FM1 - Graffiti:Clean-Chemicals, unit of measure SM | FM1-PA022003 | Y | Y | Y | Y | Y
M3NHFScheduleOfRatesCode | FM1/Graffiti:Clean-Grit Blast | FM1 - Graffiti:Clean-Grit Blast, unit of measure SM | FM1-PA022005 | Y | Y | Y | Y | Y
M3NHFScheduleOfRatesCode | FM1/Numeral:Paint 50Mm High | FM1 - Numeral:Paint 50Mm High, unit of measure NO | FM1-PA022101 | Y | Y | Y | Y | Y
M3NHFScheduleOfRatesCode | FM1/Numeral:Paint 100Mm High | FM1 - Numeral:Paint 100Mm High, unit of measure NO | FM1-PA022103 | Y | Y | Y | Y | Y
M3NHFScheduleOfRatesCode | FM1/Numeral:Paint 150Mm High | FM1 - Numeral:Paint 150Mm High, unit of measure NO | FM1-PA022105 | Y | Y | Y | Y | Y
M3NHFScheduleOfRatesCode | FM1/Numeral:Paint 200Mm High | FM1 - Numeral:Paint 200Mm High, unit of measure NO | FM1-PA022107 | Y | Y | Y | Y | Y
M3NHFScheduleOfRatesCode | FM1/Numeral:Paint 300Mm High | FM1 - Numeral:Paint 300Mm High, unit of measure NO | FM1-PA022109 | Y | Y | Y | Y | Y
M3NHFScheduleOfRatesCode | FM1/Wall:Hack Off Render | FM1 - Wall:Hack Off Render, unit of measure SM | FM1-PR010101 | Y | Y | Y | Y | Y
M3NHFScheduleOfRatesCode | FM1/Wall:Apply Roughcast Render Dub Out In Patch | FM1 - Wall:Apply Roughcast Render Dub Out In Patch, unit of measure IT | FM1-PR010102 | Y
M3NHFScheduleOfRatesCode | FM1/Wall:Apply Smooth Render Dub Out | FM1 - Wall:Apply Smooth Render Dub Out, unit of measure SM | FM1-PR010103 | Y | Y | Y | Y | Y
M3NHFScheduleOfRatesCode | FM1/Wall:Apply Roughcast Render Dub Out | FM1 - Wall:Apply Roughcast Render Dub Out, unit of measure SM | FM1-PR010104 | Y
M3NHFScheduleOfRatesCode | FM1/Wall:Apply Wet Dash Render Dub Out | FM1 - Wall:Apply Wet Dash Render Dub Out, unit of measure SM | FM1-PR010105 | Y | Y | Y | Y | Y
M3NHFScheduleOfRatesCode | FM1/Wall:Apply Dry Dash Render Dub Out | FM1 - Wall:Apply Dry Dash Render Dub Out, unit of measure SM | FM1-PR010107 | Y | Y | Y | Y | Y
M3NHFScheduleOfRatesCode | FM1/Wall:Apply Decorative Render Dub | FM1 - Wall:Apply Decorative Render Dub, unit of measure SM | FM1-PR010109 | Y | Y | Y | Y | Y
M3NHFScheduleOfRatesCode | FM1/Wall:Apply Sandtex Finished Rough Render Dub | FM1 - Wall:Apply Sandtex Finished Rough Render Dub, unit of measure SM | FM1-PR010111 | Y | Y | Y | Y | Y
M3NHFScheduleOfRatesCode | FM1/Wall:Specialist Render Float | FM1 - Wall:Specialist Render Float, unit of measure SM | FM1-PR010113 | Y | Y | Y | Y | Y
M3NHFScheduleOfRatesCode | FM1/Wall:Specialist Render Dash | FM1 - Wall:Specialist Render Dash, unit of measure SM | FM1-PR010115 | Y | Y | Y | Y | Y
M3NHFScheduleOfRatesCode | FM1/Wall:Insulated Render Plain | FM1 - Wall:Insulated Render Plain, unit of measure SM | FM1-PR010117 | Y | Y | Y | Y | Y
M3NHFScheduleOfRatesCode | FM1/Wall:Insulated Render Tyrol | FM1 - Wall:Insulated Render Tyrol, unit of measure SM | FM1-PR010119 | Y | Y | Y | Y | Y
M3NHFScheduleOfRatesCode | FM1/Roof Tile:Renew Concrete Interlocking Over 5 No | FM1 - Roof Tile:Renew Concrete Interlocking Over 5 No, unit of measure SM | FM1-RF010101 | Y | Y | Y | Y | Y
M3NHFScheduleOfRatesCode | FM1/Roof Tile:Remove Refix Interlocking Over 5 No | FM1 - Roof Tile:Remove Refix Interlocking Over 5 No, unit of measure SM | FM1-RF010103 | Y | Y | Y | Y | Y
M3NHFScheduleOfRatesCode | FM1/Roof Tile:Overhaul Interlocking Roof Complete | FM1 - Roof Tile:Overhaul Interlocking Roof Complete, unit of measure SM | FM1-RF010105 | Y | Y | Y | Y | Y
M3NHFScheduleOfRatesCode | FM1/Roof Covering:Eo Felt + Battens Concrete Interlock | FM1 - Roof Covering:Eo Felt + Battens Concrete Interlock, unit of measure SM | FM1-RF010107 | Y | Y | Y | Y | Y
M3NHFScheduleOfRatesCode | FM1/Tile:Renew With Interlocking Complete | FM1 - Tile:Renew With Interlocking Complete, unit of measure SM | FM1-RF010201 | Y | Y | Y | Y | Y
M3NHFScheduleOfRatesCode | FM1/Tile:Renew Interlocking Secret Gutter | FM1 - Tile:Renew Interlocking Secret Gutter, unit of measure SM | FM1-RF010203 | Y | Y | Y | Y | Y
M3NHFScheduleOfRatesCode | FM1/Tile:Renew Interlocking Restraints | FM1 - Tile:Renew Interlocking Restraints, unit of measure SM | FM1-RF010205 | Y | Y | Y | Y | Y
M3NHFScheduleOfRatesCode | FM1/Tile:Renew Interlocking Gutter Restraints | FM1 - Tile:Renew Interlocking Gutter Restraints, unit of measure SM | FM1-RF010207 | Y | Y | Y | Y | Y
M3NHFScheduleOfRatesCode | FM1/Tile:Renew Plain Concrete Type | FM1 - Tile:Renew Plain Concrete Type, unit of measure SM | FM1-RF010301 | Y | Y | Y | Y | Y
M3NHFScheduleOfRatesCode | FM1/Tile:Refix Plain Concrete Type | FM1 - Tile:Refix Plain Concrete Type, unit of measure SM | FM1-RF010303 | Y | Y | Y | Y | Y
M3NHFScheduleOfRatesCode | FM1/Roof Tile:Overhaul Concrete Plain Roof Complete | FM1 - Roof Tile:Overhaul Concrete Plain Roof Complete, unit of measure SM | FM1-RF010305 | Y | Y | Y | Y | Y
M3NHFScheduleOfRatesCode | FM1/Roof Covering:Eo Felt + Battens Plain Concrete | FM1 - Roof Covering:Eo Felt + Battens Plain Concrete, unit of measure SM | FM1-RF010307 | Y | Y | Y | Y | Y
M3NHFScheduleOfRatesCode | FM1/Tile:Renew Plain Clay Type | FM1 - Tile:Renew Plain Clay Type, unit of measure SM | FM1-RF010401 | Y | Y | Y | Y | Y
M3NHFScheduleOfRatesCode | FM1/Tile:Refix Plain Clay Type | FM1 - Tile:Refix Plain Clay Type, unit of measure SM | FM1-RF010403 | Y | Y | Y | Y | Y
M3NHFScheduleOfRatesCode | FM1/Roof Tile:Overhaul Clay Plain Roof Complete | FM1 - Roof Tile:Overhaul Clay Plain Roof Complete, unit of measure SM | FM1-RF010405 | Y | Y | Y | Y | Y
M3NHFScheduleOfRatesCode | FM1/Roof Covering:Eo Felt + Battens Plain Clay | FM1 - Roof Covering:Eo Felt + Battens Plain Clay, unit of measure SM | FM1-RF010407 | Y | Y | Y | Y | Y
M3NHFScheduleOfRatesCode | FM1/Tile:Renew With Plain Concrete Complete | FM1 - Tile:Renew With Plain Concrete Complete, unit of measure SM | FM1-RF010501 | Y | Y | Y | Y | Y
M3NHFScheduleOfRatesCode | FM1/Tile:Renew Plain Concrete With Secret Gutter | FM1 - Tile:Renew Plain Concrete With Secret Gutter, unit of measure SM | FM1-RF010503 | Y | Y | Y | Y | Y
M3NHFScheduleOfRatesCode | FM1/Tile:Renew Plain Concrete With Restraints | FM1 - Tile:Renew Plain Concrete With Restraints, unit of measure SM | FM1-RF010505 | Y | Y | Y | Y | Y
M3NHFScheduleOfRatesCode | FM1/Tile:Renew Plain Concrete With Gutter Restraints | FM1 - Tile:Renew Plain Concrete With Gutter Restraints, unit of measure SM | FM1-RF010507 | Y | Y | Y | Y | Y
M3NHFScheduleOfRatesCode | FM1/Tile:Renew With Plain Clay Complete | FM1 - Tile:Renew With Plain Clay Complete, unit of measure SM | FM1-RF010601 | Y | Y | Y | Y | Y
M3NHFScheduleOfRatesCode | FM1/Tile:Renew Plain Clay Secret Gutter | FM1 - Tile:Renew Plain Clay Secret Gutter, unit of measure SM | FM1-RF010603 | Y | Y | Y | Y | Y
M3NHFScheduleOfRatesCode | FM1/Tile:Renew Plain Clay With Restraints | FM1 - Tile:Renew Plain Clay With Restraints, unit of measure SM | FM1-RF010605 | Y | Y | Y | Y | Y
M3NHFScheduleOfRatesCode | FM1/Tile:Renew Plain Clay With Gutter And Restraints | FM1 - Tile:Renew Plain Clay With Gutter And Restraints, unit of measure SM | FM1-RF010607 | Y | Y | Y | Y | Y
M3NHFScheduleOfRatesCode | FM1/Verge:Rake Out And Repoint In Mortar | FM1 - Verge:Rake Out And Repoint In Mortar, unit of measure LM | FM1-RF010701 | Y | Y | Y | Y | Y
M3NHFScheduleOfRatesCode | FM1/Verge:Renew Tile Verge | FM1 - Verge:Renew Tile Verge, unit of measure LM | FM1-RF010703 | Y | Y | Y | Y | Y
M3NHFScheduleOfRatesCode | FM1/Verge:Remove And Refix Tile | FM1 - Verge:Remove And Refix Tile, unit of measure LM | FM1-RF010705 | Y | Y | Y | Y | Y
M3NHFScheduleOfRatesCode | FM1/Verge:Remove And Refix Tile Renew Undercloak | FM1 - Verge:Remove And Refix Tile Renew Undercloak, unit of measure LM | FM1-RF010706 | Y
M3NHFScheduleOfRatesCode | FM1/Verge:Remove And Refix Plain Tile | FM1 - Verge:Remove And Refix Plain Tile, unit of measure LM | FM1-RF010707 | Y | Y | Y | Y | Y
M3NHFScheduleOfRatesCode | FM1/Ridge:Renew Bedded Tile | FM1 - Ridge:Renew Bedded Tile, unit of measure LM | FM1-RF010801 | Y | Y | Y | Y | Y
M3NHFScheduleOfRatesCode | FM1/Hip:Renew Bedded Tile | FM1 - Hip:Renew Bedded Tile, unit of measure LM | FM1-RF010802 | Y
M3NHFScheduleOfRatesCode | FM1/Ridge:Renew Mono-Pitch Tiles | FM1 - Ridge:Renew Mono-Pitch Tiles, unit of measure LM | FM1-RF010803 | Y | Y | Y | Y | Y
M3NHFScheduleOfRatesCode | FM1/Hip:Renew Mono-Pitch Tiles | FM1 - Hip:Renew Mono-Pitch Tiles, unit of measure LM | FM1-RF010804 | Y
M3NHFScheduleOfRatesCode | FM1/Ridge:Remove And Refix Tiles | FM1 - Ridge:Remove And Refix Tiles, unit of measure LM | FM1-RF010805 | Y | Y | Y | Y | Y
M3NHFScheduleOfRatesCode | FM1/Hip:Remove And Refix Tiles | FM1 - Hip:Remove And Refix Tiles, unit of measure LM | FM1-RF010806 | Y
M3NHFScheduleOfRatesCode | FM1/Ridge:Rake Out And Repoint Tiles | FM1 - Ridge:Rake Out And Repoint Tiles, unit of measure LM | FM1-RF010807 | Y | Y | Y | Y | Y
M3NHFScheduleOfRatesCode | FM1/Hip Or Valley:Rake Out And Repoint Tiles | FM1 - Hip Or Valley:Rake Out And Repoint Tiles, unit of measure LM | FM1-RF010808 | Y
M3NHFScheduleOfRatesCode | FM1/Ridge:Renew Any Type Gas Flue Terminal Tile | FM1 - Ridge:Renew Any Type Gas Flue Terminal Tile, unit of measure NO | FM1-RF010809 | Y | Y | Y | Y | Y
M3NHFScheduleOfRatesCode | FM1/Hip:Renew Bonnet Hip Tiles | FM1 - Hip:Renew Bonnet Hip Tiles, unit of measure LM | FM1-RF010811 | Y | Y | Y | Y | Y
M3NHFScheduleOfRatesCode | FM1/Hip:Renew Galvanised Hip Iron | FM1 - Hip:Renew Galvanised Hip Iron, unit of measure NO | FM1-RF010813 | Y | Y | Y | Y | Y
M3NHFScheduleOfRatesCode | FM1/Valley:Renew Valley Tiles | FM1 - Valley:Renew Valley Tiles, unit of measure LM | FM1-RF010815 | Y | Y | Y | Y | Y
M3NHFScheduleOfRatesCode | FM1/Valley:Renew Trough Valley Tiles | FM1 - Valley:Renew Trough Valley Tiles, unit of measure LM | FM1-RF010817 | Y | Y | Y | Y | Y
M3NHFScheduleOfRatesCode | FM1/Verge:Renew Dry Or Cloaked Verge Complete | FM1 - Verge:Renew Dry Or Cloaked Verge Complete, unit of measure LM | FM1-RF010901 | Y | Y | Y | Y | Y
M3NHFScheduleOfRatesCode | FM1/Verge:Refix Dry Or Cloaked Verge Complete | FM1 - Verge:Refix Dry Or Cloaked Verge Complete, unit of measure LM | FM1-RF010903 | Y | Y | Y | Y | Y
M3NHFScheduleOfRatesCode | FM1/Ridge:Renew Dry Ridge Tiles | FM1 - Ridge:Renew Dry Ridge Tiles, unit of measure LM | FM1-RF010905 | Y | Y | Y | Y | Y
M3NHFScheduleOfRatesCode | FM1/Ridge:Renew Dry Ridge Gas Flue Terminal | FM1 - Ridge:Renew Dry Ridge Gas Flue Terminal, unit of measure NO | FM1-RF010907 | Y | Y | Y | Y | Y
M3NHFScheduleOfRatesCode | FM1/Vent:Renew Vent Roof Tile Unit | FM1 - Vent:Renew Vent Roof Tile Unit, unit of measure NO | FM1-RF011001 | Y | Y | Y | Y | Y
M3NHFScheduleOfRatesCode | FM1/Ridge:Renew With Half Round Or Angle Vent Tile | FM1 - Ridge:Renew With Half Round Or Angle Vent Tile, unit of measure NO | FM1-RF011003 | Y | Y | Y | Y | Y
M3NHFScheduleOfRatesCode | FM1/Ridge:Renew Dry Vent Tiles | FM1 - Ridge:Renew Dry Vent Tiles, unit of measure LM | FM1-RF011005 | Y | Y | Y | Y | Y
M3NHFScheduleOfRatesCode | FM1/Vent:Renew Eaves Ventilators | FM1 - Vent:Renew Eaves Ventilators, unit of measure LM | FM1-RF011007 | Y | Y | Y | Y | Y
M3NHFScheduleOfRatesCode | FM1/Slate:Renew Fibre Cement Felt And Battens | FM1 - Slate:Renew Fibre Cement Felt And Battens, unit of measure SM | FM1-RF020101 | Y | Y | Y | Y | Y
M3NHFScheduleOfRatesCode | FM1/Slate:Refix Fibre Cement Type | FM1 - Slate:Refix Fibre Cement Type, unit of measure SM | FM1-RF020103 | Y | Y | Y | Y | Y
M3NHFScheduleOfRatesCode | FM1/Slate:Overhaul Fibre Cement Roof Complete | FM1 - Slate:Overhaul Fibre Cement Roof Complete, unit of measure SM | FM1-RF020105 | Y | Y | Y | Y | Y
M3NHFScheduleOfRatesCode | FM1/Roof Covering:Eo Felt + Battens Fibre Cement Slate | FM1 - Roof Covering:Eo Felt + Battens Fibre Cement Slate, unit of measure SM | FM1-RF020107 | Y | Y | Y | Y | Y
M3NHFScheduleOfRatesCode | FM1/Slate:Renew With Fibre Cement Complete | FM1 - Slate:Renew With Fibre Cement Complete, unit of measure SM | FM1-RF020201 | Y | Y | Y | Y | Y
M3NHFScheduleOfRatesCode | FM1/Slate:Renew Fibre Cement And Secret Gutter | FM1 - Slate:Renew Fibre Cement And Secret Gutter, unit of measure SM | FM1-RF020203 | Y | Y | Y | Y | Y
M3NHFScheduleOfRatesCode | FM1/Slate:Renew Fibre Cement With Restraints | FM1 - Slate:Renew Fibre Cement With Restraints, unit of measure SM | FM1-RF020205 | Y | Y | Y | Y | Y
M3NHFScheduleOfRatesCode | FM1/Slate:Renew Fibre Cement With Gutter Restraints | FM1 - Slate:Renew Fibre Cement With Gutter Restraints, unit of measure SM | FM1-RF020207 | Y | Y | Y | Y | Y
M3NHFScheduleOfRatesCode | FM1/Slate:Renew Natural Slates, Felt And Battens | FM1 - Slate:Renew Natural Slates, Felt And Battens, unit of measure SM | FM1-RF020301 | Y | Y | Y | Y | Y
M3NHFScheduleOfRatesCode | FM1/Slate:Refix Natural Slates, Renew Felt And Battens | FM1 - Slate:Refix Natural Slates, Renew Felt And Battens, unit of measure SM | FM1-RF020303 | Y | Y | Y | Y | Y
M3NHFScheduleOfRatesCode | FM1/Slate:Overhaul Natural Slate Roof Complete | FM1 - Slate:Overhaul Natural Slate Roof Complete, unit of measure SM | FM1-RF020305 | Y | Y | Y | Y | Y
M3NHFScheduleOfRatesCode | FM1/Roof Covering:Eo Felt + Battens Natural Slate | FM1 - Roof Covering:Eo Felt + Battens Natural Slate, unit of measure SM | FM1-RF020307 | Y | Y | Y | Y | Y
M3NHFScheduleOfRatesCode | FM1/Slate:Renew With Natural Slate Complete | FM1 - Slate:Renew With Natural Slate Complete, unit of measure SM | FM1-RF020401 | Y | Y | Y | Y | Y
M3NHFScheduleOfRatesCode | FM1/Slate:Renew Natural Slate And Secret Gutter | FM1 - Slate:Renew Natural Slate And Secret Gutter, unit of measure SM | FM1-RF020403 | Y | Y | Y | Y | Y
M3NHFScheduleOfRatesCode | FM1/Slate:Renew Natural Slate And Restraints | FM1 - Slate:Renew Natural Slate And Restraints, unit of measure SM | FM1-RF020405 | Y | Y | Y | Y | Y
M3NHFScheduleOfRatesCode | FM1/Slate:Renew Natural Slate With Gutter Restraints | FM1 - Slate:Renew Natural Slate With Gutter Restraints, unit of measure SM | FM1-RF020407 | Y | Y | Y | Y | Y
M3NHFScheduleOfRatesCode | FM1/Ridge:Renew Half Round Or Roll Top Tile To Slating | FM1 - Ridge:Renew Half Round Or Roll Top Tile To Slating, unit of measure LM | FM1-RF020501 | Y | Y | Y | Y | Y
M3NHFScheduleOfRatesCode | FM1/Ridge:Renew Roll Top To Slating | FM1 - Ridge:Renew Roll Top To Slating, unit of measure LM | FM1-RF020503 | Y | Y | Y | Y | Y
M3NHFScheduleOfRatesCode | FM1/Ridge:Renew Duo-Pitch To Slating | FM1 - Ridge:Renew Duo-Pitch To Slating, unit of measure LM | FM1-RF020505 | Y | Y | Y | Y | Y
M3NHFScheduleOfRatesCode | FM1/Ridge:Renew Mono Or Duo-Pitch Tile To Slating | FM1 - Ridge:Renew Mono Or Duo-Pitch Tile To Slating, unit of measure LM | FM1-RF020507 | Y | Y | Y | Y | Y
M3NHFScheduleOfRatesCode | FM1/Ridge:Renew Gas Ventilation To Slating | FM1 - Ridge:Renew Gas Ventilation To Slating, unit of measure NO | FM1-RF020509 | Y | Y | Y | Y | Y
M3NHFScheduleOfRatesCode | FM1/Verge:Rake Out And Repoint In Mortar To Slating | FM1 - Verge:Rake Out And Repoint In Mortar To Slating, unit of measure LM | FM1-RF020511 | Y | Y | Y | Y | Y
M3NHFScheduleOfRatesCode | FM1/Tile:Renew Plain Concrete Hanging Complete | FM1 - Tile:Renew Plain Concrete Hanging Complete, unit of measure SM | FM1-RF030101 | Y | Y | Y | Y | Y
M3NHFScheduleOfRatesCode | FM1/Tile:Refix Concrete Hanging Complete | FM1 - Tile:Refix Concrete Hanging Complete, unit of measure SM | FM1-RF030103 | Y | Y | Y | Y | Y
M3NHFScheduleOfRatesCode | FM1/Vertical Covering:Extra To Renew Felt And Battens | FM1 - Vertical Covering:Extra To Renew Felt And Battens, unit of measure SM | FM1-RF030105 | Y | Y | Y | Y | Y
M3NHFScheduleOfRatesCode | FM1/Tile:Renew Feature Concrete Tile Hanging | FM1 - Tile:Renew Feature Concrete Tile Hanging, unit of measure NO | FM1-RF030107 | Y | Y | Y | Y | Y
M3NHFScheduleOfRatesCode | FM1/Tile:Renew Internal Angle Concrete Tile | FM1 - Tile:Renew Internal Angle Concrete Tile, unit of measure NO | FM1-RF030109 | Y | Y | Y | Y | Y
M3NHFScheduleOfRatesCode | FM1/Tile:Renew External Angle Concrete Tile | FM1 - Tile:Renew External Angle Concrete Tile, unit of measure NO | FM1-RF030111 | Y | Y | Y | Y | Y
M3NHFScheduleOfRatesCode | FM1/Tile:Overhaul Vertical Concrete Tiling | FM1 - Tile:Overhaul Vertical Concrete Tiling, unit of measure SM | FM1-RF030113 | Y | Y | Y | Y | Y
M3NHFScheduleOfRatesCode | FM1/Tile:Renew Plain Clay Hanging Complete | FM1 - Tile:Renew Plain Clay Hanging Complete, unit of measure SM | FM1-RF030201 | Y | Y | Y | Y | Y
M3NHFScheduleOfRatesCode | FM1/Tile:Refix Clay Hanging Complete | FM1 - Tile:Refix Clay Hanging Complete, unit of measure SM | FM1-RF030203 | Y | Y | Y | Y | Y
M3NHFScheduleOfRatesCode | FM1/Vertical Covering:Eo Felt + Battens Clay Tiles | FM1 - Vertical Covering:Eo Felt + Battens Clay Tiles, unit of measure SM | FM1-RF030205 | Y | Y | Y | Y | Y
M3NHFScheduleOfRatesCode | FM1/Tile:Renew Feature Clay Tile Hanging | FM1 - Tile:Renew Feature Clay Tile Hanging, unit of measure NO | FM1-RF030207 | Y | Y | Y | Y | Y
M3NHFScheduleOfRatesCode | FM1/Tile:Renew Internal Angle Clay Tile | FM1 - Tile:Renew Internal Angle Clay Tile, unit of measure NO | FM1-RF030209 | Y | Y | Y | Y | Y
M3NHFScheduleOfRatesCode | FM1/Tile:Renew External Angle Clay Tile | FM1 - Tile:Renew External Angle Clay Tile, unit of measure NO | FM1-RF030211 | Y | Y | Y | Y | Y
M3NHFScheduleOfRatesCode | FM1/Tile:Overhaul Vertical Clay Tiling | FM1 - Tile:Overhaul Vertical Clay Tiling, unit of measure SM | FM1-RF030213 | Y | Y | Y | Y | Y
M3NHFScheduleOfRatesCode | FM1/Slate:Renew Hanging Slates | FM1 - Slate:Renew Hanging Slates, unit of measure SM | FM1-RF030301 | Y | Y | Y | Y | Y
M3NHFScheduleOfRatesCode | FM1/Slate:Refix Hanging Slate | FM1 - Slate:Refix Hanging Slate, unit of measure SM | FM1-RF030303 | Y | Y | Y | Y | Y
M3NHFScheduleOfRatesCode | FM1/Vertical Covering:Eo Felt + Battens Slates | FM1 - Vertical Covering:Eo Felt + Battens Slates, unit of measure SM | FM1-RF030305 | Y | Y | Y | Y | Y
M3NHFScheduleOfRatesCode | FM1/Slate:Refix Hanging Slate Ne 5 No | FM1 - Slate:Refix Hanging Slate Ne 5 No, unit of measure IT | FM1-RF030307 | Y | Y | Y | Y | Y
M3NHFScheduleOfRatesCode | FM1/Slate:Overhaul Vertical Slating | FM1 - Slate:Overhaul Vertical Slating, unit of measure SM | FM1-RF030309 | Y | Y | Y | Y | Y
M3NHFScheduleOfRatesCode | FM1/Moss:Remove From Roof | FM1 - Moss:Remove From Roof, unit of measure SM | FM1-RF040101 | Y | Y | Y | Y | Y
M3NHFScheduleOfRatesCode | FM1/Wall Cladding:Renew Metal Insul Ne 2Sm | FM1 - Wall Cladding:Renew Metal Insul Ne 2Sm, unit of measure IT | FM1-RF050101 | Y | Y | Y | Y | Y
M3NHFScheduleOfRatesCode | FM1/Wall Cladding:Renew Metal Insul Exc 2Sm | FM1 - Wall Cladding:Renew Metal Insul Exc 2Sm, unit of measure SM | FM1-RF050103 | Y | Y | Y | Y | Y
M3NHFScheduleOfRatesCode | FM1/Wall Cladding:Renew Metal None Insul Ne 2Sm | FM1 - Wall Cladding:Renew Metal None Insul Ne 2Sm, unit of measure IT | FM1-RF050201 | Y | Y | Y | Y | Y
M3NHFScheduleOfRatesCode | FM1/Wall Cladding:Renew Metal None Insul Exc 2Sm | FM1 - Wall Cladding:Renew Metal None Insul Exc 2Sm, unit of measure SM | FM1-RF050203 | Y | Y | Y | Y | Y
M3NHFScheduleOfRatesCode | FM1/Wall Cladding:Renew Metal Pdr Coated Ne 2Sm | FM1 - Wall Cladding:Renew Metal Pdr Coated Ne 2Sm, unit of measure IT | FM1-RF050301 | Y | Y | Y | Y | Y
M3NHFScheduleOfRatesCode | FM1/Wall Cladding:Renew Metal Pdr Coated Exc 2Sm | FM1 - Wall Cladding:Renew Metal Pdr Coated Exc 2Sm, unit of measure SM | FM1-RF050303 | Y | Y | Y | Y | Y
M3NHFScheduleOfRatesCode | FM1/Wall Cladding:Renew Ali Pdr Coated Ne 2Sm | FM1 - Wall Cladding:Renew Ali Pdr Coated Ne 2Sm, unit of measure IT | FM1-RF050401 | Y | Y | Y | Y | Y
M3NHFScheduleOfRatesCode | FM1/Wall Cladding:Renew Ali Pdr Coated Exc 2Sm | FM1 - Wall Cladding:Renew Ali Pdr Coated Exc 2Sm, unit of measure SM | FM1-RF050403 | Y | Y | Y | Y | Y
M3NHFScheduleOfRatesCode | FM1/Sheeting:Renew Galvanised Corrugated Iron | FM1 - Sheeting:Renew Galvanised Corrugated Iron, unit of measure SM | FM1-RF050501 | Y | Y | Y | Y | Y
M3NHFScheduleOfRatesCode | FM1/Sheeting:Renew Corrugated Reinforced Cement | FM1 - Sheeting:Renew Corrugated Reinforced Cement, unit of measure SM | FM1-RF050503 | Y | Y | Y | Y | Y
M3NHFScheduleOfRatesCode | FM1/Sheeting:Renew Clear Plastic | FM1 - Sheeting:Renew Clear Plastic, unit of measure SM | FM1-RF050505 | Y | Y | Y | Y | Y
M3NHFScheduleOfRatesCode | FM1/Sheeting:Renew Coloured Plastic | FM1 - Sheeting:Renew Coloured Plastic, unit of measure SM | FM1-RF050507 | Y | Y | Y | Y | Y
M3NHFScheduleOfRatesCode | FM1/Sheeting:Renew Translucent | FM1 - Sheeting:Renew Translucent, unit of measure SM | FM1-RF050509 | Y | Y | Y | Y | Y
M3NHFScheduleOfRatesCode | FM1/Sheeting:Renew Pvc Colour Coated | FM1 - Sheeting:Renew Pvc Colour Coated, unit of measure SM | FM1-RF050511 | Y | Y | Y | Y | Y
M3NHFScheduleOfRatesCode | FM1/Roof Sheeting:Renew Industrial | FM1 - Roof Sheeting:Renew Industrial, unit of measure SM | FM1-RF050513 | Y | Y | Y | Y | Y
M3NHFScheduleOfRatesCode | FM1/Roof Sheeting:Renew Alum Profile | FM1 - Roof Sheeting:Renew Alum Profile, unit of measure SM | FM1-RF050515 | Y | Y | Y | Y | Y
M3NHFScheduleOfRatesCode | FM1/Roof Sheeting:Renew Corr.Insul Ne 2Sm | FM1 - Roof Sheeting:Renew Corr.Insul Ne 2Sm, unit of measure IT | FM1-RF050517 | Y | Y | Y | Y | Y
M3NHFScheduleOfRatesCode | FM1/Roof Sheeting:Renew Corr.Insul Exc 2Sm | FM1 - Roof Sheeting:Renew Corr.Insul Exc 2Sm, unit of measure SM | FM1-RF050519 | Y | Y | Y | Y | Y
M3NHFScheduleOfRatesCode | FM1/Roof Sheeting:Renew Insul.Metal Cladd Ne 2Sm | FM1 - Roof Sheeting:Renew Insul.Metal Cladd Ne 2Sm, unit of measure IT | FM1-RF050521 | Y | Y | Y | Y | Y
M3NHFScheduleOfRatesCode | FM1/Roof Sheeting:Renew Insul.Metal Cladd Exc 2Sm | FM1 - Roof Sheeting:Renew Insul.Metal Cladd Exc 2Sm, unit of measure SM | FM1-RF050523 | Y | Y | Y | Y | Y
M3NHFScheduleOfRatesCode | FM1/Sheeting:Renew Eaves Filler Piece | FM1 - Sheeting:Renew Eaves Filler Piece, unit of measure LM | FM1-RF050525 | Y | Y | Y | Y | Y
M3NHFScheduleOfRatesCode | FM1/Roof Sheeting:Renew 1 Piece Corru Cement Ridge | FM1 - Roof Sheeting:Renew 1 Piece Corru Cement Ridge, unit of measure LM | FM1-RF050527 | Y | Y | Y | Y | Y
M3NHFScheduleOfRatesCode | FM1/Sheeting:Renew Two Piece Ridge | FM1 - Sheeting:Renew Two Piece Ridge, unit of measure LM | FM1-RF050529 | Y | Y | Y | Y | Y
M3NHFScheduleOfRatesCode | FM1/Roof Sheeting:Renew 2 Piece Corru Cement Ridge | FM1 - Roof Sheeting:Renew 2 Piece Corru Cement Ridge, unit of measure LM | FM1-RF050531 | Y | Y | Y | Y | Y
M3NHFScheduleOfRatesCode | FM1/Ridge:Refix Any Type | FM1 - Ridge:Refix Any Type, unit of measure LM | FM1-RF050533 | Y | Y | Y | Y | Y
M3NHFScheduleOfRatesCode | FM1/Verge:Renew Corru, Cement | FM1 - Verge:Renew Corru, Cement, unit of measure LM | FM1-RF050535 | Y | Y | Y | Y | Y
M3NHFScheduleOfRatesCode | FM1/Verge:Refix Any Type | FM1 - Verge:Refix Any Type, unit of measure LM | FM1-RF050537 | Y | Y | Y | Y | Y
M3NHFScheduleOfRatesCode | FM1/Roof:Sweep And Apply 2 Coats Wp Compound | FM1 - Roof:Sweep And Apply 2 Coats Wp Compound, unit of measure SM | FM1-RF060101 | Y | Y | Y | Y | Y
M3NHFScheduleOfRatesCode | FM1/Roof:Sweep And Apply 3 Coats Wp Compound | FM1 - Roof:Sweep And Apply 3 Coats Wp Compound, unit of measure SM | FM1-RF060102 | Y
M3NHFScheduleOfRatesCode | FM1/Roof:Sealing Compound To Cracks | FM1 - Roof:Sealing Compound To Cracks, unit of measure LM | FM1-RF060103 | Y | Y | Y | Y | Y
M3NHFScheduleOfRatesCode | FM1/Roof:Sweep And Apply Bitumen | FM1 - Roof:Sweep And Apply Bitumen, unit of measure SM | FM1-RF060105 | Y | Y | Y | Y | Y
M3NHFScheduleOfRatesCode | FM1/Roof:Sweep And Apply Stone Chippings | FM1 - Roof:Sweep And Apply Stone Chippings, unit of measure SM | FM1-RF060107 | Y | Y | Y | Y | Y
M3NHFScheduleOfRatesCode | FM1/Roof:Prepare And Patch | FM1 - Roof:Prepare And Patch, unit of measure SM | FM1-RF060109 | Y | Y | Y | Y | Y
M3NHFScheduleOfRatesCode | FM1/Client Inspection:Supply And Erect Ladder | FM1 - Client Inspection:Supply And Erect Ladder, unit of measure IT | FM1-RF060201 | Y | Y | Y | Y | Y
M3NHFScheduleOfRatesCode | FM1/Client Inspection:Remove All Debris Etc | FM1 - Client Inspection:Remove All Debris Etc, unit of measure SM | FM1-RF060203 | Y | Y | Y | Y | Y
M3NHFScheduleOfRatesCode | FM1/Roof:Temporary Repair Slate Or Tile Roof | FM1 - Roof:Temporary Repair Slate Or Tile Roof, unit of measure IT | FM1-RF060301 | Y | Y | Y | Y | Y
M3NHFScheduleOfRatesCode | FM1/Roof:Temporary Repair Flat Roof | FM1 - Roof:Temporary Repair Flat Roof, unit of measure IT | FM1-RF060303 | Y | Y | Y | Y | Y
M3NHFScheduleOfRatesCode | FM1/Roof:Supply And Fix And Later Remove Tarpaulin | FM1 - Roof:Supply And Fix And Later Remove Tarpaulin, unit of measure NO | FM1-RF060305 | Y | Y | Y | Y | Y
M3NHFScheduleOfRatesCode | FM1/Roof:Temporary Repair Corrugated Sheet | FM1 - Roof:Temporary Repair Corrugated Sheet, unit of measure IT | FM1-RF060307 | Y | Y | Y | Y | Y
M3NHFScheduleOfRatesCode | FM1/Roof:Fix Roof Leak To Pitched Roof | FM1 - Roof:Fix Roof Leak To Pitched Roof, unit of measure IT | FM1-RF060309 | Y | Y | Y | Y | Y
M3NHFScheduleOfRatesCode | FM1/Roof:Fix Roof Leak To Flat Roof | FM1 - Roof:Fix Roof Leak To Flat Roof, unit of measure IT | FM1-RF060311 | Y | Y | Y | Y | Y
M3NHFScheduleOfRatesCode | FM1/Fillet:Renew Cement Mortar Fillet | FM1 - Fillet:Renew Cement Mortar Fillet, unit of measure LM | FM1-RF060401 | Y | Y | Y | Y | Y
M3NHFScheduleOfRatesCode | FM1/Roofing:Screed Roof | FM1 - Roofing:Screed Roof, unit of measure SM | FM1-RF060403 | Y | Y | Y | Y | Y
M3NHFScheduleOfRatesCode | FM1/Secret Gutter:Clean Out Secret Gutter/Valley | FM1 - Secret Gutter:Clean Out Secret Gutter/Valley, unit of measure LM | FM1-RF060405 | Y | Y | Y | Y | Y
M3NHFScheduleOfRatesCode | FM1/Felt:Renew Hp Plain Or Mineral Finish 2L | FM1 - Felt:Renew Hp Plain Or Mineral Finish 2L, unit of measure SM | FM1-RF070101 | Y | Y | Y | Y | Y
M3NHFScheduleOfRatesCode | FM1/Felt:Renew Hp Torch On Plain Or Mineral 1L | FM1 - Felt:Renew Hp Torch On Plain Or Mineral 1L, unit of measure SM | FM1-RF070102 | Y
M3NHFScheduleOfRatesCode | FM1/Felt:Renew Hp Stone Chippings 2L | FM1 - Felt:Renew Hp Stone Chippings 2L, unit of measure SM | FM1-RF070103 | Y | Y | Y | Y | Y
M3NHFScheduleOfRatesCode | FM1/Felt:Renew Hp Torch On Chippings 1L | FM1 - Felt:Renew Hp Torch On Chippings 1L, unit of measure SM | FM1-RF070104 | Y
M3NHFScheduleOfRatesCode | FM1/Felt:Renew Hp Torch On Plain Or Mineral 2L | FM1 - Felt:Renew Hp Torch On Plain Or Mineral 2L, unit of measure SM | FM1-RF070105 | Y | Y | Y | Y | Y
M3NHFScheduleOfRatesCode | FM1/Felt:Renew Hp Torch On Chippings 2L | FM1 - Felt:Renew Hp Torch On Chippings 2L, unit of measure SM | FM1-RF070107 | Y | Y | Y | Y | Y
M3NHFScheduleOfRatesCode | FM1/Felt:Renew Hp Torch On Plain Or Mineral Vent 2L | FM1 - Felt:Renew Hp Torch On Plain Or Mineral Vent 2L, unit of measure SM | FM1-RF070108 | Y
M3NHFScheduleOfRatesCode | FM1/Felt:Repair Ne 2.0Sm (Torch On) 2L | FM1 - Felt:Repair Ne 2.0Sm (Torch On) 2L, unit of measure IT | FM1-RF070109 | Y | Y | Y | Y | Y
M3NHFScheduleOfRatesCode | FM1/Felt:Repair Ne 2.0Sm (Torch On) Ventilating 2L | FM1 - Felt:Repair Ne 2.0Sm (Torch On) Ventilating 2L, unit of measure IT | FM1-RF070110 | Y
M3NHFScheduleOfRatesCode | FM1/Felt:Repair Upstand Ne 300Mm Girth 2L | FM1 - Felt:Repair Upstand Ne 300Mm Girth 2L, unit of measure LM | FM1-RF070111 | Y | Y | Y | Y | Y
M3NHFScheduleOfRatesCode | FM1/Felt:Renew Any Girth Gutter 2L | FM1 - Felt:Renew Any Girth Gutter 2L, unit of measure LM | FM1-RF070113 | Y | Y | Y | Y | Y
M3NHFScheduleOfRatesCode | FM1/Felt:Seal Roofing Around Outlet | FM1 - Felt:Seal Roofing Around Outlet, unit of measure NO | FM1-RF070115 | Y | Y | Y | Y | Y
M3NHFScheduleOfRatesCode | FM1/Roof:Renew Aluminium Edging | FM1 - Roof:Renew Aluminium Edging, unit of measure LM | FM1-RF070117 | Y | Y | Y | Y | Y
M3NHFScheduleOfRatesCode | FM1/Felt:Fix Flashband Ne 300Mm Girth | FM1 - Felt:Fix Flashband Ne 300Mm Girth, unit of measure LM | FM1-RF070119 | Y | Y | Y | Y | Y
M3NHFScheduleOfRatesCode | FM1/Felt:Apply Solar Reflect Paint (Per Coat) | FM1 - Felt:Apply Solar Reflect Paint (Per Coat), unit of measure SM | FM1-RF070121 | Y | Y | Y | Y | Y
M3NHFScheduleOfRatesCode | FM1/Felt:Anti Vandal Paint | FM1 - Felt:Anti Vandal Paint, unit of measure SM | FM1-RF070123 | Y | Y | Y | Y | Y
M3NHFScheduleOfRatesCode | FM1/Felt:Renew Chippings | FM1 - Felt:Renew Chippings, unit of measure SM | FM1-RF070125 | Y | Y | Y | Y | Y
M3NHFScheduleOfRatesCode | FM1/Felt:Overhaul Flat Roofing | FM1 - Felt:Overhaul Flat Roofing, unit of measure SM | FM1-RF070127 | Y | Y | Y | Y | Y
M3NHFScheduleOfRatesCode | FM1/Roof:Renew 2L Felt And Boarding | FM1 - Roof:Renew 2L Felt And Boarding, unit of measure SM | FM1-RF070201 | Y | Y | Y | Y | Y
M3NHFScheduleOfRatesCode | FM1/Felt:Renew Hp Plain Or Mineral Finish 3L | FM1 - Felt:Renew Hp Plain Or Mineral Finish 3L, unit of measure SM | FM1-RF070301 | Y | Y | Y | Y | Y
M3NHFScheduleOfRatesCode | FM1/Felt:Renew Hp Stone Chippings 3L | FM1 - Felt:Renew Hp Stone Chippings 3L, unit of measure SM | FM1-RF070303 | Y | Y | Y | Y | Y
M3NHFScheduleOfRatesCode | FM1/Felt:Renew Hp Torch On Plain Or Mineral 3L | FM1 - Felt:Renew Hp Torch On Plain Or Mineral 3L, unit of measure SM | FM1-RF070305 | Y | Y | Y | Y | Y
M3NHFScheduleOfRatesCode | FM1/Felt:Renew Hp Torch On Chippings 3L | FM1 - Felt:Renew Hp Torch On Chippings 3L, unit of measure SM | FM1-RF070307 | Y | Y | Y | Y | Y
M3NHFScheduleOfRatesCode | FM1/Felt:Repair Patch Ne 2.0Sm 3L | FM1 - Felt:Repair Patch Ne 2.0Sm 3L, unit of measure IT | FM1-RF070309 | Y | Y | Y | Y | Y
M3NHFScheduleOfRatesCode | FM1/Felt:Repair Ne 2.0Sm (Torch On) 3L | FM1 - Felt:Repair Ne 2.0Sm (Torch On) 3L, unit of measure IT | FM1-RF070311 | Y | Y | Y | Y | Y
M3NHFScheduleOfRatesCode | FM1/Felt:Repair Upstand Ne 300Mm Girth 3L | FM1 - Felt:Repair Upstand Ne 300Mm Girth 3L, unit of measure LM | FM1-RF070313 | Y | Y | Y | Y | Y
M3NHFScheduleOfRatesCode | FM1/Felt:Renew Any Girth Gutter 3L | FM1 - Felt:Renew Any Girth Gutter 3L, unit of measure LM | FM1-RF070315 | Y | Y | Y | Y | Y
M3NHFScheduleOfRatesCode | FM1/Butyl:Repairs Patch Ne 2.0Sm | FM1 - Butyl:Repairs Patch Ne 2.0Sm, unit of measure IT | FM1-RF070351 | Y
M3NHFScheduleOfRatesCode | FM1/Butyl:Renew Sheet Roofing | FM1 - Butyl:Renew Sheet Roofing, unit of measure SM | FM1-RF070353 | Y
M3NHFScheduleOfRatesCode | FM1/Roof:Renew 3L Felt And Boarding | FM1 - Roof:Renew 3L Felt And Boarding, unit of measure SM | FM1-RF070401 | Y | Y | Y | Y | Y
M3NHFScheduleOfRatesCode | FM1/Roof:Renew With Elastomeric | FM1 - Roof:Renew With Elastomeric, unit of measure SM | FM1-RF070501 | Y | Y | Y | Y | Y
M3NHFScheduleOfRatesCode | FM1/Roof:Renew Elastomeric And Insulation | FM1 - Roof:Renew Elastomeric And Insulation, unit of measure SM | FM1-RF070503 | Y | Y | Y | Y | Y
M3NHFScheduleOfRatesCode | FM1/Asphalt:Renew 20Mm In Patch Ne 2.0Sm | FM1 - Asphalt:Renew 20Mm In Patch Ne 2.0Sm, unit of measure IT | FM1-RF080101 | Y | Y | Y | Y | Y
M3NHFScheduleOfRatesCode | FM1/Asphalt:Renew In Areas | FM1 - Asphalt:Renew In Areas, unit of measure SM | FM1-RF080103 | Y | Y | Y | Y | Y
M3NHFScheduleOfRatesCode | FM1/Asphalt:Renew 25Mm To Balcony | FM1 - Asphalt:Renew 25Mm To Balcony, unit of measure SM | FM1-RF080105 | Y | Y | Y | Y | Y
M3NHFScheduleOfRatesCode | FM1/Asphalt:Renew Skirting | FM1 - Asphalt:Renew Skirting, unit of measure LM | FM1-RF080107 | Y | Y | Y | Y | Y
M3NHFScheduleOfRatesCode | FM1/Asphalt:Renew To Box Gutter | FM1 - Asphalt:Renew To Box Gutter, unit of measure LM | FM1-RF080109 | Y | Y | Y | Y | Y
M3NHFScheduleOfRatesCode | FM1/Asphalt:Renew Rainwater Outlet | FM1 - Asphalt:Renew Rainwater Outlet, unit of measure SM | FM1-RF080111 | Y | Y | Y | Y | Y
M3NHFScheduleOfRatesCode | FM1/Asphalt:Make Good Crack Over 1.0M | FM1 - Asphalt:Make Good Crack Over 1.0M, unit of measure LM | FM1-RF080113 | Y | Y | Y | Y | Y
M3NHFScheduleOfRatesCode | FM1/Asphalt:Reform Collar To Pipes | FM1 - Asphalt:Reform Collar To Pipes, unit of measure NO | FM1-RF080115 | Y | Y | Y | Y | Y
M3NHFScheduleOfRatesCode | FM1/Asphalt:Make Good Blister | FM1 - Asphalt:Make Good Blister, unit of measure IT | FM1-RF080117 | Y | Y | Y | Y | Y
M3NHFScheduleOfRatesCode | FM1/Asphalt:Reform Into Outlet | FM1 - Asphalt:Reform Into Outlet, unit of measure NO | FM1-RF080119 | Y | Y | Y | Y | Y
M3NHFScheduleOfRatesCode | FM1/Asphalt:Apply Solar Reflective Paint | FM1 - Asphalt:Apply Solar Reflective Paint, unit of measure SM | FM1-RF080121 | Y | Y | Y | Y | Y
M3NHFScheduleOfRatesCode | FM1/Asphalt:Anti-Vandal Paint | FM1 - Asphalt:Anti-Vandal Paint, unit of measure SM | FM1-RF080123 | Y | Y | Y | Y | Y
M3NHFScheduleOfRatesCode | FM1/Asphalt:Overhaul Flat Roofing | FM1 - Asphalt:Overhaul Flat Roofing, unit of measure SM | FM1-RF080125 | Y | Y | Y | Y | Y
M3NHFScheduleOfRatesCode | FM1/Roof:Clear Off And Apply Polyroof Systems | FM1 - Roof:Clear Off And Apply Polyroof Systems, unit of measure SM | FM1-RF080151 | Y
M3NHFScheduleOfRatesCode | FM1/Roof:Clear Off And Apply Protec Systems | FM1 - Roof:Clear Off And Apply Protec Systems, unit of measure SM | FM1-RF080153 | Y
M3NHFScheduleOfRatesCode | FM1/Roof:Repair Protec System In Patch | FM1 - Roof:Repair Protec System In Patch, unit of measure IT | FM1-RF080155 | Y
M3NHFScheduleOfRatesCode | FM1/Roof:Renew Asphalt And Boarding | FM1 - Roof:Renew Asphalt And Boarding, unit of measure SM | FM1-RF080201 | Y | Y | Y | Y | Y
M3NHFScheduleOfRatesCode | FM1/Roof:Renew/Install Fixed Type Green Roof System | FM1 - Roof:Renew/Install Fixed Type Green Roof System, unit of measure SM | FM1-RF090101 | Y | Y | Y | Y | Y
M3NHFScheduleOfRatesCode | FM1/Roof:Renew/Install Mobile Type Green Roof System | FM1 - Roof:Renew/Install Mobile Type Green Roof System, unit of measure SM | FM1-RF090103 | Y | Y | Y | Y | Y
M3NHFScheduleOfRatesCode | FM1/Roof:Overhaul Fixed Green Roofing System | FM1 - Roof:Overhaul Fixed Green Roofing System, unit of measure SM | FM1-RF090105 | Y | Y | Y | Y | Y
M3NHFScheduleOfRatesCode | FM1/Roof:Overhaul Mobile Green Roofing System | FM1 - Roof:Overhaul Mobile Green Roofing System, unit of measure SM | FM1-RF090107 | Y | Y | Y | Y | Y
M3NHFScheduleOfRatesCode | FM1/Green Roof:Annual Maintenance - Sedums | FM1 - Green Roof:Annual Maintenance - Sedums, unit of measure SM | FM1-RF090201 | Y | Y | Y | Y | Y
M3NHFScheduleOfRatesCode | FM1/Green Roof:Annual Maintenance - Sedums Rock Plants | FM1 - Green Roof:Annual Maintenance - Sedums Rock Plants, unit of measure SM | FM1-RF090203 | Y | Y | Y | Y | Y
M3NHFScheduleOfRatesCode | FM1/Green Roof:Water In Periods Of Drought | FM1 - Green Roof:Water In Periods Of Drought, unit of measure SM | FM1-RF090301 | Y | Y | Y | Y | Y
M3NHFScheduleOfRatesCode | FM1/Promenade:Lift And Rebed Single Tile | FM1 - Promenade:Lift And Rebed Single Tile, unit of measure NO | FM1-RF100101 | Y | Y | Y | Y | Y
M3NHFScheduleOfRatesCode | FM1/Promenade:Lift And Rebed Tiles | FM1 - Promenade:Lift And Rebed Tiles, unit of measure SM | FM1-RF100103 | Y | Y | Y | Y | Y
M3NHFScheduleOfRatesCode | FM1/Promenade:Renew Standard Pcc Or Grc Tiles | FM1 - Promenade:Renew Standard Pcc Or Grc Tiles, unit of measure SM | FM1-RF100105 | Y | Y | Y | Y | Y
M3NHFScheduleOfRatesCode | FM1/Promenade:Renew Standard Pcc Or Grc Tile | FM1 - Promenade:Renew Standard Pcc Or Grc Tile, unit of measure NO | FM1-RF100107 | Y | Y | Y | Y | Y
M3NHFScheduleOfRatesCode | FM1/Fall:Renew Or Install Fall Protection Wire System | FM1 - Fall:Renew Or Install Fall Protection Wire System, unit of measure LM | FM1-RF100109 | Y | Y | Y | Y | Y
M3NHFScheduleOfRatesCode | FM1/Fall:Overhaul And Maintain Fall Protection System | FM1 - Fall:Overhaul And Maintain Fall Protection System, unit of measure LM | FM1-RF100111 | Y | Y | Y | Y | Y
M3NHFScheduleOfRatesCode | FM1/Walkway:Renew Or Install Proprietary Roof Walkway | FM1 - Walkway:Renew Or Install Proprietary Roof Walkway, unit of measure LM | FM1-RF100113 | Y | Y | Y | Y | Y
M3NHFScheduleOfRatesCode | FM1/Walkway:Overhaul And Maintain Roof Walkway | FM1 - Walkway:Overhaul And Maintain Roof Walkway, unit of measure LM | FM1-RF100115 | Y | Y | Y | Y | Y
M3NHFScheduleOfRatesCode | FM1/Pigeons:Install Anti-Pigeon Spiking | FM1 - Pigeons:Install Anti-Pigeon Spiking, unit of measure LM | FM1-RF100201 | Y | Y | Y | Y | Y
M3NHFScheduleOfRatesCode | FM1/Pigeons:Install Anti-Pigeon Netting | FM1 - Pigeons:Install Anti-Pigeon Netting, unit of measure SM | FM1-RF100203 | Y | Y | Y | Y | Y
M3NHFScheduleOfRatesCode | FM1/Nest:Remove Birds Nest | FM1 - Nest:Remove Birds Nest, unit of measure NO | FM1-RF100205 | Y
M3NHFScheduleOfRatesCode | FM1/Insulation:Lay Upto 270Mm Thick Quilt | FM1 - Insulation:Lay Upto 270Mm Thick Quilt, unit of measure SM | FM1-RF100301 | Y | Y | Y | Y | Y
M3NHFScheduleOfRatesCode | FM1/Insulation:Overlay Existing | FM1 - Insulation:Overlay Existing, unit of measure SM | FM1-RF100302 | Y
M3NHFScheduleOfRatesCode | FM1/Insulation:Install Thermal Sheathing | FM1 - Insulation:Install Thermal Sheathing, unit of measure SM | FM1-RF100303 | Y | Y | Y | Y | Y
M3NHFScheduleOfRatesCode | FM1/Client Inspection:Remove And Relay Insulation | FM1 - Client Inspection:Remove And Relay Insulation, unit of measure SM | FM1-RF100305 | Y | Y | Y | Y | Y
M3NHFScheduleOfRatesCode | FM1/Roof Boarding:Renew Woodwool Slabs | FM1 - Roof Boarding:Renew Woodwool Slabs, unit of measure SM | FM1-RF110101 | Y | Y | Y | Y | Y
M3NHFScheduleOfRatesCode | FM1/Roof Boarding:Renew In 19Mm Plywood | FM1 - Roof Boarding:Renew In 19Mm Plywood, unit of measure SM | FM1-RF110103 | Y | Y | Y | Y | Y
M3NHFScheduleOfRatesCode | FM1/Roof Boarding:Renew In 18Mm Marine Plywood | FM1 - Roof Boarding:Renew In 18Mm Marine Plywood, unit of measure SM | FM1-RF110105 | Y | Y | Y | Y | Y
M3NHFScheduleOfRatesCode | FM1/Roof Boarding:Renew In 18Mm Chipboard | FM1 - Roof Boarding:Renew In 18Mm Chipboard, unit of measure SM | FM1-RF110107 | Y | Y | Y | Y | Y
M3NHFScheduleOfRatesCode | FM1/Roof Boarding:Renew In 18Mm Prefelted Plywood | FM1 - Roof Boarding:Renew In 18Mm Prefelted Plywood, unit of measure SM | FM1-RF110109 | Y | Y | Y | Y | Y
M3NHFScheduleOfRatesCode | FM1/Roof Boarding:Renew Timber Firrings | FM1 - Roof Boarding:Renew Timber Firrings, unit of measure LM | FM1-RF110111 | Y | Y | Y | Y | Y
M3NHFScheduleOfRatesCode | FM1/Slate:Renew Lead To Pipe | FM1 - Slate:Renew Lead To Pipe, unit of measure NO | FM1-RF120101 | Y | Y | Y | Y | Y
M3NHFScheduleOfRatesCode | FM1/Slate:Renew Proprietary To Pipe | FM1 - Slate:Renew Proprietary To Pipe, unit of measure NO | FM1-RF120103 | Y | Y | Y | Y | Y
M3NHFScheduleOfRatesCode | FM1/Flashing:Renew Lead Cover Ne 150Mm | FM1 - Flashing:Renew Lead Cover Ne 150Mm, unit of measure LM | FM1-RF120104 | Y | Y | Y | Y | Y
M3NHFScheduleOfRatesCode | FM1/Flashing:Renew Lead Stepped Ne 300Mm | FM1 - Flashing:Renew Lead Stepped Ne 300Mm, unit of measure LM | FM1-RF120105 | Y | Y | Y | Y | Y
M3NHFScheduleOfRatesCode | FM1/Flashing:Renew Lead Stepped Ne 450Mm | FM1 - Flashing:Renew Lead Stepped Ne 450Mm, unit of measure LM | FM1-RF120106 | Y
M3NHFScheduleOfRatesCode | FM1/Flashing:Renew Lead Apron Ne 300Mm | FM1 - Flashing:Renew Lead Apron Ne 300Mm, unit of measure LM | FM1-RF120107 | Y | Y | Y | Y | Y
M3NHFScheduleOfRatesCode | FM1/Flashing:Renew Lead Apron Ne 450Mm | FM1 - Flashing:Renew Lead Apron Ne 450Mm, unit of measure LM | FM1-RF120108 | Y
M3NHFScheduleOfRatesCode | FM1/Flashing:Take Off And Refix Lead | FM1 - Flashing:Take Off And Refix Lead, unit of measure LM | FM1-RF120109 | Y | Y | Y | Y | Y
M3NHFScheduleOfRatesCode | FM1/Flashing:Rake Out And Repoint Lead | FM1 - Flashing:Rake Out And Repoint Lead, unit of measure LM | FM1-RF120111 | Y | Y | Y | Y | Y
M3NHFScheduleOfRatesCode | FM1/Firewall:Renew Lead Flashings To Copings | FM1 - Firewall:Renew Lead Flashings To Copings, unit of measure LM | FM1-RF120113 | Y | Y | Y | Y | Y
M3NHFScheduleOfRatesCode | FM1/Parapet:Renew Lead Gutter Lining Ne 500Mm Girth | FM1 - Parapet:Renew Lead Gutter Lining Ne 500Mm Girth, unit of measure LM | FM1-RF120115 | Y | Y | Y | Y | Y
M3NHFScheduleOfRatesCode | FM1/Valley:Renew Lead Gutter Ne 900Mm Girth | FM1 - Valley:Renew Lead Gutter Ne 900Mm Girth, unit of measure LM | FM1-RF120117 | Y | Y | Y | Y | Y
M3NHFScheduleOfRatesCode | FM1/Valley:Renew Lead Gutter Ne 450Mm Girth | FM1 - Valley:Renew Lead Gutter Ne 450Mm Girth, unit of measure LM | FM1-RF120118 | Y
M3NHFScheduleOfRatesCode | FM1/Valley:Renew Lead Gutter And Boards | FM1 - Valley:Renew Lead Gutter And Boards, unit of measure LM | FM1-RF120119 | Y | Y | Y | Y | Y
M3NHFScheduleOfRatesCode | FM1/Valley:Repair Leak To Leadwork | FM1 - Valley:Repair Leak To Leadwork, unit of measure IT | FM1-RF120121 | Y | Y | Y | Y | Y
M3NHFScheduleOfRatesCode | FM1/Soaker:Renew Or Refix Lead | FM1 - Soaker:Renew Or Refix Lead, unit of measure NO | FM1-RF120123 | Y | Y | Y | Y | Y
M3NHFScheduleOfRatesCode | FM1/Roof:Renew Lead Roof Covering | FM1 - Roof:Renew Lead Roof Covering, unit of measure SM | FM1-RF120125 | Y | Y | Y | Y | Y
M3NHFScheduleOfRatesCode | FM1/Porch:Renew Lead Covering To Porch | FM1 - Porch:Renew Lead Covering To Porch, unit of measure SM | FM1-RF120127 | Y | Y | Y | Y | Y
M3NHFScheduleOfRatesCode | FM1/Dormers:Renew Lead To Dormers | FM1 - Dormers:Renew Lead To Dormers, unit of measure SM | FM1-RF120129 | Y | Y | Y | Y | Y
M3NHFScheduleOfRatesCode | FM1/Bow/Bay:Renew Lead Flat Roof Ne 3.0Sm | FM1 - Bow/Bay:Renew Lead Flat Roof Ne 3.0Sm, unit of measure IT | FM1-RF120131 | Y | Y | Y | Y | Y
M3NHFScheduleOfRatesCode | FM1/Bow/Bay:Renew Lead Sloping Roof Ne 3.0Sm | FM1 - Bow/Bay:Renew Lead Sloping Roof Ne 3.0Sm, unit of measure IT | FM1-RF120133 | Y | Y | Y | Y | Y
M3NHFScheduleOfRatesCode | FM1/Canopy:Renew Lead Flat Roof | FM1 - Canopy:Renew Lead Flat Roof, unit of measure SM | FM1-RF120135 | Y | Y | Y | Y | Y
M3NHFScheduleOfRatesCode | FM1/Flashing:Renew Lead Cover Ne 300Mm | FM1 - Flashing:Renew Lead Cover Ne 300Mm, unit of measure LM | FM1-RF120151 | Y
M3NHFScheduleOfRatesCode | FM1/Flashing:Renew Lead Cover Ne 450Mm | FM1 - Flashing:Renew Lead Cover Ne 450Mm, unit of measure LM | FM1-RF120153 | Y
M3NHFScheduleOfRatesCode | FM1/Saddle:Renew Lead Ne 500Mm X 500Mm | FM1 - Saddle:Renew Lead Ne 500Mm X 500Mm, unit of measure NO | FM1-RF120155 | Y
M3NHFScheduleOfRatesCode | FM1/Saddle:Refix Lead Ne 500Mm X 500Mm | FM1 - Saddle:Refix Lead Ne 500Mm X 500Mm, unit of measure NO | FM1-RF120157 | Y
M3NHFScheduleOfRatesCode | FM1/Slate:Renew Zinc To Pipe | FM1 - Slate:Renew Zinc To Pipe, unit of measure NO | FM1-RF120201 | Y | Y | Y | Y | Y
M3NHFScheduleOfRatesCode | FM1/Slate:Renew Proprietary Zinc To Pipe | FM1 - Slate:Renew Proprietary Zinc To Pipe, unit of measure NO | FM1-RF120203 | Y | Y | Y | Y | Y
M3NHFScheduleOfRatesCode | FM1/Flashing:Renew Zinc Cover Ne 150Mm | FM1 - Flashing:Renew Zinc Cover Ne 150Mm, unit of measure LM | FM1-RF120205 | Y | Y | Y | Y | Y
M3NHFScheduleOfRatesCode | FM1/Flashing:Renew Zinc Apron Ne 300Mm | FM1 - Flashing:Renew Zinc Apron Ne 300Mm, unit of measure LM | FM1-RF120207 | Y | Y | Y | Y | Y
M3NHFScheduleOfRatesCode | FM1/Flashing:Take Off And Refix Zinc | FM1 - Flashing:Take Off And Refix Zinc, unit of measure LM | FM1-RF120209 | Y | Y | Y | Y | Y
M3NHFScheduleOfRatesCode | FM1/Flashing:Rake Out And Repoint Zinc | FM1 - Flashing:Rake Out And Repoint Zinc, unit of measure LM | FM1-RF120211 | Y | Y | Y | Y | Y
M3NHFScheduleOfRatesCode | FM1/Firewall:Renew Zinc Flashings To Copings | FM1 - Firewall:Renew Zinc Flashings To Copings, unit of measure LM | FM1-RF120213 | Y | Y | Y | Y | Y
M3NHFScheduleOfRatesCode | FM1/Gutter:Renew Zinc Chimney Lining Ne 450Mm Girth | FM1 - Gutter:Renew Zinc Chimney Lining Ne 450Mm Girth, unit of measure LM | FM1-RF120215 | Y | Y | Y | Y | Y
M3NHFScheduleOfRatesCode | FM1/Valley:Renew Zinc Gutter Lining Ne 800Mm Girth | FM1 - Valley:Renew Zinc Gutter Lining Ne 800Mm Girth, unit of measure LM | FM1-RF120217 | Y | Y | Y | Y | Y
M3NHFScheduleOfRatesCode | FM1/Valley:Renew Zinc Gutter And Boards | FM1 - Valley:Renew Zinc Gutter And Boards, unit of measure LM | FM1-RF120219 | Y | Y | Y | Y | Y
M3NHFScheduleOfRatesCode | FM1/Valley:Repair Leak To Zinc Work | FM1 - Valley:Repair Leak To Zinc Work, unit of measure IT | FM1-RF120221 | Y | Y | Y | Y | Y
M3NHFScheduleOfRatesCode | FM1/Soaker:Renew Or Refix Zinc | FM1 - Soaker:Renew Or Refix Zinc, unit of measure NO | FM1-RF120223 | Y | Y | Y | Y | Y
M3NHFScheduleOfRatesCode | FM1/Roof:Renew Zinc Roof Covering | FM1 - Roof:Renew Zinc Roof Covering, unit of measure SM | FM1-RF120225 | Y | Y | Y | Y | Y
M3NHFScheduleOfRatesCode | FM1/Porch:Renew Zinc Covering To Porch | FM1 - Porch:Renew Zinc Covering To Porch, unit of measure SM | FM1-RF120227 | Y | Y | Y | Y | Y
M3NHFScheduleOfRatesCode | FM1/Dormers:Renew Zinc To Dormers | FM1 - Dormers:Renew Zinc To Dormers, unit of measure SM | FM1-RF120229 | Y | Y | Y | Y | Y
M3NHFScheduleOfRatesCode | FM1/Canopy:Renew Zinc Flat Roof | FM1 - Canopy:Renew Zinc Flat Roof, unit of measure SM | FM1-RF120231 | Y | Y | Y | Y | Y
M3NHFScheduleOfRatesCode | FM1/Slate:Renew Copper Slate | FM1 - Slate:Renew Copper Slate, unit of measure NO | FM1-RF120301 | Y | Y | Y | Y | Y
M3NHFScheduleOfRatesCode | FM1/Slate:Renew Proprietary Copper | FM1 - Slate:Renew Proprietary Copper, unit of measure NO | FM1-RF120303 | Y | Y | Y | Y | Y
M3NHFScheduleOfRatesCode | FM1/Flashing:Renew Copper Cover Ne 150Mm | FM1 - Flashing:Renew Copper Cover Ne 150Mm, unit of measure LM | FM1-RF120305 | Y | Y | Y | Y | Y
M3NHFScheduleOfRatesCode | FM1/Flashing:Renew Copper Apron Ne 300Mm | FM1 - Flashing:Renew Copper Apron Ne 300Mm, unit of measure LM | FM1-RF120307 | Y | Y | Y | Y | Y
M3NHFScheduleOfRatesCode | FM1/Flashing:Take Off And Refix Copper | FM1 - Flashing:Take Off And Refix Copper, unit of measure LM | FM1-RF120309 | Y | Y | Y | Y | Y
M3NHFScheduleOfRatesCode | FM1/Flashing:Rake Out And Repoint Copper | FM1 - Flashing:Rake Out And Repoint Copper, unit of measure LM | FM1-RF120311 | Y | Y | Y | Y | Y
M3NHFScheduleOfRatesCode | FM1/Firewall:Renew Copper Flashings To Copings | FM1 - Firewall:Renew Copper Flashings To Copings, unit of measure LM | FM1-RF120313 | Y | Y | Y | Y | Y
M3NHFScheduleOfRatesCode | FM1/Gutter:Renew Copper Chimney Lining Ne 450Mm Girth | FM1 - Gutter:Renew Copper Chimney Lining Ne 450Mm Girth, unit of measure LM | FM1-RF120315 | Y | Y | Y | Y | Y
M3NHFScheduleOfRatesCode | FM1/Valley:Renew Copper Gutter Lining Ne 800Mm Girth | FM1 - Valley:Renew Copper Gutter Lining Ne 800Mm Girth, unit of measure LM | FM1-RF120317 | Y | Y | Y | Y | Y
M3NHFScheduleOfRatesCode | FM1/Valley:Renew Copper Gutter And Boards | FM1 - Valley:Renew Copper Gutter And Boards, unit of measure LM | FM1-RF120319 | Y | Y | Y | Y | Y
M3NHFScheduleOfRatesCode | FM1/Valley:Repair Leak To Copper Work | FM1 - Valley:Repair Leak To Copper Work, unit of measure IT | FM1-RF120321 | Y | Y | Y | Y | Y
M3NHFScheduleOfRatesCode | FM1/Soaker:Renew Or Refix Copper | FM1 - Soaker:Renew Or Refix Copper, unit of measure NO | FM1-RF120323 | Y | Y | Y | Y | Y
M3NHFScheduleOfRatesCode | FM1/Roof:Renew Copper Roof Covering | FM1 - Roof:Renew Copper Roof Covering, unit of measure SM | FM1-RF120325 | Y | Y | Y | Y | Y
M3NHFScheduleOfRatesCode | FM1/Porch:Renew Copper Covering To Porch | FM1 - Porch:Renew Copper Covering To Porch, unit of measure SM | FM1-RF120327 | Y | Y | Y | Y | Y
M3NHFScheduleOfRatesCode | FM1/Dormers:Renew Copper To Dormers | FM1 - Dormers:Renew Copper To Dormers, unit of measure SM | FM1-RF120329 | Y | Y | Y | Y | Y
M3NHFScheduleOfRatesCode | FM1/Canopy:Renew Copper Flat Roof | FM1 - Canopy:Renew Copper Flat Roof, unit of measure SM | FM1-RF120331 | Y | Y | Y | Y | Y
M3NHFScheduleOfRatesCode | FM1/Wall Tiles:Hack Off And Make Good | FM1 - Wall Tiles:Hack Off And Make Good, unit of measure SM | FM1-WF010101 | Y | Y | Y | Y | Y
M3NHFScheduleOfRatesCode | FM1/Wall Tiles:Renew External Quality Glazed Tile | FM1 - Wall Tiles:Renew External Quality Glazed Tile, unit of measure NO | FM1-WF010103 | Y | Y | Y | Y | Y
M3NHFScheduleOfRatesCode | FM1/Wall Tiles:Renew External Quality Glazed Tiles | FM1 - Wall Tiles:Renew External Quality Glazed Tiles, unit of measure SM | FM1-WF010105 | Y | Y | Y | Y | Y
M3NHFScheduleOfRatesCode | FM1/Wall Tiles:Renew To External Cill | FM1 - Wall Tiles:Renew To External Cill, unit of measure LM | FM1-WF010107 | Y | Y | Y | Y | Y
M3NHFScheduleOfRatesCode | FM1/Mosaic:Renew External Quality Glazed Tiling | FM1 - Mosaic:Renew External Quality Glazed Tiling, unit of measure SM | FM1-WF010109 | Y | Y | Y | Y | Y
M3NHFScheduleOfRatesCode | FM2/Carpet:Clean To Room Upto 20Sm Ceiling Area | FM2 - Carpet:Clean To Room Upto 20Sm Ceiling Area, unit of measure IT | FM2-CL200101 | Y | Y | Y | Y | Y
M3NHFScheduleOfRatesCode | FM2/Carpet:Clean To Hall Stairs | FM2 - Carpet:Clean To Hall Stairs, unit of measure IT | FM2-CL200103 | Y | Y | Y | Y | Y
M3NHFScheduleOfRatesCode | FM2/Carpet:Clean To Hall | FM2 - Carpet:Clean To Hall, unit of measure IT | FM2-CL200105 | Y | Y | Y | Y | Y
M3NHFScheduleOfRatesCode | FM2/Offices:Shampoo Carpet | FM2 - Offices:Shampoo Carpet, unit of measure SM | FM2-CL200107 | Y | Y | Y
M3NHFScheduleOfRatesCode | FM2/Carpet:Steam Clean | FM2 - Carpet:Steam Clean, unit of measure SM | FM2-CL200109 | Y | Y | Y
M3NHFScheduleOfRatesCode | FM2/Litter Pick:Internal Communal Areas | FM2 - Litter Pick:Internal Communal Areas, unit of measure SM | FM2-CL210101 | Y | Y | Y
M3NHFScheduleOfRatesCode | FM2/Litter Pick:Adjacent Communal Entrances/Exits | FM2 - Litter Pick:Adjacent Communal Entrances/Exits, unit of measure SM | FM2-CL210103 | Y | Y | Y
M3NHFScheduleOfRatesCode | FM2/Litter Pick:Communal Stairways And Landings | FM2 - Litter Pick:Communal Stairways And Landings, unit of measure SM | FM2-CL210105 | Y | Y | Y
M3NHFScheduleOfRatesCode | FM2/Litter Pick:Resident Landings/Chute Rooms | FM2 - Litter Pick:Resident Landings/Chute Rooms, unit of measure SM | FM2-CL210107 | Y | Y | Y
M3NHFScheduleOfRatesCode | FM2/Litter Pick:Balconies, Deck Access | FM2 - Litter Pick:Balconies, Deck Access, unit of measure SM | FM2-CL210109 | Y | Y | Y
M3NHFScheduleOfRatesCode | FM2/Litter Pick:External Staircases | FM2 - Litter Pick:External Staircases, unit of measure SM | FM2-CL210111 | Y | Y | Y
M3NHFScheduleOfRatesCode | FM2/Mats And Matwells:Clean | FM2 - Mats And Matwells:Clean, unit of measure NO | FM2-CL210201 | Y | Y | Y
M3NHFScheduleOfRatesCode | FM2/Floor:Sweep Communal Entrances, Exits | FM2 - Floor:Sweep Communal Entrances, Exits, unit of measure SM | FM2-CL210301 | Y | Y | Y
M3NHFScheduleOfRatesCode | FM2/Floor:Vacuum Soft Communal Entrances/Exits | FM2 - Floor:Vacuum Soft Communal Entrances/Exits, unit of measure SM | FM2-CL210303 | Y | Y | Y
M3NHFScheduleOfRatesCode | FM2/Floor:Mop Communal Entrances, Exits | FM2 - Floor:Mop Communal Entrances, Exits, unit of measure SM | FM2-CL210305 | Y | Y | Y
M3NHFScheduleOfRatesCode | FM2/Floor:Sweep Communal Floors, Hallways | FM2 - Floor:Sweep Communal Floors, Hallways, unit of measure SM | FM2-CL210307 | Y | Y | Y
M3NHFScheduleOfRatesCode | FM2/Floor:Vacuum Soft Communal Floors, Hallways | FM2 - Floor:Vacuum Soft Communal Floors, Hallways, unit of measure SM | FM2-CL210309 | Y | Y | Y
M3NHFScheduleOfRatesCode | FM2/Floor:Mop Communal Floors, Hallways | FM2 - Floor:Mop Communal Floors, Hallways, unit of measure SM | FM2-CL210311 | Y | Y | Y
M3NHFScheduleOfRatesCode | FM2/Floor:Sweep Stairways And Landings | FM2 - Floor:Sweep Stairways And Landings, unit of measure SM | FM2-CL210313 | Y | Y | Y
M3NHFScheduleOfRatesCode | FM2/Floor:Vacuum Soft Stairways And Landings | FM2 - Floor:Vacuum Soft Stairways And Landings, unit of measure SM | FM2-CL210315 | Y | Y | Y
M3NHFScheduleOfRatesCode | FM2/Floor:Mop Stairways And Landings | FM2 - Floor:Mop Stairways And Landings, unit of measure SM | FM2-CL210317 | Y | Y | Y
M3NHFScheduleOfRatesCode | FM2/Floor:Sweep Residents Landings/Chute Rooms | FM2 - Floor:Sweep Residents Landings/Chute Rooms, unit of measure SM | FM2-CL210319 | Y | Y | Y
M3NHFScheduleOfRatesCode | FM2/Floor:Vacuum Soft Flooring | FM2 - Floor:Vacuum Soft Flooring, unit of measure SM | FM2-CL210321 | Y | Y | Y
M3NHFScheduleOfRatesCode | FM2/Floor:Mop Residents Landings/Chute Rooms | FM2 - Floor:Mop Residents Landings/Chute Rooms, unit of measure SM | FM2-CL210323 | Y | Y | Y
M3NHFScheduleOfRatesCode | FM2/Doors Etc:Wash And Clean External | FM2 - Doors Etc:Wash And Clean External, unit of measure IT | FM2-CL210401 | Y | Y | Y
M3NHFScheduleOfRatesCode | FM2/Doors Etc:Wash And Clean Internal Communal | FM2 - Doors Etc:Wash And Clean Internal Communal, unit of measure IT | FM2-CL210403 | Y | Y | Y
M3NHFScheduleOfRatesCode | FM2/Doors Etc:Wash And Clean Internal | FM2 - Doors Etc:Wash And Clean Internal, unit of measure IT | FM2-CL210405 | Y | Y | Y
M3NHFScheduleOfRatesCode | FM2/Furniture, Fixtures, Fittings:Wash And Clean | FM2 - Furniture, Fixtures, Fittings:Wash And Clean, unit of measure IT | FM2-CL210501 | Y | Y | Y
M3NHFScheduleOfRatesCode | FM2/Pipes And Ducts:Wash And Clean | FM2 - Pipes And Ducts:Wash And Clean, unit of measure LM | FM2-CL210503 | Y | Y | Y
M3NHFScheduleOfRatesCode | FM2/Intercom Panels:Wash, Clean And Polish | FM2 - Intercom Panels:Wash, Clean And Polish, unit of measure IT | FM2-CL210505 | Y | Y | Y
M3NHFScheduleOfRatesCode | FM2/Balustrades:Wash And Clean | FM2 - Balustrades:Wash And Clean, unit of measure LM | FM2-CL210507 | Y | Y | Y
M3NHFScheduleOfRatesCode | FM2/Handrails:Wash And Clean | FM2 - Handrails:Wash And Clean, unit of measure LM | FM2-CL210509 | Y | Y | Y
M3NHFScheduleOfRatesCode | FM2/Porches And Entrance Canopies | FM2 - Porches And Entrance Canopies, unit of measure IT | FM2-CL210601 | Y | Y | Y
M3NHFScheduleOfRatesCode | FM2/Glazing:Clean External Face Only | FM2 - Glazing:Clean External Face Only, unit of measure SM | FM2-CL210701 | Y | Y | Y
M3NHFScheduleOfRatesCode | FM2/Glazing:Clean Both Faces | FM2 - Glazing:Clean Both Faces, unit of measure SM | FM2-CL210703 | Y | Y | Y
M3NHFScheduleOfRatesCode | FM2/Glazing:Clean Internal Face Only | FM2 - Glazing:Clean Internal Face Only, unit of measure SM | FM2-CL210705 | Y | Y | Y
M3NHFScheduleOfRatesCode | FM2/Glazing:Clean Both Internal Faces | FM2 - Glazing:Clean Both Internal Faces, unit of measure SM | FM2-CL210707 | Y | Y | Y
M3NHFScheduleOfRatesCode | FM2/Floor:Sweep Communal Areas | FM2 - Floor:Sweep Communal Areas, unit of measure SM | FM2-CL210751 | Y
M3NHFScheduleOfRatesCode | FM2/Communal Area:Comprehensive Clean | FM2 - Communal Area:Comprehensive Clean, unit of measure NO | FM2-CL210753 | Y
M3NHFScheduleOfRatesCode | FM2/Communal Area:Light Clean | FM2 - Communal Area:Light Clean, unit of measure NO | FM2-CL210755 | Y
M3NHFScheduleOfRatesCode | FM2/Canopy:Washdown And Clean Glass | FM2 - Canopy:Washdown And Clean Glass, unit of measure SM | FM2-CL210801 | Y | Y | Y
M3NHFScheduleOfRatesCode | FM2/Balcony:Washdown And Clean Glass | FM2 - Balcony:Washdown And Clean Glass, unit of measure SM | FM2-CL210803 | Y | Y | Y
M3NHFScheduleOfRatesCode | FM2/Balcony:Washdown And Clean Powder Coated | FM2 - Balcony:Washdown And Clean Powder Coated, unit of measure SM | FM2-CL210804 | Y
M3NHFScheduleOfRatesCode | FM2/Roofing:Washdown And Clean Perspex | FM2 - Roofing:Washdown And Clean Perspex, unit of measure SM | FM2-CL210805 | Y | Y | Y
M3NHFScheduleOfRatesCode | FM2/Bin Room:Rubbish/Refuse Removal | FM2 - Bin Room:Rubbish/Refuse Removal, unit of measure SM | FM2-CL210901 | Y | Y | Y
M3NHFScheduleOfRatesCode | FM2/Bin Room:Pressure Clean | FM2 - Bin Room:Pressure Clean, unit of measure SM | FM2-CL210903 | Y | Y | Y
M3NHFScheduleOfRatesCode | FM2/Bin Room:Refuse Chutes And Hoppers | FM2 - Bin Room:Refuse Chutes And Hoppers, unit of measure IT | FM2-CL210905 | Y | Y | Y
M3NHFScheduleOfRatesCode | FM2/Bin Area To High Rise:Deep Clean | FM2 - Bin Area To High Rise:Deep Clean, unit of measure IT | FM2-CL210907 | Y | Y | Y
M3NHFScheduleOfRatesCode | FM2/Lifts:Sweep | FM2 - Lifts:Sweep, unit of measure IT | FM2-CL211001 | Y | Y | Y
M3NHFScheduleOfRatesCode | FM2/Lifts:Mop And Wash Internal | FM2 - Lifts:Mop And Wash Internal, unit of measure IT | FM2-CL211003 | Y | Y | Y
M3NHFScheduleOfRatesCode | FM2/Lifts:Wash External | FM2 - Lifts:Wash External, unit of measure IT | FM2-CL211005 | Y | Y | Y
M3NHFScheduleOfRatesCode | FM2/Wall:Wash Surfaces To Any Room | FM2 - Wall:Wash Surfaces To Any Room, unit of measure SM | FM2-CL211101 | Y | Y | Y
M3NHFScheduleOfRatesCode | FM2/Wall:Wash Surfaces To Staircases | FM2 - Wall:Wash Surfaces To Staircases, unit of measure SM | FM2-CL211103 | Y | Y | Y
M3NHFScheduleOfRatesCode | FM2/Wall:Steam Cleaning | FM2 - Wall:Steam Cleaning, unit of measure SM | FM2-CL211105 | Y | Y | Y
M3NHFScheduleOfRatesCode | FM2/Walls:Power Wash | FM2 - Walls:Power Wash, unit of measure SM | FM2-CL211107 | Y | Y | Y
M3NHFScheduleOfRatesCode | FM2/Walls:Detergent Power Wash | FM2 - Walls:Detergent Power Wash, unit of measure SM | FM2-CL211109 | Y | Y | Y
M3NHFScheduleOfRatesCode | FM2/Walls:1:6 Hd Detergent Jet Wash | FM2 - Walls:1:6 Hd Detergent Jet Wash, unit of measure SM | FM2-CL211111 | Y | Y | Y
M3NHFScheduleOfRatesCode | FM2/Walls:1:2 Detergent Jet Wash | FM2 - Walls:1:2 Detergent Jet Wash, unit of measure SM | FM2-CL211112 | Y | Y | Y
M3NHFScheduleOfRatesCode | FM2/Community Room:Routine Clean | FM2 - Community Room:Routine Clean, unit of measure IT | FM2-CL211201 | Y | Y | Y
M3NHFScheduleOfRatesCode | FM2/Community Room:Shampoo Carpet | FM2 - Community Room:Shampoo Carpet, unit of measure SM | FM2-CL211203 | Y | Y | Y
M3NHFScheduleOfRatesCode | FM2/Community Room:Repolish Floor | FM2 - Community Room:Repolish Floor, unit of measure SM | FM2-CL211205 | Y | Y | Y
M3NHFScheduleOfRatesCode | FM2/Offices:Routine Clean | FM2 - Offices:Routine Clean, unit of measure IT | FM2-CL211301 | Y | Y | Y
M3NHFScheduleOfRatesCode | FM2/Offices:Repolish Floor | FM2 - Offices:Repolish Floor, unit of measure SM | FM2-CL211303 | Y | Y | Y
M3NHFScheduleOfRatesCode | FM2/Offices:Buffing Floor | FM2 - Offices:Buffing Floor, unit of measure SM | FM2-CL211305 | Y | Y | Y
M3NHFScheduleOfRatesCode | FM2/Kitchen Areas:Routine Clean | FM2 - Kitchen Areas:Routine Clean, unit of measure IT | FM2-CL211401 | Y | Y | Y
M3NHFScheduleOfRatesCode | FM2/Kitchen Areas:Repolish Floor | FM2 - Kitchen Areas:Repolish Floor, unit of measure SM | FM2-CL211403 | Y | Y | Y
M3NHFScheduleOfRatesCode | FM2/Kitchen Areas:Buffing Floor | FM2 - Kitchen Areas:Buffing Floor, unit of measure SM | FM2-CL211405 | Y | Y | Y
M3NHFScheduleOfRatesCode | FM2/Kitchen Areas:Clean Cupboards | FM2 - Kitchen Areas:Clean Cupboards, unit of measure IT | FM2-CL211407 | Y | Y | Y
M3NHFScheduleOfRatesCode | FM2/Toilet Areas:Routine Clean | FM2 - Toilet Areas:Routine Clean, unit of measure IT | FM2-CL211501 | Y | Y | Y
M3NHFScheduleOfRatesCode | FM2/Toilet Areas:Repolish Floor | FM2 - Toilet Areas:Repolish Floor, unit of measure SM | FM2-CL211503 | Y | Y | Y
M3NHFScheduleOfRatesCode | FM2/Toilet Areas:Quarterly Polish | FM2 - Toilet Areas:Quarterly Polish, unit of measure SM | FM2-CL211505 | Y | Y | Y
M3NHFScheduleOfRatesCode | FM2/Toilet Areas:Buffing Floor | FM2 - Toilet Areas:Buffing Floor, unit of measure SM | FM2-CL211507 | Y | Y | Y
M3NHFScheduleOfRatesCode | FM2/Vinyl Floors:Scrub And Polish | FM2 - Vinyl Floors:Scrub And Polish, unit of measure SM | FM2-CL211601 | Y | Y | Y
M3NHFScheduleOfRatesCode | FM2/Basin:Clean/Descale | FM2 - Basin:Clean/Descale, unit of measure NO | FM2-CL220101 | Y | Y | Y | Y | Y
M3NHFScheduleOfRatesCode | FM2/Bath:Clean/Descale | FM2 - Bath:Clean/Descale, unit of measure NO | FM2-CL220103 | Y | Y | Y | Y | Y
M3NHFScheduleOfRatesCode | FM2/Wc:Clean/Descale | FM2 - Wc:Clean/Descale, unit of measure NO | FM2-CL220105 | Y | Y | Y | Y | Y
M3NHFScheduleOfRatesCode | FM2/Sink:Clean/Descale - Single | FM2 - Sink:Clean/Descale - Single, unit of measure NO | FM2-CL220107 | Y | Y | Y | Y | Y
M3NHFScheduleOfRatesCode | FM2/Sink:Clean/Descale - Double | FM2 - Sink:Clean/Descale - Double, unit of measure NO | FM2-CL220109 | Y | Y | Y | Y | Y
M3NHFScheduleOfRatesCode | FM2/Urinal:Clean/Descale - Bowl | FM2 - Urinal:Clean/Descale - Bowl, unit of measure NO | FM2-CL220111 | Y | Y | Y | Y | Y
M3NHFScheduleOfRatesCode | FM2/Urinal:Clean/Descale - Trough | FM2 - Urinal:Clean/Descale - Trough, unit of measure LM | FM2-CL220113 | Y | Y | Y | Y | Y
M3NHFScheduleOfRatesCode | FM2/Shower:Clean/Descale Tray And Cubicle | FM2 - Shower:Clean/Descale Tray And Cubicle, unit of measure NO | FM2-CL220115 | Y | Y | Y | Y | Y
M3NHFScheduleOfRatesCode | FM2/Room:Disinfestation Works | FM2 - Room:Disinfestation Works, unit of measure NO | FM2-CL230101 | Y | Y | Y | Y | Y
M3NHFScheduleOfRatesCode | FM2/Nest:Remove Ant Nest | FM2 - Nest:Remove Ant Nest, unit of measure NO | FM2-CL230201 | Y | Y | Y | Y | Y
M3NHFScheduleOfRatesCode | FM2/Nest:Remove Wasp Nest | FM2 - Nest:Remove Wasp Nest, unit of measure NO | FM2-CL230203 | Y | Y | Y | Y | Y
M3NHFScheduleOfRatesCode | FM2/Nest:Remove Hornets Nest | FM2 - Nest:Remove Hornets Nest, unit of measure NO | FM2-CL230205 | Y | Y | Y | Y | Y
M3NHFScheduleOfRatesCode | FM2/Nest:Remove Bees Nest | FM2 - Nest:Remove Bees Nest, unit of measure NO | FM2-CL230207 | Y | Y | Y | Y | Y
M3NHFScheduleOfRatesCode | FM2/Nest:Remove Rats Nest | FM2 - Nest:Remove Rats Nest, unit of measure NO | FM2-CL230209 | Y | Y | Y | Y | Y
M3NHFScheduleOfRatesCode | FM2/Nest:Remove Mice Nest | FM2 - Nest:Remove Mice Nest, unit of measure NO | FM2-CL230211 | Y | Y | Y | Y | Y
M3NHFScheduleOfRatesCode | FM2/Cockroach:Disinfest Roach Infestation | FM2 - Cockroach:Disinfest Roach Infestation, unit of measure NO | FM2-CL230213 | Y | Y | Y | Y | Y
M3NHFScheduleOfRatesCode | FM2/Beetle:Disinfest Beetle Infestation | FM2 - Beetle:Disinfest Beetle Infestation, unit of measure NO | FM2-CL230215 | Y | Y | Y | Y | Y
M3NHFScheduleOfRatesCode | FM2/Pigeon:Disinfest Pigeon Infestation | FM2 - Pigeon:Disinfest Pigeon Infestation, unit of measure NO | FM2-CL230217 | Y | Y | Y | Y | Y
M3NHFScheduleOfRatesCode | FM2/Rat:Disinfest Rat Infestation | FM2 - Rat:Disinfest Rat Infestation, unit of measure NO | FM2-CL230219 | Y | Y | Y | Y | Y
M3NHFScheduleOfRatesCode | FM2/Debris:Remove Debris Of Infestation And Dispose | FM2 - Debris:Remove Debris Of Infestation And Dispose, unit of measure CM | FM2-CL230221 | Y | Y | Y | Y | Y
M3NHFScheduleOfRatesCode | FM2/Wasps Nest:Remove Internal Or Easy External | FM2 - Wasps Nest:Remove Internal Or Easy External, unit of measure NO | FM2-CL230223 | Y | Y | Y
M3NHFScheduleOfRatesCode | FM2/Wasps Nest:Remove External | FM2 - Wasps Nest:Remove External, unit of measure NO | FM2-CL230225 | Y | Y | Y
M3NHFScheduleOfRatesCode | FM2/Rodents:Mice Eradication | FM2 - Rodents:Mice Eradication, unit of measure IT | FM2-CL230227 | Y | Y | Y
M3NHFScheduleOfRatesCode | FM2/Rodents:Rats Eradication | FM2 - Rodents:Rats Eradication, unit of measure IT | FM2-CL230229 | Y | Y | Y
M3NHFScheduleOfRatesCode | FM2/Rodents:Squirrel Eradication | FM2 - Rodents:Squirrel Eradication, unit of measure IT | FM2-CL230231 | Y | Y | Y
M3NHFScheduleOfRatesCode | FM2/Liceants:Eradicate | FM2 - Liceants:Eradicate, unit of measure IT | FM2-CL230233 | Y | Y | Y
M3NHFScheduleOfRatesCode | FM2/Mirror:Renew 450X450X4Mm | FM2 - Mirror:Renew 450X450X4Mm, unit of measure NO | FM2-GL200101 | Y | Y | Y | Y | Y
M3NHFScheduleOfRatesCode | FM2/Mirror:Renew 900X600X4Mm | FM2 - Mirror:Renew 900X600X4Mm, unit of measure NO | FM2-GL200103 | Y | Y | Y | Y | Y
M3NHFScheduleOfRatesCode | FM2/Shower Screen:Renew Glass Over Bath | FM2 - Shower Screen:Renew Glass Over Bath, unit of measure NO | FM2-GL210101 | Y | Y | Y | Y | Y
M3NHFScheduleOfRatesCode | FM2/Shower Screen:Renew Two Sided Glass Screen | FM2 - Shower Screen:Renew Two Sided Glass Screen, unit of measure IT | FM2-GL210103 | Y | Y | Y | Y | Y
M3NHFScheduleOfRatesCode | FM2/Shower Screen:Renew Three Sided Glass Screen | FM2 - Shower Screen:Renew Three Sided Glass Screen, unit of measure IT | FM2-GL210105 | Y | Y | Y | Y | Y
M3NHFScheduleOfRatesCode | FM2/Shower Screen:Refix Glass Over Bath Screen | FM2 - Shower Screen:Refix Glass Over Bath Screen, unit of measure NO | FM2-GL210107 | Y | Y | Y | Y | Y
M3NHFScheduleOfRatesCode | FM2/Shower Screen:Refix Glass Side Panel | FM2 - Shower Screen:Refix Glass Side Panel, unit of measure IT | FM2-GL210109 | Y | Y | Y | Y | Y
M3NHFScheduleOfRatesCode | FM2/Shower Screen:Overhaul Door | FM2 - Shower Screen:Overhaul Door, unit of measure IT | FM2-GL210111 | Y | Y | Y | Y | Y
M3NHFScheduleOfRatesCode | FM2/Flooring:Renew In 19Mm Plywood | FM2 - Flooring:Renew In 19Mm Plywood, unit of measure SM | FM2-IJ010101 | Y | Y | Y | Y | Y
M3NHFScheduleOfRatesCode | FM2/Flooring:Renew In 6Mm Plywood | FM2 - Flooring:Renew In 6Mm Plywood, unit of measure SM | FM2-IJ010103 | Y | Y | Y | Y | Y
M3NHFScheduleOfRatesCode | FM2/Flooring:Supply And Lay 4Mm Plywood | FM2 - Flooring:Supply And Lay 4Mm Plywood, unit of measure SM | FM2-IJ010105 | Y | Y | Y | Y | Y
M3NHFScheduleOfRatesCode | FM2/Joist:Renew Section Ne 225Mm Deep To Floor | FM2 - Joist:Renew Section Ne 225Mm Deep To Floor, unit of measure IT | FM2-IJ010151 | Y
M3NHFScheduleOfRatesCode | FM2/Partition:Extend Opening In Timber Studding | FM2 - Partition:Extend Opening In Timber Studding, unit of measure IT | FM2-IJ010153 | Y
M3NHFScheduleOfRatesCode | FM2/Partition:Demolish | FM2 - Partition:Demolish, unit of measure SM | FM2-IJ010155 | Y
M3NHFScheduleOfRatesCode | FM2/Flooring:Renew In 19Mm Chipboard | FM2 - Flooring:Renew In 19Mm Chipboard, unit of measure SM | FM2-IJ010201 | Y | Y | Y | Y | Y
M3NHFScheduleOfRatesCode | FM2/Flooring:Renew In Insulated Chipboard | FM2 - Flooring:Renew In Insulated Chipboard, unit of measure SM | FM2-IJ010203 | Y | Y | Y | Y | Y
M3NHFScheduleOfRatesCode | FM2/Flooring:19Mm Chipboard In Roof Space | FM2 - Flooring:19Mm Chipboard In Roof Space, unit of measure SM | FM2-IJ010205 | Y | Y | Y | Y | Y
M3NHFScheduleOfRatesCode | FM2/Flooring:Supply And Lay Hardboard | FM2 - Flooring:Supply And Lay Hardboard, unit of measure SM | FM2-IJ010301 | Y | Y | Y | Y | Y
M3NHFScheduleOfRatesCode | FM2/Floorboard:Renew Single | FM2 - Floorboard:Renew Single, unit of measure LM | FM2-IJ010351 | Y
M3NHFScheduleOfRatesCode | FM2/Floorboard:Renew Any Type Over 1.0Sm | FM2 - Floorboard:Renew Any Type Over 1.0Sm, unit of measure SM | FM2-IJ010401 | Y | Y | Y | Y | Y
M3NHFScheduleOfRatesCode | FM2/Floorboard:Remove And Refix | FM2 - Floorboard:Remove And Refix, unit of measure SM | FM2-IJ010403 | Y | Y | Y | Y | Y
M3NHFScheduleOfRatesCode | FM2/Floorboard:Remove And Refix Single Board | FM2 - Floorboard:Remove And Refix Single Board, unit of measure LM | FM2-IJ010405 | Y | Y | Y | Y | Y
M3NHFScheduleOfRatesCode | FM2/Floorboard:Screw Down Per Room | FM2 - Floorboard:Screw Down Per Room, unit of measure IT | FM2-IJ010407 | Y | Y | Y | Y | Y
M3NHFScheduleOfRatesCode | FM2/Flooring:Preservative Apply Two Coats | FM2 - Flooring:Preservative Apply Two Coats, unit of measure SM | FM2-IJ010409 | Y | Y | Y | Y | Y
M3NHFScheduleOfRatesCode | FM2/Flooring:Renew Wood Block | FM2 - Flooring:Renew Wood Block, unit of measure SM | FM2-IJ010501 | Y | Y | Y | Y | Y
M3NHFScheduleOfRatesCode | FM2/Floor:Renew Beech Strip Flooring Ne 1Sm | FM2 - Floor:Renew Beech Strip Flooring Ne 1Sm, unit of measure IT | FM2-IJ010601 | Y | Y | Y | Y | Y
M3NHFScheduleOfRatesCode | FM2/Floor:Renew Oak Strip Flooring Ne 1Sm | FM2 - Floor:Renew Oak Strip Flooring Ne 1Sm, unit of measure IT | FM2-IJ010603 | Y | Y | Y | Y | Y
M3NHFScheduleOfRatesCode | FM2/Floor:Renew Beech Strip Flooring Over 1Sm | FM2 - Floor:Renew Beech Strip Flooring Over 1Sm, unit of measure SM | FM2-IJ010605 | Y | Y | Y | Y | Y
M3NHFScheduleOfRatesCode | FM2/Floor:Renew Oak Strip Flooring Over 1Sm | FM2 - Floor:Renew Oak Strip Flooring Over 1Sm, unit of measure SM | FM2-IJ010607 | Y | Y | Y | Y | Y
M3NHFScheduleOfRatesCode | FM2/Floor:Take Up And Relay Strip Flooring Ne 1Sm | FM2 - Floor:Take Up And Relay Strip Flooring Ne 1Sm, unit of measure IT | FM2-IJ010609 | Y | Y | Y | Y | Y
M3NHFScheduleOfRatesCode | FM2/Floor:Take Up And Relay Strip Flooring Over 1Sm | FM2 - Floor:Take Up And Relay Strip Flooring Over 1Sm, unit of measure SM | FM2-IJ010611 | Y | Y | Y | Y | Y
M3NHFScheduleOfRatesCode | FM2/Floor:Renew Beech Strip Sprung Flooring Ne 1Sm | FM2 - Floor:Renew Beech Strip Sprung Flooring Ne 1Sm, unit of measure IT | FM2-IJ010701 | Y | Y | Y | Y | Y
M3NHFScheduleOfRatesCode | FM2/Floor:Renew Oak Strip Sprung Flooring Ne 1Sm | FM2 - Floor:Renew Oak Strip Sprung Flooring Ne 1Sm, unit of measure IT | FM2-IJ010703 | Y | Y | Y | Y | Y
M3NHFScheduleOfRatesCode | FM2/Floor:Renew Beech Strip Sprung Flooring Over 1Sm | FM2 - Floor:Renew Beech Strip Sprung Flooring Over 1Sm, unit of measure SM | FM2-IJ010705 | Y | Y | Y | Y | Y
M3NHFScheduleOfRatesCode | FM2/Floor:Renew Oak Strip Sprung Flooring Over 1Sm | FM2 - Floor:Renew Oak Strip Sprung Flooring Over 1Sm, unit of measure SM | FM2-IJ010707 | Y | Y | Y | Y | Y
M3NHFScheduleOfRatesCode | FM2/Floor:Take Up And Relay Sprung Flooring Ne 1Sm | FM2 - Floor:Take Up And Relay Sprung Flooring Ne 1Sm, unit of measure IT | FM2-IJ010709 | Y | Y | Y | Y | Y
M3NHFScheduleOfRatesCode | FM2/Floor:Take Up And Relay Sprung Flooring Over 1Sm | FM2 - Floor:Take Up And Relay Sprung Flooring Over 1Sm, unit of measure SM | FM2-IJ010711 | Y | Y | Y | Y | Y
M3NHFScheduleOfRatesCode | FM2/Floor:Renew Beech Semi-Sprung Flooring Ne 1Sm | FM2 - Floor:Renew Beech Semi-Sprung Flooring Ne 1Sm, unit of measure IT | FM2-IJ010801 | Y | Y | Y | Y | Y
M3NHFScheduleOfRatesCode | FM2/Floor:Renew Oak Semi-Sprung Flooring Ne 1Sm | FM2 - Floor:Renew Oak Semi-Sprung Flooring Ne 1Sm, unit of measure IT | FM2-IJ010803 | Y | Y | Y | Y | Y
M3NHFScheduleOfRatesCode | FM2/Floor:Renew Beech Semi-Sprung Flooring Over 1Sm | FM2 - Floor:Renew Beech Semi-Sprung Flooring Over 1Sm, unit of measure SM | FM2-IJ010805 | Y | Y | Y | Y | Y
M3NHFScheduleOfRatesCode | FM2/Floor:Renew Oak Semi-Sprung Flooring Over 1Sm | FM2 - Floor:Renew Oak Semi-Sprung Flooring Over 1Sm, unit of measure SM | FM2-IJ010807 | Y | Y | Y | Y | Y
M3NHFScheduleOfRatesCode | FM2/Floor:Take Up & Relay Semi-Sprung Flooring Ne 1Sm | FM2 - Floor:Take Up & Relay Semi-Sprung Flooring Ne 1Sm, unit of measure IT | FM2-IJ010809 | Y | Y | Y | Y | Y
M3NHFScheduleOfRatesCode | FM2/Floor:Take Up & Relay Semi-Sprung Flooring Exc 1Sm | FM2 - Floor:Take Up & Relay Semi-Sprung Flooring Exc 1Sm, unit of measure SM | FM2-IJ010811 | Y | Y | Y | Y | Y
M3NHFScheduleOfRatesCode | FM2/Floor Insulation:Overlay Floor With 43Mm Board | FM2 - Floor Insulation:Overlay Floor With 43Mm Board, unit of measure SM | FM2-IJ010901 | Y | Y | Y
M3NHFScheduleOfRatesCode | FM2/Floor Insulation:Overlay Floor With 48Mm Board | FM2 - Floor Insulation:Overlay Floor With 48Mm Board, unit of measure SM | FM2-IJ010903 | Y | Y | Y
M3NHFScheduleOfRatesCode | FM2/Floor Insulation:Allow Additional 10Mm Thickness | FM2 - Floor Insulation:Allow Additional 10Mm Thickness, unit of measure SM | FM2-IJ010905 | Y | Y | Y
M3NHFScheduleOfRatesCode | FM2/Floor Insulation:Lay 200Mm Quilt - Mineral Fibre | FM2 - Floor Insulation:Lay 200Mm Quilt - Mineral Fibre, unit of measure SM | FM2-IJ010907 | Y | Y | Y
M3NHFScheduleOfRatesCode | FM2/Floor Insulation:Lay 200Mm Quilt - Glass Fibre | FM2 - Floor Insulation:Lay 200Mm Quilt - Glass Fibre, unit of measure SM | FM2-IJ010909 | Y | Y | Y
M3NHFScheduleOfRatesCode | FM2/Floor Insulation:Lay 200Mm Quilt - Glass/Min Mix | FM2 - Floor Insulation:Lay 200Mm Quilt - Glass/Min Mix, unit of measure SM | FM2-IJ010911 | Y | Y | Y
M3NHFScheduleOfRatesCode | FM2/Floor Insulation:Lay 200Mm Quilt - Hemp/Cotton Mix | FM2 - Floor Insulation:Lay 200Mm Quilt - Hemp/Cotton Mix, unit of measure SM | FM2-IJ010913 | Y | Y | Y
M3NHFScheduleOfRatesCode | FM2/Floor Insulation:Lay 100Mm Quilt - Recycle Plastic | FM2 - Floor Insulation:Lay 100Mm Quilt - Recycle Plastic, unit of measure SM | FM2-IJ010915 | Y | Y | Y
M3NHFScheduleOfRatesCode | FM2/Floor Insulation:Lay 200Mm Quilt - Sheeps Wool | FM2 - Floor Insulation:Lay 200Mm Quilt - Sheeps Wool, unit of measure SM | FM2-IJ010917 | Y | Y | Y
M3NHFScheduleOfRatesCode | FM2/Floor Insulation:Lay 200Mm - Rigid Polystyrene | FM2 - Floor Insulation:Lay 200Mm - Rigid Polystyrene, unit of measure SM | FM2-IJ010919 | Y | Y | Y
M3NHFScheduleOfRatesCode | FM2/Floor Insulation:Lay Foil And Insulation Layer | FM2 - Floor Insulation:Lay Foil And Insulation Layer, unit of measure SM | FM2-IJ010921 | Y | Y | Y
M3NHFScheduleOfRatesCode | FM2/Floor Insulation:Lay 200Mm Thick - Recycled Paper | FM2 - Floor Insulation:Lay 200Mm Thick - Recycled Paper, unit of measure SM | FM2-IJ010923 | Y | Y | Y
M3NHFScheduleOfRatesCode | FM2/Ceiling:Renew Any Type Timber Boarding | FM2 - Ceiling:Renew Any Type Timber Boarding, unit of measure SM | FM2-IJ020101 | Y | Y | Y | Y | Y
M3NHFScheduleOfRatesCode | FM2/Ceiling Board:Remove And Refix | FM2 - Ceiling Board:Remove And Refix, unit of measure SM | FM2-IJ020103 | Y | Y | Y | Y | Y
M3NHFScheduleOfRatesCode | FM2/Ceiling Board:Remove And Refix Single Board | FM2 - Ceiling Board:Remove And Refix Single Board, unit of measure LM | FM2-IJ020105 | Y | Y | Y | Y | Y
M3NHFScheduleOfRatesCode | FM2/Ceiling:Intumescent Lacquer Apply Two Coats | FM2 - Ceiling:Intumescent Lacquer Apply Two Coats, unit of measure SM | FM2-IJ020107 | Y | Y | Y | Y | Y
M3NHFScheduleOfRatesCode | FM2/Door:Renew Internal Ply Flush - Standard Size | FM2 - Door:Renew Internal Ply Flush - Standard Size, unit of measure NO | FM2-IJ030101 | Y | Y | Y | Y | Y
M3NHFScheduleOfRatesCode | FM2/Door:Renew Internal Ply Flush - Extra Wide | FM2 - Door:Renew Internal Ply Flush - Extra Wide, unit of measure NO | FM2-IJ030103 | Y | Y | Y | Y | Y
M3NHFScheduleOfRatesCode | FM2/Door:Renew Internal Hardboard Faced - Std Size | FM2 - Door:Renew Internal Hardboard Faced - Std Size, unit of measure NO | FM2-IJ030105 | Y | Y | Y | Y | Y
M3NHFScheduleOfRatesCode | FM2/Door:Renew Internal Hardboard Faced - Extra Wide | FM2 - Door:Renew Internal Hardboard Faced - Extra Wide, unit of measure NO | FM2-IJ030107 | Y | Y | Y | Y | Y
M3NHFScheduleOfRatesCode | FM2/Door:Renew Internal Embossed Panelled - Std Size | FM2 - Door:Renew Internal Embossed Panelled - Std Size, unit of measure NO | FM2-IJ030109 | Y | Y | Y | Y | Y
M3NHFScheduleOfRatesCode | FM2/Door:Renew Internal Embossed Panelled - Extra Wide | FM2 - Door:Renew Internal Embossed Panelled - Extra Wide, unit of measure NO | FM2-IJ030111 | Y | Y | Y | Y | Y
M3NHFScheduleOfRatesCode | FM2/Door:Renew Internal Hardwood Veneered - Std Size | FM2 - Door:Renew Internal Hardwood Veneered - Std Size, unit of measure NO | FM2-IJ030113 | Y | Y | Y | Y | Y
M3NHFScheduleOfRatesCode | FM2/Door:Renew Internal Hardwood Veneered - Extra Wide | FM2 - Door:Renew Internal Hardwood Veneered - Extra Wide, unit of measure NO | FM2-IJ030115 | Y | Y | Y | Y | Y
M3NHFScheduleOfRatesCode | FM2/Door:Cut Openings/Supply And Fix 225X75Mm Vents | FM2 - Door:Cut Openings/Supply And Fix 225X75Mm Vents, unit of measure IT | FM2-IJ030119 | Y | Y | Y | Y | Y
M3NHFScheduleOfRatesCode | FM2/Door:Renew Internal Softwood Glazed - Std Size | FM2 - Door:Renew Internal Softwood Glazed - Std Size, unit of measure NO | FM2-IJ030201 | Y | Y | Y | Y | Y
M3NHFScheduleOfRatesCode | FM2/Door:Renew Internal Softwood Glazed - Extra Wide | FM2 - Door:Renew Internal Softwood Glazed - Extra Wide, unit of measure NO | FM2-IJ030203 | Y | Y | Y | Y | Y
M3NHFScheduleOfRatesCode | FM2/Door:Renew Internal Hardwood Glazed - Std Size | FM2 - Door:Renew Internal Hardwood Glazed - Std Size, unit of measure NO | FM2-IJ030205 | Y | Y | Y | Y | Y
M3NHFScheduleOfRatesCode | FM2/Door:Renew Internal Hardwood Glazed - Extra Wide | FM2 - Door:Renew Internal Hardwood Glazed - Extra Wide, unit of measure NO | FM2-IJ030207 | Y | Y | Y | Y | Y
M3NHFScheduleOfRatesCode | FM2/Fire Door:Renew 1/2Hr Fd30 Internal | FM2 - Fire Door:Renew 1/2Hr Fd30 Internal, unit of measure IT | FM2-IJ030301 | Y | Y | Y | Y | Y
M3NHFScheduleOfRatesCode | FM2/Fire Door:Renew 1/2Hr Fd30 Internal Extra Wide | FM2 - Fire Door:Renew 1/2Hr Fd30 Internal Extra Wide, unit of measure IT | FM2-IJ030303 | Y | Y | Y | Y | Y
M3NHFScheduleOfRatesCode | FM2/Door:Renew 1/2Hr Fire Internal - Prefinished | FM2 - Door:Renew 1/2Hr Fire Internal - Prefinished, unit of measure NO | FM2-IJ030304 | Y
M3NHFScheduleOfRatesCode | FM2/Door:Renew 1Hr Fire Internal-Standard Size | FM2 - Door:Renew 1Hr Fire Internal-Standard Size, unit of measure NO | FM2-IJ030305 | Y | Y | Y | Y | Y
M3NHFScheduleOfRatesCode | FM2/Door:Renew 1Hr Fire Internal - Prefinished | FM2 - Door:Renew 1Hr Fire Internal - Prefinished, unit of measure NO | FM2-IJ030306 | Y
M3NHFScheduleOfRatesCode | FM2/Fire Door:Renew 1Hr Fd60 Internal Extra Wide | FM2 - Fire Door:Renew 1Hr Fd60 Internal Extra Wide, unit of measure IT | FM2-IJ030307 | Y | Y | Y | Y | Y
M3NHFScheduleOfRatesCode | FM2/Door:Renew T90 Fire Internal - Standard Size | FM2 - Door:Renew T90 Fire Internal - Standard Size, unit of measure NO | FM2-IJ030309 | Y | Y | Y | Y | Y
M3NHFScheduleOfRatesCode | FM2/Door:Renew T90 Fire Internal - Extra Wide | FM2 - Door:Renew T90 Fire Internal - Extra Wide, unit of measure NO | FM2-IJ030311 | Y | Y | Y | Y | Y
M3NHFScheduleOfRatesCode | FM2/Fire Door:Renew 1/2Hr Glazed Internal Std Size | FM2 - Fire Door:Renew 1/2Hr Glazed Internal Std Size, unit of measure IT | FM2-IJ030313 | Y | Y | Y | Y | Y
M3NHFScheduleOfRatesCode | FM2/Fire Door:Renew 1/2Hr Glazed Internal Extra Wide | FM2 - Fire Door:Renew 1/2Hr Glazed Internal Extra Wide, unit of measure IT | FM2-IJ030315 | Y | Y | Y | Y | Y
M3NHFScheduleOfRatesCode | FM2/Door:Form Vision Panel To Internal | FM2 - Door:Form Vision Panel To Internal, unit of measure NO | FM2-IJ030317 | Y | Y | Y | Y | Y
M3NHFScheduleOfRatesCode | FM2/Door:Renew Std Size 1/2Hr Fd30 Fire Internal Stops | FM2 - Door:Renew Std Size 1/2Hr Fd30 Fire Internal Stops, unit of measure NO | FM2-IJ030319 | Y | Y | Y | Y | Y
M3NHFScheduleOfRatesCode | FM2/Fire Door:Renew Extra Wide 1/2Hr Internal & Stops | FM2 - Fire Door:Renew Extra Wide 1/2Hr Internal & Stops, unit of measure IT | FM2-IJ030321 | Y | Y | Y | Y | Y
M3NHFScheduleOfRatesCode | FM2/Door:Renew Std Size 1Hr Fd60 Fire Internal Stops | FM2 - Door:Renew Std Size 1Hr Fd60 Fire Internal Stops, unit of measure NO | FM2-IJ030323 | Y | Y | Y | Y | Y
M3NHFScheduleOfRatesCode | FM2/Fire Door:Renew Extra Wide 1Hr Internal & Stops | FM2 - Fire Door:Renew Extra Wide 1Hr Internal & Stops, unit of measure IT | FM2-IJ030325 | Y | Y | Y | Y | Y
M3NHFScheduleOfRatesCode | FM2/Door And Frame:Upgrade To Fd30S | FM2 - Door And Frame:Upgrade To Fd30S, unit of measure NO | FM2-IJ030327 | Y | Y | Y | Y | Y
M3NHFScheduleOfRatesCode | FM2/Door:Renew Sliding - Hardwood | FM2 - Door:Renew Sliding - Hardwood, unit of measure NO | FM2-IJ030401 | Y | Y | Y | Y | Y
M3NHFScheduleOfRatesCode | FM2/Door:Renew Sliding - Softwood | FM2 - Door:Renew Sliding - Softwood, unit of measure NO | FM2-IJ030403 | Y | Y | Y | Y | Y
M3NHFScheduleOfRatesCode | FM2/Door:Renew Sliding - Plywood Faced | FM2 - Door:Renew Sliding - Plywood Faced, unit of measure NO | FM2-IJ030405 | Y | Y | Y | Y | Y
M3NHFScheduleOfRatesCode | FM2/Door:Renew Sliding - Hardboard Faced | FM2 - Door:Renew Sliding - Hardboard Faced, unit of measure NO | FM2-IJ030407 | Y | Y | Y | Y | Y
M3NHFScheduleOfRatesCode | FM2/Door:Supply And Fix Sliding Door Gear | FM2 - Door:Supply And Fix Sliding Door Gear, unit of measure NO | FM2-IJ030409 | Y | Y | Y | Y | Y
M3NHFScheduleOfRatesCode | FM2/Door:Renew Leaf Of Sliding Folding Hardwood Ne 2Sm | FM2 - Door:Renew Leaf Of Sliding Folding Hardwood Ne 2Sm, unit of measure NO | FM2-IJ030501 | Y | Y | Y | Y | Y
M3NHFScheduleOfRatesCode | FM2/Door:Renew Leaf Of Sliding Folding Softwood Ne 2Sm | FM2 - Door:Renew Leaf Of Sliding Folding Softwood Ne 2Sm, unit of measure NO | FM2-IJ030503 | Y | Y | Y | Y | Y
M3NHFScheduleOfRatesCode | FM2/Door:Renew Leaf Of Sliding Folding Plywood Ne 2Sm | FM2 - Door:Renew Leaf Of Sliding Folding Plywood Ne 2Sm, unit of measure NO | FM2-IJ030505 | Y | Y | Y | Y | Y
M3NHFScheduleOfRatesCode | FM2/Door:Ease Adjust Rehang Leaf Sliding Folding Door | FM2 - Door:Ease Adjust Rehang Leaf Sliding Folding Door, unit of measure NO | FM2-IJ030507 | Y | Y | Y | Y | Y
M3NHFScheduleOfRatesCode | FM2/Door:Renew Sliding Folding - Hardwood Ne 8Sm | FM2 - Door:Renew Sliding Folding - Hardwood Ne 8Sm, unit of measure NO | FM2-IJ030509 | Y | Y | Y | Y | Y
M3NHFScheduleOfRatesCode | FM2/Door:Renew Sliding Folding - Softwood Ne 8Sm | FM2 - Door:Renew Sliding Folding - Softwood Ne 8Sm, unit of measure NO | FM2-IJ030511 | Y | Y | Y | Y | Y
M3NHFScheduleOfRatesCode | FM2/Door:Renew Sliding Folding - Plywood Faced Ne 8Sm | FM2 - Door:Renew Sliding Folding - Plywood Faced Ne 8Sm, unit of measure NO | FM2-IJ030513 | Y | Y | Y | Y | Y
M3NHFScheduleOfRatesCode | FM2/Door:Renew Sliding Folding - Hardwood Ne 12Sm | FM2 - Door:Renew Sliding Folding - Hardwood Ne 12Sm, unit of measure NO | FM2-IJ030515 | Y | Y | Y | Y | Y
M3NHFScheduleOfRatesCode | FM2/Door:Renew Sliding Folding - Softwood Ne 12Sm | FM2 - Door:Renew Sliding Folding - Softwood Ne 12Sm, unit of measure NO | FM2-IJ030517 | Y | Y | Y | Y | Y
M3NHFScheduleOfRatesCode | FM2/Door:Renew Sliding Folding - Plywood Faced Ne 12Sm | FM2 - Door:Renew Sliding Folding - Plywood Faced Ne 12Sm, unit of measure NO | FM2-IJ030519 | Y | Y | Y | Y | Y
M3NHFScheduleOfRatesCode | FM2/Gate:Renew Single Sliding Folding Gate Ne 1Sm | FM2 - Gate:Renew Single Sliding Folding Gate Ne 1Sm, unit of measure NO | FM2-IJ030601 | Y | Y | Y | Y | Y
M3NHFScheduleOfRatesCode | FM2/Gate:Renew Single Sliding Folding Gate Over 1Sm | FM2 - Gate:Renew Single Sliding Folding Gate Over 1Sm, unit of measure SM | FM2-IJ030603 | Y | Y | Y | Y | Y
M3NHFScheduleOfRatesCode | FM2/Gate:Renew Double Sliding Folding Gate Over 1Sm | FM2 - Gate:Renew Double Sliding Folding Gate Over 1Sm, unit of measure SM | FM2-IJ030605 | Y | Y | Y | Y | Y
M3NHFScheduleOfRatesCode | FM2/Gate:Repair Int Sliding Folding Gate Sgl Ne 1Sm | FM2 - Gate:Repair Int Sliding Folding Gate Sgl Ne 1Sm, unit of measure NO | FM2-IJ030607 | Y | Y | Y | Y | Y
M3NHFScheduleOfRatesCode | FM2/Gate:Repair Int Sliding Folding Gate Over 1Sm | FM2 - Gate:Repair Int Sliding Folding Gate Over 1Sm, unit of measure NO | FM2-IJ030609 | Y | Y | Y | Y | Y
M3NHFScheduleOfRatesCode | FM2/Gate:Response Call-Out Sliding Folding Gate | FM2 - Gate:Response Call-Out Sliding Folding Gate, unit of measure IT | FM2-IJ030611 | Y | Y | Y | Y | Y
M3NHFScheduleOfRatesCode | FM2/Stable Door:Renew Softwood Complete | FM2 - Stable Door:Renew Softwood Complete, unit of measure NO | FM2-IJ030701 | Y | Y | Y | Y | Y
M3NHFScheduleOfRatesCode | FM2/Stable Door:Renew Hardwood Complete | FM2 - Stable Door:Renew Hardwood Complete, unit of measure NO | FM2-IJ030703 | Y | Y | Y | Y | Y
M3NHFScheduleOfRatesCode | FM2/Door:Renew With Bi Fold | FM2 - Door:Renew With Bi Fold, unit of measure IT | FM2-IJ030801 | Y | Y | Y | Y | Y
M3NHFScheduleOfRatesCode | FM2/Door:Change To Two Way Operation | FM2 - Door:Change To Two Way Operation, unit of measure IT | FM2-IJ030901 | Y | Y | Y | Y | Y
M3NHFScheduleOfRatesCode | FM2/Door:Change Inward To Out Opening | FM2 - Door:Change Inward To Out Opening, unit of measure IT | FM2-IJ030903 | Y | Y | Y | Y | Y
M3NHFScheduleOfRatesCode | FM2/Door:Change To Sliding | FM2 - Door:Change To Sliding, unit of measure IT | FM2-IJ030905 | Y | Y | Y | Y | Y
M3NHFScheduleOfRatesCode | FM2/Doorset:Renew Pvcu 2 Panel Door And Frame | FM2 - Doorset:Renew Pvcu 2 Panel Door And Frame, unit of measure NO | FM2-IJ031001 | Y | Y | Y | Y | Y
M3NHFScheduleOfRatesCode | FM2/Door:Renew Pair Of Doors/Frame | FM2 - Door:Renew Pair Of Doors/Frame, unit of measure IT | FM2-IJ031003 | Y | Y | Y | Y | Y
M3NHFScheduleOfRatesCode | FM2/Door:Renew Pvcu 2 Panel Door | FM2 - Door:Renew Pvcu 2 Panel Door, unit of measure NO | FM2-IJ031005 | Y | Y | Y | Y | Y
M3NHFScheduleOfRatesCode | FM2/Door:Ease Adjust Rehang Internal New Butts | FM2 - Door:Ease Adjust Rehang Internal New Butts, unit of measure NO | FM2-IJ031101 | Y | Y | Y | Y | Y
M3NHFScheduleOfRatesCode | FM2/Door:Patch Repair Internal | FM2 - Door:Patch Repair Internal, unit of measure IT | FM2-IJ031103 | Y | Y | Y | Y | Y
M3NHFScheduleOfRatesCode | FM2/Door:Renew Stile Or Rail Internal | FM2 - Door:Renew Stile Or Rail Internal, unit of measure IT | FM2-IJ031105 | Y | Y | Y | Y | Y
M3NHFScheduleOfRatesCode | FM2/Door:Renew Hardwood Edging Strips Internal | FM2 - Door:Renew Hardwood Edging Strips Internal, unit of measure IT | FM2-IJ031107 | Y | Y | Y | Y | Y
M3NHFScheduleOfRatesCode | FM2/Door:Overhaul Internal Complete | FM2 - Door:Overhaul Internal Complete, unit of measure NO | FM2-IJ031109 | Y | Y | Y | Y | Y
M3NHFScheduleOfRatesCode | FM2/Door:Overhaul Internal With Fanlight Complete | FM2 - Door:Overhaul Internal With Fanlight Complete, unit of measure NO | FM2-IJ031111 | Y | Y | Y | Y | Y
M3NHFScheduleOfRatesCode | FM2/Door:Renew Any Butt Hinge To Internal Pvcu | FM2 - Door:Renew Any Butt Hinge To Internal Pvcu, unit of measure NO | FM2-IJ031201 | Y | Y | Y | Y | Y
M3NHFScheduleOfRatesCode | FM2/Door:Overhaul Multi-Point Lock To Internal Pvcu | FM2 - Door:Overhaul Multi-Point Lock To Internal Pvcu, unit of measure IT | FM2-IJ031203 | Y | Y | Y | Y | Y
M3NHFScheduleOfRatesCode | FM2/Door:Renew Handles To Internal Pvcu | FM2 - Door:Renew Handles To Internal Pvcu, unit of measure NO | FM2-IJ031205 | Y | Y | Y | Y | Y
M3NHFScheduleOfRatesCode | FM2/Door:Repair Internal Pvcu | FM2 - Door:Repair Internal Pvcu, unit of measure NO | FM2-IJ031207 | Y | Y | Y | Y | Y
M3NHFScheduleOfRatesCode | FM2/Frame:Renew Internal | FM2 - Frame:Renew Internal, unit of measure NO | FM2-IJ031301 | Y | Y | Y | Y | Y
M3NHFScheduleOfRatesCode | FM2/Frame:Renew Internal Including Stops | FM2 - Frame:Renew Internal Including Stops, unit of measure NO | FM2-IJ031303 | Y | Y | Y | Y | Y
M3NHFScheduleOfRatesCode | FM2/Frame:Renew Internal With Stops And Architraves | FM2 - Frame:Renew Internal With Stops And Architraves, unit of measure NO | FM2-IJ031305 | Y | Y | Y | Y | Y
M3NHFScheduleOfRatesCode | FM2/Frame:Renew Internal Stops+Archs+Door Removal | FM2 - Frame:Renew Internal Stops+Archs+Door Removal, unit of measure NO | FM2-IJ031307 | Y | Y | Y | Y | Y
M3NHFScheduleOfRatesCode | FM2/Frame:Renew Internal Refix Architrave Stops | FM2 - Frame:Renew Internal Refix Architrave Stops, unit of measure NO | FM2-IJ031309 | Y | Y | Y | Y | Y
M3NHFScheduleOfRatesCode | FM2/Frame:Renew Internal With Fanlight | FM2 - Frame:Renew Internal With Fanlight, unit of measure NO | FM2-IJ031311 | Y | Y | Y | Y | Y
M3NHFScheduleOfRatesCode | FM2/Frame:Renew Internal With Fanlight Stops | FM2 - Frame:Renew Internal With Fanlight Stops, unit of measure NO | FM2-IJ031313 | Y | Y | Y | Y | Y
M3NHFScheduleOfRatesCode | FM2/Frame:Renew Internal Fanlight Architrave Stops | FM2 - Frame:Renew Internal Fanlight Architrave Stops, unit of measure NO | FM2-IJ031315 | Y | Y | Y | Y | Y
M3NHFScheduleOfRatesCode | FM2/Frame:Renew Double Internal Stops Architraves | FM2 - Frame:Renew Double Internal Stops Architraves, unit of measure NO | FM2-IJ031317 | Y
M3NHFScheduleOfRatesCode | FM2/Frame:Renew Double Internal Stops+Archs+Door Rem | FM2 - Frame:Renew Double Internal Stops+Archs+Door Rem, unit of measure NO | FM2-IJ031319 | Y
M3NHFScheduleOfRatesCode | FM2/Frame:Renew Internal Double Fanlight Arch Stops | FM2 - Frame:Renew Internal Double Fanlight Arch Stops, unit of measure NO | FM2-IJ031321 | Y
M3NHFScheduleOfRatesCode | FM2/Frame:Refix Loose Internal Door Frame | FM2 - Frame:Refix Loose Internal Door Frame, unit of measure NO | FM2-IJ031401 | Y | Y | Y | Y | Y
M3NHFScheduleOfRatesCode | FM2/Frame:Renew Internal Closing Jamb | FM2 - Frame:Renew Internal Closing Jamb, unit of measure NO | FM2-IJ031403 | Y | Y | Y | Y | Y
M3NHFScheduleOfRatesCode | FM2/Frame:Splice Internal Repair | FM2 - Frame:Splice Internal Repair, unit of measure NO | FM2-IJ031405 | Y | Y | Y | Y | Y
M3NHFScheduleOfRatesCode | FM2/Frame:Repair Loose Internal Frame Joints | FM2 - Frame:Repair Loose Internal Frame Joints, unit of measure NO | FM2-IJ031407 | Y | Y | Y | Y | Y
M3NHFScheduleOfRatesCode | FM2/Stop:Renew Softwood Door Stop Set | FM2 - Stop:Renew Softwood Door Stop Set, unit of measure IT | FM2-IJ031501 | Y | Y | Y | Y | Y
M3NHFScheduleOfRatesCode | FM2/Stop:Refix Loose Door Set | FM2 - Stop:Refix Loose Door Set, unit of measure IT | FM2-IJ031503 | Y | Y | Y | Y | Y
M3NHFScheduleOfRatesCode | FM2/Stop:Renew Or Supply 25X50Mm Softwood Fire Door | FM2 - Stop:Renew Or Supply 25X50Mm Softwood Fire Door, unit of measure IT | FM2-IJ031505 | Y | Y | Y | Y | Y
M3NHFScheduleOfRatesCode | FM2/Stop:Renew Hardwood Door Stop Set | FM2 - Stop:Renew Hardwood Door Stop Set, unit of measure IT | FM2-IJ031506 | Y
M3NHFScheduleOfRatesCode | FM2/Stop:Fix 25Mm Fire Door Stop | FM2 - Stop:Fix 25Mm Fire Door Stop, unit of measure IT | FM2-IJ031507 | Y | Y | Y | Y | Y
M3NHFScheduleOfRatesCode | FM2/Stop:Renew Or Supply 25X50Mm Fire Door Stop | FM2 - Stop:Renew Or Supply 25X50Mm Fire Door Stop, unit of measure IT | FM2-IJ031508 | Y
M3NHFScheduleOfRatesCode | FM2/Intumescent Strip:Renew Upto 1 Hour | FM2 - Intumescent Strip:Renew Upto 1 Hour, unit of measure LM | FM2-IJ031601 | Y | Y | Y | Y | Y
M3NHFScheduleOfRatesCode | FM2/Intumescent Strip:Renew Upto 1 Hour Smoke Seal | FM2 - Intumescent Strip:Renew Upto 1 Hour Smoke Seal, unit of measure LM | FM2-IJ031603 | Y | Y | Y | Y | Y
M3NHFScheduleOfRatesCode | FM2/Intumescent Strip:Renew Upto 1 Hour To Glass | FM2 - Intumescent Strip:Renew Upto 1 Hour To Glass, unit of measure LM | FM2-IJ031605 | Y | Y | Y | Y | Y
M3NHFScheduleOfRatesCode | FM2/Smoke Seal:Renew To Frame 1/2 Hour | FM2 - Smoke Seal:Renew To Frame 1/2 Hour, unit of measure LM | FM2-IJ031607 | Y | Y | Y | Y | Y
M3NHFScheduleOfRatesCode | FM2/Smoke Seal:Renew To Frame 1 Hour | FM2 - Smoke Seal:Renew To Frame 1 Hour, unit of measure LM | FM2-IJ031609 | Y | Y | Y | Y | Y
M3NHFScheduleOfRatesCode | FM2/Smoke Seal:Renew To Glass 1/2 Hour | FM2 - Smoke Seal:Renew To Glass 1/2 Hour, unit of measure LM | FM2-IJ031611 | Y | Y | Y | Y | Y
M3NHFScheduleOfRatesCode | FM2/Smoke Seal:Renew To Glass 1 Hour | FM2 - Smoke Seal:Renew To Glass 1 Hour, unit of measure LM | FM2-IJ031613 | Y | Y | Y | Y | Y
M3NHFScheduleOfRatesCode | FM2/Lining:Take Down And Clear | FM2 - Lining:Take Down And Clear, unit of measure SM | FM2-IJ040101 | Y | Y | Y | Y | Y
M3NHFScheduleOfRatesCode | FM2/Panelling:Renew In Hardboard | FM2 - Panelling:Renew In Hardboard, unit of measure SM | FM2-IJ040103 | Y | Y | Y | Y | Y
M3NHFScheduleOfRatesCode | FM2/Panelling:Renew In Hardwood Veneered | FM2 - Panelling:Renew In Hardwood Veneered, unit of measure SM | FM2-IJ040105 | Y | Y | Y | Y | Y
M3NHFScheduleOfRatesCode | FM2/Panelling:Renew In Self Finished | FM2 - Panelling:Renew In Self Finished, unit of measure SM | FM2-IJ040107 | Y | Y | Y | Y | Y
M3NHFScheduleOfRatesCode | FM2/Panelling:Install Self Finished | FM2 - Panelling:Install Self Finished, unit of measure SM | FM2-IJ040109 | Y | Y | Y | Y | Y
M3NHFScheduleOfRatesCode | FM2/Panelling:Renew In Waterproof Self Finished | FM2 - Panelling:Renew In Waterproof Self Finished, unit of measure SM | FM2-IJ040111 | Y | Y | Y | Y
M3NHFScheduleOfRatesCode | FM2/Panelling:Install Waterproof Self Finished | FM2 - Panelling:Install Waterproof Self Finished, unit of measure SM | FM2-IJ040113 | Y | Y | Y | Y
M3NHFScheduleOfRatesCode | FM2/Panelling:Remove And Refix | FM2 - Panelling:Remove And Refix, unit of measure SM | FM2-IJ040115 | Y | Y | Y
M3NHFScheduleOfRatesCode | FM2/Panelling:Overhaul | FM2 - Panelling:Overhaul, unit of measure SM | FM2-IJ040117 | Y | Y | Y
M3NHFScheduleOfRatesCode | FM2/Lining To Shower Rooms:Inst Proprietary For Tiling | FM2 - Lining To Shower Rooms:Inst Proprietary For Tiling, unit of measure SM | FM2-IJ040121 | Y
M3NHFScheduleOfRatesCode | FM2/Lining To Shower Rooms:Install 19Mm Wbp | FM2 - Lining To Shower Rooms:Install 19Mm Wbp, unit of measure SM | FM2-IJ040123 | Y
M3NHFScheduleOfRatesCode | FM2/Lining:Renew 6Mm Fibreboard | FM2 - Lining:Renew 6Mm Fibreboard, unit of measure SM | FM2-IJ040151 | Y
M3NHFScheduleOfRatesCode | FM2/Lining:Renew 12Mm Fibreboard | FM2 - Lining:Renew 12Mm Fibreboard, unit of measure SM | FM2-IJ040153 | Y
M3NHFScheduleOfRatesCode | FM2/Staircase:Renew Softwood Nosing To Tread | FM2 - Staircase:Renew Softwood Nosing To Tread, unit of measure NO | FM2-IJ040201 | Y | Y | Y | Y | Y
M3NHFScheduleOfRatesCode | FM2/Stair:Renew Tread And Riser Unit | FM2 - Stair:Renew Tread And Riser Unit, unit of measure NO | FM2-IJ040203 | Y | Y | Y | Y | Y
M3NHFScheduleOfRatesCode | FM2/Staircase:Renew Tread | FM2 - Staircase:Renew Tread, unit of measure NO | FM2-IJ040205 | Y | Y | Y | Y | Y
M3NHFScheduleOfRatesCode | FM2/Staircase:Renew Cover Fillet To Tread | FM2 - Staircase:Renew Cover Fillet To Tread, unit of measure NO | FM2-IJ040206 | Y
M3NHFScheduleOfRatesCode | FM2/Stair:Renew Winder Tread - 300Mm | FM2 - Stair:Renew Winder Tread - 300Mm, unit of measure NO | FM2-IJ040207 | Y | Y | Y | Y | Y
M3NHFScheduleOfRatesCode | FM2/Staircase:Renew Riser Unit | FM2 - Staircase:Renew Riser Unit, unit of measure NO | FM2-IJ040208 | Y
M3NHFScheduleOfRatesCode | FM2/Stair:Renew Newel Post | FM2 - Stair:Renew Newel Post, unit of measure NO | FM2-IJ040209 | Y | Y | Y | Y | Y
M3NHFScheduleOfRatesCode | FM2/Staircase:Renew Intermediate Rail | FM2 - Staircase:Renew Intermediate Rail, unit of measure LM | FM2-IJ040210 | Y
M3NHFScheduleOfRatesCode | FM2/Stair:Renew Softwood Baluster | FM2 - Stair:Renew Softwood Baluster, unit of measure NO | FM2-IJ040211 | Y | Y | Y | Y | Y
M3NHFScheduleOfRatesCode | FM2/Staircase:Splice To String Ne 0.5M | FM2 - Staircase:Splice To String Ne 0.5M, unit of measure NO | FM2-IJ040213 | Y | Y | Y | Y | Y
M3NHFScheduleOfRatesCode | FM2/Staircase:Refix Loose Tread | FM2 - Staircase:Refix Loose Tread, unit of measure NO | FM2-IJ040215 | Y | Y | Y | Y | Y
M3NHFScheduleOfRatesCode | FM2/Staircase:Refix Loose Newel Post | FM2 - Staircase:Refix Loose Newel Post, unit of measure NO | FM2-IJ040217 | Y | Y | Y | Y | Y
M3NHFScheduleOfRatesCode | FM2/Staircase:Refix Loose Baluster | FM2 - Staircase:Refix Loose Baluster, unit of measure NO | FM2-IJ040219 | Y | Y | Y | Y | Y
M3NHFScheduleOfRatesCode | FM2/Staircase:Renew Standard Straight | FM2 - Staircase:Renew Standard Straight, unit of measure IT | FM2-IJ040221 | Y | Y | Y | Y | Y
M3NHFScheduleOfRatesCode | FM2/Staircase:Renew Standard Dog Leg Quarter Landing | FM2 - Staircase:Renew Standard Dog Leg Quarter Landing, unit of measure IT | FM2-IJ040223 | Y | Y | Y | Y | Y
M3NHFScheduleOfRatesCode | FM2/Staircase:Renew Standard Dog Leg Half Landing | FM2 - Staircase:Renew Standard Dog Leg Half Landing, unit of measure IT | FM2-IJ040225 | Y | Y | Y | Y | Y
M3NHFScheduleOfRatesCode | FM2/Staircase:Overhaul | FM2 - Staircase:Overhaul, unit of measure IT | FM2-IJ040227 | Y | Y | Y | Y | Y
M3NHFScheduleOfRatesCode | FM2/Handrail:Renew 44X69Mm Newel Type | FM2 - Handrail:Renew 44X69Mm Newel Type, unit of measure LM | FM2-IJ040301 | Y | Y | Y | Y | Y
M3NHFScheduleOfRatesCode | FM2/Handrail:Renew 32X119Mm Newel Type | FM2 - Handrail:Renew 32X119Mm Newel Type, unit of measure LM | FM2-IJ040303 | Y | Y | Y | Y | Y
M3NHFScheduleOfRatesCode | FM2/Handrail:Renew 44X69Mm On Brackets | FM2 - Handrail:Renew 44X69Mm On Brackets, unit of measure LM | FM2-IJ040305 | Y | Y | Y | Y | Y
M3NHFScheduleOfRatesCode | FM2/Handrail:Renew 32X119Mm On Brackets | FM2 - Handrail:Renew 32X119Mm On Brackets, unit of measure LM | FM2-IJ040307 | Y | Y | Y | Y | Y
M3NHFScheduleOfRatesCode | FM2/Handrail:Supply Softwood Mopstick Inc Brackets | FM2 - Handrail:Supply Softwood Mopstick Inc Brackets, unit of measure LM | FM2-IJ040309 | Y | Y | Y | Y | Y
M3NHFScheduleOfRatesCode | FM2/Handrail:Supply Hardwood Mopstick Inc Brackets | FM2 - Handrail:Supply Hardwood Mopstick Inc Brackets, unit of measure LM | FM2-IJ040310 | Y
M3NHFScheduleOfRatesCode | FM2/Handrail:Supply Or Renew Galvanised Ms Bracket | FM2 - Handrail:Supply Or Renew Galvanised Ms Bracket, unit of measure NO | FM2-IJ040311 | Y | Y | Y | Y | Y
M3NHFScheduleOfRatesCode | FM2/Handrail:Refix Loose Bracket | FM2 - Handrail:Refix Loose Bracket, unit of measure NO | FM2-IJ040313 | Y | Y | Y | Y | Y
M3NHFScheduleOfRatesCode | FM2/Handrail:Supply And Fix Pattress | FM2 - Handrail:Supply And Fix Pattress, unit of measure NO | FM2-IJ040315 | Y | Y | Y | Y | Y
M3NHFScheduleOfRatesCode | FM2/Handrail:Refix On Brackets | FM2 - Handrail:Refix On Brackets, unit of measure LM | FM2-IJ040317 | Y | Y | Y | Y | Y
M3NHFScheduleOfRatesCode | FM2/Handrail:Supply Proprietary To Wall | FM2 - Handrail:Supply Proprietary To Wall, unit of measure LM | FM2-IJ040401 | Y | Y | Y | Y | Y
M3NHFScheduleOfRatesCode | FM2/Balustrade:Supply And Fix Proprietary 1.1M High | FM2 - Balustrade:Supply And Fix Proprietary 1.1M High, unit of measure LM | FM2-IJ040403 | Y | Y | Y | Y | Y
M3NHFScheduleOfRatesCode | FM2/Handrail:Supply And Fix 34Mm Kee Klamp To Wall | FM2 - Handrail:Supply And Fix 34Mm Kee Klamp To Wall, unit of measure LM | FM2-IJ040405 | Y | Y | Y | Y | Y
M3NHFScheduleOfRatesCode | FM2/Handrail:Supply And Fix 42Mm Kee Klamp To Wall | FM2 - Handrail:Supply And Fix 42Mm Kee Klamp To Wall, unit of measure LM | FM2-IJ040407 | Y | Y | Y | Y | Y
M3NHFScheduleOfRatesCode | FM2/Handrail:Supply And Fix 48Mm Kee Klamp To Wall | FM2 - Handrail:Supply And Fix 48Mm Kee Klamp To Wall, unit of measure LM | FM2-IJ040409 | Y | Y | Y | Y | Y
M3NHFScheduleOfRatesCode | FM2/Balustrades:Supply And Fix Kee Klamp Ne 1.1M High | FM2 - Balustrades:Supply And Fix Kee Klamp Ne 1.1M High, unit of measure LM | FM2-IJ040411 | Y | Y | Y | Y | Y
M3NHFScheduleOfRatesCode | FM2/Balustrade:Supply And Fix 1.2M High | FM2 - Balustrade:Supply And Fix 1.2M High, unit of measure LM | FM2-IJ040413 | Y | Y | Y | Y | Y
M3NHFScheduleOfRatesCode | FM2/Balustrade:Remove To Store | FM2 - Balustrade:Remove To Store, unit of measure LM | FM2-IJ040415 | Y | Y | Y | Y | Y
M3NHFScheduleOfRatesCode | FM2/Handrail:Remove To Store | FM2 - Handrail:Remove To Store, unit of measure LM | FM2-IJ040417 | Y | Y | Y | Y | Y
M3NHFScheduleOfRatesCode | FM2/Handrail:6X50Mm Rail On Brackets | FM2 - Handrail:6X50Mm Rail On Brackets, unit of measure LM | FM2-IJ040419 | Y | Y | Y | Y | Y
M3NHFScheduleOfRatesCode | FM2/Handrail:48Mm Galvanised Steel Tubular On Brackets | FM2 - Handrail:48Mm Galvanised Steel Tubular On Brackets, unit of measure LM | FM2-IJ040421 | Y | Y | Y | Y | Y
M3NHFScheduleOfRatesCode | FM2/Handrail:Pvc To Core Rail | FM2 - Handrail:Pvc To Core Rail, unit of measure LM | FM2-IJ040423 | Y | Y | Y | Y | Y
M3NHFScheduleOfRatesCode | FM2/Grab Bar:Supply 305Mm Straight | FM2 - Grab Bar:Supply 305Mm Straight, unit of measure NO | FM2-IJ040501 | Y | Y | Y | Y | Y
M3NHFScheduleOfRatesCode | FM2/Grab Bar:Supply 450Mm Straight | FM2 - Grab Bar:Supply 450Mm Straight, unit of measure NO | FM2-IJ040503 | Y | Y | Y | Y | Y
M3NHFScheduleOfRatesCode | FM2/Grab Bar:Supply Ne 610Mm Straight | FM2 - Grab Bar:Supply Ne 610Mm Straight, unit of measure NO | FM2-IJ040505 | Y | Y | Y | Y | Y
M3NHFScheduleOfRatesCode | FM2/Grab Bar:Supply Ne 1219Mm Straight | FM2 - Grab Bar:Supply Ne 1219Mm Straight, unit of measure NO | FM2-IJ040507 | Y | Y | Y | Y | Y
M3NHFScheduleOfRatesCode | FM2/Grab Bar:Supply 305/305Mm Angled | FM2 - Grab Bar:Supply 305/305Mm Angled, unit of measure NO | FM2-IJ040509 | Y | Y | Y | Y | Y
M3NHFScheduleOfRatesCode | FM2/Grab Bar:Supply 213/813Mm Angled | FM2 - Grab Bar:Supply 213/813Mm Angled, unit of measure NO | FM2-IJ040511 | Y | Y | Y | Y | Y
M3NHFScheduleOfRatesCode | FM2/Grab Bar:Supply 406/813Mm Angled | FM2 - Grab Bar:Supply 406/813Mm Angled, unit of measure NO | FM2-IJ040513 | Y | Y | Y | Y | Y
M3NHFScheduleOfRatesCode | FM2/Grab Bar:Supply 508/1016Mm Angled | FM2 - Grab Bar:Supply 508/1016Mm Angled, unit of measure NO | FM2-IJ040515 | Y | Y | Y | Y | Y
M3NHFScheduleOfRatesCode | FM2/Grab Bar:Supply 762/838Mm Freestanding | FM2 - Grab Bar:Supply 762/838Mm Freestanding, unit of measure NO | FM2-IJ040517 | Y | Y | Y | Y | Y
M3NHFScheduleOfRatesCode | FM2/Grab Bar:Supply Overlap Bath | FM2 - Grab Bar:Supply Overlap Bath, unit of measure NO | FM2-IJ040519 | Y | Y | Y | Y | Y
M3NHFScheduleOfRatesCode | FM2/Grab Bar:Supply 914/305Mm Bath | FM2 - Grab Bar:Supply 914/305Mm Bath, unit of measure NO | FM2-IJ040521 | Y | Y | Y | Y | Y
M3NHFScheduleOfRatesCode | FM2/Grab Bar:Supply Ne1219/305Mm Bath | FM2 - Grab Bar:Supply Ne1219/305Mm Bath, unit of measure NO | FM2-IJ040523 | Y | Y | Y | Y | Y
M3NHFScheduleOfRatesCode | FM2/Grab Bar:Supply 914/305/813 Bath | FM2 - Grab Bar:Supply 914/305/813 Bath, unit of measure NO | FM2-IJ040525 | Y | Y | Y | Y | Y
M3NHFScheduleOfRatesCode | FM2/Grab Bar:Supply 914/305/305 Bath | FM2 - Grab Bar:Supply 914/305/305 Bath, unit of measure NO | FM2-IJ040527 | Y | Y | Y | Y | Y
M3NHFScheduleOfRatesCode | FM2/Grab Bar:Supply 610/610/508 Wc | FM2 - Grab Bar:Supply 610/610/508 Wc, unit of measure NO | FM2-IJ040529 | Y | Y | Y | Y | Y
M3NHFScheduleOfRatesCode | FM2/Grab Bar:Supply 610/610/813 Shower | FM2 - Grab Bar:Supply 610/610/813 Shower, unit of measure NO | FM2-IJ040531 | Y | Y | Y | Y | Y
M3NHFScheduleOfRatesCode | FM2/Grab Bar:Supply 508/1016/813 Shower | FM2 - Grab Bar:Supply 508/1016/813 Shower, unit of measure NO | FM2-IJ040533 | Y | Y | Y | Y | Y
M3NHFScheduleOfRatesCode | FM2/Grab Bar:Supply 610/1219/813 Shower | FM2 - Grab Bar:Supply 610/1219/813 Shower, unit of measure NO | FM2-IJ040535 | Y | Y | Y | Y | Y
M3NHFScheduleOfRatesCode | FM2/Grab Bar:Supply 914/914/813 Shower | FM2 - Grab Bar:Supply 914/914/813 Shower, unit of measure NO | FM2-IJ040537 | Y | Y | Y | Y | Y
M3NHFScheduleOfRatesCode | FM2/Grab Bar:Supply Swing Aside | FM2 - Grab Bar:Supply Swing Aside, unit of measure NO | FM2-IJ040539 | Y | Y | Y | Y | Y
M3NHFScheduleOfRatesCode | FM2/Grab Bar:Supply Swing Up | FM2 - Grab Bar:Supply Swing Up, unit of measure NO | FM2-IJ040541 | Y | Y | Y | Y | Y
M3NHFScheduleOfRatesCode | FM2/Grab Bar:Supply Vertical Pole | FM2 - Grab Bar:Supply Vertical Pole, unit of measure NO | FM2-IJ040543 | Y | Y | Y | Y | Y
M3NHFScheduleOfRatesCode | FM2/Grab Bar:Remove And Refix | FM2 - Grab Bar:Remove And Refix, unit of measure NO | FM2-IJ040545 | Y | Y | Y | Y | Y
M3NHFScheduleOfRatesCode | FM2/Grab Bar:Return To Store | FM2 - Grab Bar:Return To Store, unit of measure NO | FM2-IJ040547 | Y | Y | Y | Y | Y
M3NHFScheduleOfRatesCode | FM2/Grab Bar:Supply Double Bar With Foot Support | FM2 - Grab Bar:Supply Double Bar With Foot Support, unit of measure NO | FM2-IJ040549 | Y | Y | Y | Y | Y
M3NHFScheduleOfRatesCode | FM2/Grab Bar:Supply Sgl Folding Toilet Roll Fitment | FM2 - Grab Bar:Supply Sgl Folding Toilet Roll Fitment, unit of measure NO | FM2-IJ040550 | Y
M3NHFScheduleOfRatesCode | FM2/Grab Bar:Supply Dbl Folding Toilet Roll Fitment | FM2 - Grab Bar:Supply Dbl Folding Toilet Roll Fitment, unit of measure NO | FM2-IJ040551 | Y | Y | Y | Y | Y
M3NHFScheduleOfRatesCode | FM2/Grabrail:Renew Proprietary Combi Metal | FM2 - Grabrail:Renew Proprietary Combi Metal, unit of measure IT | FM2-IJ040553 | Y | Y | Y | Y | Y
M3NHFScheduleOfRatesCode | FM2/Grabrail:Renew Proprietary Combi Pvcu | FM2 - Grabrail:Renew Proprietary Combi Pvcu, unit of measure IT | FM2-IJ040555 | Y | Y | Y | Y | Y
M3NHFScheduleOfRatesCode | FM2/Stool:Renew To Cylinder | FM2 - Stool:Renew To Cylinder, unit of measure NO | FM2-IJ050101 | Y | Y | Y | Y | Y
M3NHFScheduleOfRatesCode | FM2/Tank Stand:New For Cwst In Loft | FM2 - Tank Stand:New For Cwst In Loft, unit of measure NO | FM2-IJ050201 | Y | Y | Y | Y | Y
M3NHFScheduleOfRatesCode | FM2/Tank Stand:New Remove And Refix Tank In Loft | FM2 - Tank Stand:New Remove And Refix Tank In Loft, unit of measure NO | FM2-IJ050203 | Y | Y | Y | Y | Y
M3NHFScheduleOfRatesCode | FM2/Tank Stand:Renew 25Mm Boards | FM2 - Tank Stand:Renew 25Mm Boards, unit of measure NO | FM2-IJ050205 | Y | Y | Y | Y | Y
M3NHFScheduleOfRatesCode | FM2/Hanging Rail:Supply 25Mm Diameter | FM2 - Hanging Rail:Supply 25Mm Diameter, unit of measure LM | FM2-IJ050301 | Y | Y | Y | Y | Y
M3NHFScheduleOfRatesCode | FM2/Hanging Rail:Remove And Refix | FM2 - Hanging Rail:Remove And Refix, unit of measure IT | FM2-IJ050302 | Y
M3NHFScheduleOfRatesCode | FM2/Hook:Supply And Fix Hat And Coat Hook | FM2 - Hook:Supply And Fix Hat And Coat Hook, unit of measure NO | FM2-IJ050303 | Y | Y | Y | Y | Y
M3NHFScheduleOfRatesCode | FM2/Hat And Coat Rail:Renew Or Supply Complete | FM2 - Hat And Coat Rail:Renew Or Supply Complete, unit of measure LM | FM2-IJ050305 | Y | Y | Y | Y | Y
M3NHFScheduleOfRatesCode | FM2/Locker:Renew Single Proprietary Locker 1.8M High | FM2 - Locker:Renew Single Proprietary Locker 1.8M High, unit of measure IT | FM2-IJ050401 | Y | Y | Y | Y | Y
M3NHFScheduleOfRatesCode | FM2/Lockers:Renew 4 Stack Proprietary Locker 1.8M High | FM2 - Lockers:Renew 4 Stack Proprietary Locker 1.8M High, unit of measure IT | FM2-IJ050403 | Y | Y | Y | Y | Y
M3NHFScheduleOfRatesCode | FM2/Locker:Renew Lock To Personal Locker | FM2 - Locker:Renew Lock To Personal Locker, unit of measure IT | FM2-IJ050405 | Y | Y | Y | Y | Y
M3NHFScheduleOfRatesCode | FM2/Wall Cabinet:Renew Single Cabinet Ne 1X1X0.30M | FM2 - Wall Cabinet:Renew Single Cabinet Ne 1X1X0.30M, unit of measure IT | FM2-IJ050407 | Y | Y | Y | Y | Y
M3NHFScheduleOfRatesCode | FM2/Key Cabinet:Renew Sgl Cabinet Ne 0.45X0.45X0.10M | FM2 - Key Cabinet:Renew Sgl Cabinet Ne 0.45X0.45X0.10M, unit of measure IT | FM2-IJ050409 | Y | Y | Y | Y | Y
M3NHFScheduleOfRatesCode | FM2/Safe:Install Wall | FM2 - Safe:Install Wall, unit of measure IT | FM2-IJ050411 | Y | Y | Y | Y | Y
M3NHFScheduleOfRatesCode | FM2/Safe:Install Key | FM2 - Safe:Install Key, unit of measure IT | FM2-IJ050413 | Y | Y | Y | Y | Y
M3NHFScheduleOfRatesCode | FM2/Bench:Renew Hardwood Bench Ne 2M Long | FM2 - Bench:Renew Hardwood Bench Ne 2M Long, unit of measure IT | FM2-IJ050501 |  | Y | Y | Y | Y
M3NHFScheduleOfRatesCode | FM2/Bench:Renew Hardwood Bench Ne 4M Long | FM2 - Bench:Renew Hardwood Bench Ne 4M Long, unit of measure IT | FM2-IJ050503 |  | Y | Y | Y | Y
M3NHFScheduleOfRatesCode | FM2/Bench:Renew Slatted Benching | FM2 - Bench:Renew Slatted Benching, unit of measure SM | FM2-IJ050505 |  | Y | Y | Y | Y
M3NHFScheduleOfRatesCode | FM2/Bench:Renew Bearer To Benching | FM2 - Bench:Renew Bearer To Benching, unit of measure NO | FM2-IJ050507 |  | Y | Y | Y | Y
M3NHFScheduleOfRatesCode | FM2/Bench:Renew Bracket To Benching | FM2 - Bench:Renew Bracket To Benching, unit of measure NO | FM2-IJ050509 |  | Y | Y | Y | Y
M3NHFScheduleOfRatesCode | FM2/Racking:Breakdown Repair No Materials | FM2 - Racking:Breakdown Repair No Materials, unit of measure IT | FM2-IJ050601 | Y | Y | Y | Y | Y
M3NHFScheduleOfRatesCode | FM2/Racking:Breakdown Repair Materials £40.00 | FM2 - Racking:Breakdown Repair Materials £40.00, unit of measure IT | FM2-IJ050603 | Y | Y | Y | Y | Y
M3NHFScheduleOfRatesCode | FM2/Gym Equip:Breakdown Repair No Materials | FM2 - Gym Equip:Breakdown Repair No Materials, unit of measure IT | FM2-IJ050701 | Y | Y | Y | Y | Y
M3NHFScheduleOfRatesCode | FM2/Gym Equip:Breakdown Repair Materials £40.00 | FM2 - Gym Equip:Breakdown Repair Materials £40.00, unit of measure IT | FM2-IJ050703 | Y | Y | Y | Y | Y
M3NHFScheduleOfRatesCode | FM2/Gym Equip:Breakdown Repair Materials £100.00 | FM2 - Gym Equip:Breakdown Repair Materials £100.00, unit of measure IT | FM2-IJ050705 | Y | Y | Y | Y
M3NHFScheduleOfRatesCode | FM2/Gym Equip:Breakdown Repair Materials £150.00 | FM2 - Gym Equip:Breakdown Repair Materials £150.00, unit of measure IT | FM2-IJ050707 | Y | Y | Y | Y
M3NHFScheduleOfRatesCode | FM2/Gym Equip:Breakdown Repair Materials £200.00 | FM2 - Gym Equip:Breakdown Repair Materials £200.00, unit of measure IT | FM2-IJ050709 | Y | Y | Y | Y
M3NHFScheduleOfRatesCode | FM2/Gym Equip:Breakdown Repair Materials £250.00 | FM2 - Gym Equip:Breakdown Repair Materials £250.00, unit of measure IT | FM2-IJ050711 | Y | Y | Y | Y
M3NHFScheduleOfRatesCode | FM2/Gym Equip:Breakdown Repair Materials £300.00 | FM2 - Gym Equip:Breakdown Repair Materials £300.00, unit of measure IT | FM2-IJ050713 | Y | Y | Y | Y
M3NHFScheduleOfRatesCode | FM2/Gym Equip:Breakdown Repair Materials £350.00 | FM2 - Gym Equip:Breakdown Repair Materials £350.00, unit of measure IT | FM2-IJ050715 | Y | Y | Y | Y
M3NHFScheduleOfRatesCode | FM2/Gym Equip:Breakdown Repair Materials £400.00 | FM2 - Gym Equip:Breakdown Repair Materials £400.00, unit of measure IT | FM2-IJ050717 | Y | Y | Y | Y
M3NHFScheduleOfRatesCode | FM2/Toilet Roll Holder:Renew Chromium Plated | FM2 - Toilet Roll Holder:Renew Chromium Plated, unit of measure NO | FM2-IJ050801 | Y | Y | Y | Y | Y
M3NHFScheduleOfRatesCode | FM2/Toilet Roll Holder:Renew Plastic | FM2 - Toilet Roll Holder:Renew Plastic, unit of measure NO | FM2-IJ050803 | Y | Y | Y | Y | Y
M3NHFScheduleOfRatesCode | FM2/Toilet Paper Dispenser:Renew Powder Coated | FM2 - Toilet Paper Dispenser:Renew Powder Coated, unit of measure NO | FM2-IJ050805 | Y | Y | Y | Y | Y
M3NHFScheduleOfRatesCode | FM2/Sanitary Towel Disposal Unit:Renew | FM2 - Sanitary Towel Disposal Unit:Renew, unit of measure NO | FM2-IJ050807 | Y | Y | Y | Y | Y
M3NHFScheduleOfRatesCode | FM2/Paper Towel Dispenser:Renew | FM2 - Paper Towel Dispenser:Renew, unit of measure NO | FM2-IJ050809 | Y | Y | Y | Y | Y
M3NHFScheduleOfRatesCode | FM2/Paper Towel Roll Dispenser:Renew | FM2 - Paper Towel Roll Dispenser:Renew, unit of measure NO | FM2-IJ050811 | Y | Y | Y | Y | Y
M3NHFScheduleOfRatesCode | FM2/Roller Towel Fitting:Renew | FM2 - Roller Towel Fitting:Renew, unit of measure NO | FM2-IJ050813 | Y | Y | Y | Y | Y
M3NHFScheduleOfRatesCode | FM2/Captive Towel Cabinet Fitting:Renew | FM2 - Captive Towel Cabinet Fitting:Renew, unit of measure NO | FM2-IJ050815 | Y | Y | Y | Y | Y
M3NHFScheduleOfRatesCode | FM2/Towel Rail:Renew | FM2 - Towel Rail:Renew, unit of measure NO | FM2-IJ050817 | Y | Y | Y | Y | Y
M3NHFScheduleOfRatesCode | FM2/Towel Holder:Renew | FM2 - Towel Holder:Renew, unit of measure NO | FM2-IJ050819 | Y | Y | Y | Y | Y
M3NHFScheduleOfRatesCode | FM2/Soap Dish:Renew | FM2 - Soap Dish:Renew, unit of measure NO | FM2-IJ050821 | Y | Y | Y | Y | Y
M3NHFScheduleOfRatesCode | FM2/Soap Dispenser:Renew | FM2 - Soap Dispenser:Renew, unit of measure NO | FM2-IJ050823 | Y | Y | Y | Y | Y
M3NHFScheduleOfRatesCode | FM2/Gel Dispenser:Renew | FM2 - Gel Dispenser:Renew, unit of measure NO | FM2-IJ050825 | Y | Y | Y | Y | Y
M3NHFScheduleOfRatesCode | FM2/Glove Dispenser:Renew | FM2 - Glove Dispenser:Renew, unit of measure NO | FM2-IJ050827 | Y | Y | Y | Y | Y
M3NHFScheduleOfRatesCode | FM2/Toothbrush/Tumbler Holder:Renew | FM2 - Toothbrush/Tumbler Holder:Renew, unit of measure NO | FM2-IJ050829 | Y | Y | Y | Y | Y
M3NHFScheduleOfRatesCode | FM2/Dryer:Renew Internal Tidydry | FM2 - Dryer:Renew Internal Tidydry, unit of measure NO | FM2-IJ050831 | Y | Y | Y | Y | Y
M3NHFScheduleOfRatesCode | FM2/Dryer:Refix Internal Tidydry | FM2 - Dryer:Refix Internal Tidydry, unit of measure NO | FM2-IJ050833 | Y | Y | Y | Y | Y
M3NHFScheduleOfRatesCode | FM2/Wall Storage Cabinet:Renew | FM2 - Wall Storage Cabinet:Renew, unit of measure NO | FM2-IJ050835 | Y | Y | Y | Y | Y
M3NHFScheduleOfRatesCode | FM2/Glass Shelf:Renew | FM2 - Glass Shelf:Renew, unit of measure NO | FM2-IJ050837 | Y | Y | Y | Y | Y
M3NHFScheduleOfRatesCode | FM2/Glass Shelf:Renew Including Brackets | FM2 - Glass Shelf:Renew Including Brackets, unit of measure NO | FM2-IJ050839 | Y | Y | Y | Y | Y
M3NHFScheduleOfRatesCode | FM2/Bathroom Toilets Wet Rooms:Refix Ancillary | FM2 - Bathroom Toilets Wet Rooms:Refix Ancillary, unit of measure NO | FM2-IJ050841 | Y | Y | Y | Y | Y
M3NHFScheduleOfRatesCode | FM2/Nappy Changing Unit:Renew | FM2 - Nappy Changing Unit:Renew, unit of measure NO | FM2-IJ050843 | Y | Y | Y | Y | Y
M3NHFScheduleOfRatesCode | FM2/Bathroom Toilets Wet Rooms:Repair Refix Ancillary | FM2 - Bathroom Toilets Wet Rooms:Repair Refix Ancillary, unit of measure NO | FM2-IJ050845 | Y | Y | Y
M3NHFScheduleOfRatesCode | FM2/Curtain Batten:Renew Or Fix New | FM2 - Curtain Batten:Renew Or Fix New, unit of measure LM | FM2-IJ050901 | Y | Y | Y | Y | Y
M3NHFScheduleOfRatesCode | FM2/Curtain Track:Renew Including Runners | FM2 - Curtain Track:Renew Including Runners, unit of measure LM | FM2-IJ050903 | Y | Y | Y | Y | Y
M3NHFScheduleOfRatesCode | FM2/Blind:Renew Vertical Slatted Blind Ne 1Sm | FM2 - Blind:Renew Vertical Slatted Blind Ne 1Sm, unit of measure IT | FM2-IJ051001 | Y | Y | Y | Y | Y
M3NHFScheduleOfRatesCode | FM2/Blind:Renew Vertical Slatted Blind Over 1Sm | FM2 - Blind:Renew Vertical Slatted Blind Over 1Sm, unit of measure SM | FM2-IJ051003 | Y | Y | Y | Y | Y
M3NHFScheduleOfRatesCode | FM2/Venetian:Renew Metal Slat Blind Ne 1Sm | FM2 - Venetian:Renew Metal Slat Blind Ne 1Sm, unit of measure IT | FM2-IJ051101 | Y | Y | Y | Y | Y
M3NHFScheduleOfRatesCode | FM2/Venetian:Renew Metal Slat Blind Over 1Sm | FM2 - Venetian:Renew Metal Slat Blind Over 1Sm, unit of measure SM | FM2-IJ051103 | Y | Y | Y | Y | Y
M3NHFScheduleOfRatesCode | FM2/Venetian:Renew Timber Slat Blind Ne 1Sm | FM2 - Venetian:Renew Timber Slat Blind Ne 1Sm, unit of measure IT | FM2-IJ051105 | Y | Y | Y | Y | Y
M3NHFScheduleOfRatesCode | FM2/Venetian:Renew Timber Slat Blind Over 1Sm | FM2 - Venetian:Renew Timber Slat Blind Over 1Sm, unit of measure SM | FM2-IJ051107 | Y | Y | Y | Y | Y
M3NHFScheduleOfRatesCode | FM2/Black-Out:Renew Blind Ne 1Sm | FM2 - Black-Out:Renew Blind Ne 1Sm, unit of measure IT | FM2-IJ051201 | Y | Y | Y | Y | Y
M3NHFScheduleOfRatesCode | FM2/Black-Out:Renew Blind Over 1Sm | FM2 - Black-Out:Renew Blind Over 1Sm, unit of measure SM | FM2-IJ051203 | Y | Y | Y | Y | Y
M3NHFScheduleOfRatesCode | FM2/Pinboard:Relocate/Refix | FM2 - Pinboard:Relocate/Refix, unit of measure NO | FM2-IJ051301 | Y | Y | Y | Y | Y
M3NHFScheduleOfRatesCode | FM2/Pinboard:900X600Mm | FM2 - Pinboard:900X600Mm, unit of measure NO | FM2-IJ051303 | Y | Y | Y | Y | Y
M3NHFScheduleOfRatesCode | FM2/Pinboard:1200X900Mm | FM2 - Pinboard:1200X900Mm, unit of measure NO | FM2-IJ051305 | Y | Y | Y | Y | Y
M3NHFScheduleOfRatesCode | FM2/Pinboard:1500X1000Mm | FM2 - Pinboard:1500X1000Mm, unit of measure NO | FM2-IJ051307 | Y | Y | Y | Y | Y
M3NHFScheduleOfRatesCode | FM2/Pinboard:1800X1200Mm | FM2 - Pinboard:1800X1200Mm, unit of measure NO | FM2-IJ051309 | Y | Y | Y | Y | Y
M3NHFScheduleOfRatesCode | FM2/Pinboard:Repair And Refix | FM2 - Pinboard:Repair And Refix, unit of measure NO | FM2-IJ051311 | Y | Y | Y
M3NHFScheduleOfRatesCode | FM2/Wipeboard/Whiteboard:900X600Mm | FM2 - Wipeboard/Whiteboard:900X600Mm, unit of measure NO | FM2-IJ051401 | Y | Y | Y | Y | Y
M3NHFScheduleOfRatesCode | FM2/Wipeboard/Whiteboard:1200X900Mm | FM2 - Wipeboard/Whiteboard:1200X900Mm, unit of measure NO | FM2-IJ051403 | Y | Y | Y | Y | Y
M3NHFScheduleOfRatesCode | FM2/Wipeboard/Whiteboard:1800X1200Mm | FM2 - Wipeboard/Whiteboard:1800X1200Mm, unit of measure NO | FM2-IJ051405 | Y | Y | Y | Y | Y
M3NHFScheduleOfRatesCode | FM2/Wipeboard/Whiteboard:Relocate/Refix | FM2 - Wipeboard/Whiteboard:Relocate/Refix, unit of measure NO | FM2-IJ051407 | Y | Y | Y
M3NHFScheduleOfRatesCode | FM2/Wipeboard/Whiteboard:Repair And Refix | FM2 - Wipeboard/Whiteboard:Repair And Refix, unit of measure NO | FM2-IJ051409 | Y | Y | Y
M3NHFScheduleOfRatesCode | FM2/Magnetic Board:Relocate/Refix | FM2 - Magnetic Board:Relocate/Refix, unit of measure NO | FM2-IJ051501 | Y | Y | Y | Y | Y
M3NHFScheduleOfRatesCode | FM2/Magnetic Board:900X600Mm | FM2 - Magnetic Board:900X600Mm, unit of measure NO | FM2-IJ051503 | Y | Y | Y | Y | Y
M3NHFScheduleOfRatesCode | FM2/Magnetic Board:1200X900Mm | FM2 - Magnetic Board:1200X900Mm, unit of measure NO | FM2-IJ051505 | Y | Y | Y | Y | Y
M3NHFScheduleOfRatesCode | FM2/Magnetic Board:1500X1000Mm | FM2 - Magnetic Board:1500X1000Mm, unit of measure NO | FM2-IJ051507 | Y | Y | Y | Y | Y
M3NHFScheduleOfRatesCode | FM2/Magnetic Board:1800X1200Mm | FM2 - Magnetic Board:1800X1200Mm, unit of measure NO | FM2-IJ051509 | Y | Y | Y | Y | Y
M3NHFScheduleOfRatesCode | FM2/Magnetic Board:Fix Only | FM2 - Magnetic Board:Fix Only, unit of measure NO | FM2-IJ051511 | Y | Y | Y | Y | Y
M3NHFScheduleOfRatesCode | FM2/Magnetic Board:Repair And Refix | FM2 - Magnetic Board:Repair And Refix, unit of measure NO | FM2-IJ051513 | Y | Y | Y
M3NHFScheduleOfRatesCode | FM2/Desk Screen:Relocate/Refix | FM2 - Desk Screen:Relocate/Refix, unit of measure NO | FM2-IJ051601 | Y | Y | Y | Y | Y
M3NHFScheduleOfRatesCode | FM2/Desk Screen:Patch Repair Fabric Any Size | FM2 - Desk Screen:Patch Repair Fabric Any Size, unit of measure SM | FM2-IJ051603 | Y | Y | Y | Y | Y
M3NHFScheduleOfRatesCode | FM2/Desk Screen:Renew Metal Foot | FM2 - Desk Screen:Renew Metal Foot, unit of measure IT | FM2-IJ051605 | Y | Y | Y | Y | Y
M3NHFScheduleOfRatesCode | FM2/Kitchen Unit:Renew Single Base To Match Existing | FM2 - Kitchen Unit:Renew Single Base To Match Existing, unit of measure NO | FM2-IJ060101 | Y | Y | Y | Y | Y
M3NHFScheduleOfRatesCode | FM2/Kitchen Unit:Renew Double Base To Match Existing | FM2 - Kitchen Unit:Renew Double Base To Match Existing, unit of measure NO | FM2-IJ060103 | Y | Y | Y | Y | Y
M3NHFScheduleOfRatesCode | FM2/Kitchen Unit:Renew Corner Base To Match Existing | FM2 - Kitchen Unit:Renew Corner Base To Match Existing, unit of measure NO | FM2-IJ060105 | Y | Y | Y | Y | Y
M3NHFScheduleOfRatesCode | FM2/Kitchen Unit:Renew Tall Floor To Match Existing | FM2 - Kitchen Unit:Renew Tall Floor To Match Existing, unit of measure NO | FM2-IJ060107 | Y | Y | Y | Y | Y
M3NHFScheduleOfRatesCode | FM2/Kitchen Unit:Renew Single Wall To Match Existing | FM2 - Kitchen Unit:Renew Single Wall To Match Existing, unit of measure NO | FM2-IJ060109 | Y | Y | Y | Y | Y
M3NHFScheduleOfRatesCode | FM2/Kitchen Unit:Renew Double Wall To Match Existing | FM2 - Kitchen Unit:Renew Double Wall To Match Existing, unit of measure NO | FM2-IJ060111 | Y | Y | Y | Y | Y
M3NHFScheduleOfRatesCode | FM2/Kitchen Unit:Renew Corner Wall To Match Existing | FM2 - Kitchen Unit:Renew Corner Wall To Match Existing, unit of measure NO | FM2-IJ060113 | Y | Y | Y | Y | Y
M3NHFScheduleOfRatesCode | FM2/Kitchen Unit:Renew Single Base 300X500 | FM2 - Kitchen Unit:Renew Single Base 300X500, unit of measure NO | FM2-IJ060201 | Y | Y | Y | Y | Y
M3NHFScheduleOfRatesCode | FM2/Kitchen Unit:Renew Single Base 600X500 | FM2 - Kitchen Unit:Renew Single Base 600X500, unit of measure NO | FM2-IJ060203 | Y | Y | Y | Y | Y
M3NHFScheduleOfRatesCode | FM2/Kitchen Unit:Renew Single Base 300X600 | FM2 - Kitchen Unit:Renew Single Base 300X600, unit of measure NO | FM2-IJ060205 | Y | Y | Y | Y | Y
M3NHFScheduleOfRatesCode | FM2/Kitchen Unit:Renew Single Base 400X600 | FM2 - Kitchen Unit:Renew Single Base 400X600, unit of measure NO | FM2-IJ060207 | Y | Y | Y | Y | Y
M3NHFScheduleOfRatesCode | FM2/Kitchen Unit:Renew Single Base 500X600 | FM2 - Kitchen Unit:Renew Single Base 500X600, unit of measure NO | FM2-IJ060209 | Y | Y | Y | Y | Y
M3NHFScheduleOfRatesCode | FM2/Kitchen Unit:Renew Single Base 600X600 | FM2 - Kitchen Unit:Renew Single Base 600X600, unit of measure NO | FM2-IJ060211 | Y | Y | Y | Y | Y
M3NHFScheduleOfRatesCode | FM2/Kitchen Unit:Renew Double Base 800Mm | FM2 - Kitchen Unit:Renew Double Base 800Mm, unit of measure NO | FM2-IJ060213 | Y | Y | Y | Y | Y
M3NHFScheduleOfRatesCode | FM2/Kitchen Unit:Renew Double Base 1000Mm | FM2 - Kitchen Unit:Renew Double Base 1000Mm, unit of measure NO | FM2-IJ060215 | Y | Y | Y | Y | Y
M3NHFScheduleOfRatesCode | FM2/Kitchen Unit:Renew Double Base 1200Mm | FM2 - Kitchen Unit:Renew Double Base 1200Mm, unit of measure NO | FM2-IJ060217 | Y | Y | Y | Y | Y
M3NHFScheduleOfRatesCode | FM2/Kitchen Unit:Renew Double Sink Base 1000Mm | FM2 - Kitchen Unit:Renew Double Sink Base 1000Mm, unit of measure NO | FM2-IJ060219 | Y | Y | Y | Y | Y
M3NHFScheduleOfRatesCode | FM2/Kitchen Unit:Renew Double Sink Base 1200Mm | FM2 - Kitchen Unit:Renew Double Sink Base 1200Mm, unit of measure NO | FM2-IJ060221 | Y | Y | Y | Y | Y
M3NHFScheduleOfRatesCode | FM2/Kitchen Unit:Renew Corner Base 800Mm | FM2 - Kitchen Unit:Renew Corner Base 800Mm, unit of measure NO | FM2-IJ060223 | Y | Y | Y | Y | Y
M3NHFScheduleOfRatesCode | FM2/Kitchen Unit:Renew Corner Base 1000Mm | FM2 - Kitchen Unit:Renew Corner Base 1000Mm, unit of measure NO | FM2-IJ060225 | Y | Y | Y | Y | Y
M3NHFScheduleOfRatesCode | FM2/Kitchen Unit:Renew Corner Base 1200Mm | FM2 - Kitchen Unit:Renew Corner Base 1200Mm, unit of measure NO | FM2-IJ060227 | Y | Y | Y | Y | Y
M3NHFScheduleOfRatesCode | FM2/Kitchen Unit:Renew Larder Unit | FM2 - Kitchen Unit:Renew Larder Unit, unit of measure NO | FM2-IJ060229 | Y | Y | Y | Y | Y
M3NHFScheduleOfRatesCode | FM2/Kitchen Unit:Renew Appliance Unit 1950Mm | FM2 - Kitchen Unit:Renew Appliance Unit 1950Mm, unit of measure NO | FM2-IJ060231 | Y | Y | Y | Y | Y
M3NHFScheduleOfRatesCode | FM2/Kitchen Unit:Renew Appliance Unit 600Mm | FM2 - Kitchen Unit:Renew Appliance Unit 600Mm, unit of measure NO | FM2-IJ060233 | Y | Y | Y | Y | Y
M3NHFScheduleOfRatesCode | FM2/Kitchen Unit:Renew Single Wall 300X300 900Mm High | FM2 - Kitchen Unit:Renew Single Wall 300X300 900Mm High, unit of measure NO | FM2-IJ060235 | Y | Y | Y | Y | Y
M3NHFScheduleOfRatesCode | FM2/Kitchen Unit:Renew Single Wall 400X300 900Mm High | FM2 - Kitchen Unit:Renew Single Wall 400X300 900Mm High, unit of measure NO | FM2-IJ060237 | Y | Y | Y | Y | Y
M3NHFScheduleOfRatesCode | FM2/Kitchen Unit:Renew Single Wall 500X300 900Mm High | FM2 - Kitchen Unit:Renew Single Wall 500X300 900Mm High, unit of measure NO | FM2-IJ060239 | Y | Y | Y | Y | Y
M3NHFScheduleOfRatesCode | FM2/Kitchen Unit:Renew Single Wall 600X300 900Mm High | FM2 - Kitchen Unit:Renew Single Wall 600X300 900Mm High, unit of measure NO | FM2-IJ060241 | Y | Y | Y | Y | Y
M3NHFScheduleOfRatesCode | FM2/Kitchen Unit:Renew Double Wall 1000X300 500Mm High | FM2 - Kitchen Unit:Renew Double Wall 1000X300 500Mm High, unit of measure NO | FM2-IJ060243 | Y | Y | Y | Y | Y
M3NHFScheduleOfRatesCode | FM2/Kitchen Unit:Renew Double Wall 1000X300 900Mm High | FM2 - Kitchen Unit:Renew Double Wall 1000X300 900Mm High, unit of measure NO | FM2-IJ060245 | Y | Y | Y | Y | Y
M3NHFScheduleOfRatesCode | FM2/Kitchen Unit:Renew Double Wall 1200X300 500Mm High | FM2 - Kitchen Unit:Renew Double Wall 1200X300 500Mm High, unit of measure NO | FM2-IJ060247 | Y | Y | Y | Y | Y
M3NHFScheduleOfRatesCode | FM2/Kitchen Unit:Renew Double Wall 1200X300 900Mm High | FM2 - Kitchen Unit:Renew Double Wall 1200X300 900Mm High, unit of measure NO | FM2-IJ060249 | Y | Y | Y | Y | Y
M3NHFScheduleOfRatesCode | FM2/Kitchen Unit:Renew Corner Wall 500X300 500Mm High | FM2 - Kitchen Unit:Renew Corner Wall 500X300 500Mm High, unit of measure NO | FM2-IJ060251 | Y | Y | Y | Y | Y
M3NHFScheduleOfRatesCode | FM2/Kitchen Unit:Renew Corner Wall 500X300 900Mm High | FM2 - Kitchen Unit:Renew Corner Wall 500X300 900Mm High, unit of measure NO | FM2-IJ060252 | Y
M3NHFScheduleOfRatesCode | FM2/Kitchen Unit:Renew Corner Wall 600X300 500Mm High | FM2 - Kitchen Unit:Renew Corner Wall 600X300 500Mm High, unit of measure NO | FM2-IJ060253 | Y | Y | Y | Y | Y
M3NHFScheduleOfRatesCode | FM2/Kitchen Unit:Renew Corner Wall 600X300 900Mm High | FM2 - Kitchen Unit:Renew Corner Wall 600X300 900Mm High, unit of measure NO | FM2-IJ060254 | Y
M3NHFScheduleOfRatesCode | FM2/Kitchen Unit:Renew Drawer Pack 500X600 | FM2 - Kitchen Unit:Renew Drawer Pack 500X600, unit of measure NO | FM2-IJ060255 | Y | Y | Y | Y | Y
M3NHFScheduleOfRatesCode | FM2/Kitchen Unit:Renew Drawer Pack 600X600 | FM2 - Kitchen Unit:Renew Drawer Pack 600X600, unit of measure NO | FM2-IJ060257 | Y | Y | Y | Y | Y
M3NHFScheduleOfRatesCode | FM2/Kitchen Unit:Renew Cooker Hood Cover | FM2 - Kitchen Unit:Renew Cooker Hood Cover, unit of measure NO | FM2-IJ060259 | Y
M3NHFScheduleOfRatesCode | FM2/Worktop:Renew Ne 40Mm Thick Post Formed | FM2 - Worktop:Renew Ne 40Mm Thick Post Formed, unit of measure LM | FM2-IJ060301 | Y | Y | Y | Y | Y
M3NHFScheduleOfRatesCode | FM2/Worktop:Renew Ne 40Mm Thick Double Post Formed | FM2 - Worktop:Renew Ne 40Mm Thick Double Post Formed, unit of measure LM | FM2-IJ060303 | Y | Y | Y | Y | Y
M3NHFScheduleOfRatesCode | FM2/Worktop:Remove And Refix | FM2 - Worktop:Remove And Refix, unit of measure LM | FM2-IJ060305 | Y | Y | Y | Y | Y
M3NHFScheduleOfRatesCode | FM2/Worktop:Renew Leg To Worktop | FM2 - Worktop:Renew Leg To Worktop, unit of measure NO | FM2-IJ060307 | Y | Y | Y | Y | Y
M3NHFScheduleOfRatesCode | FM2/Worktop:Renew Joint Strip | FM2 - Worktop:Renew Joint Strip, unit of measure NO | FM2-IJ060309 | Y | Y | Y | Y | Y
M3NHFScheduleOfRatesCode | FM2/Worktop:25X25Mm Edge Trim | FM2 - Worktop:25X25Mm Edge Trim, unit of measure LM | FM2-IJ060311 | Y | Y | Y | Y | Y
M3NHFScheduleOfRatesCode | FM2/Worktop:Provide Coverbead | FM2 - Worktop:Provide Coverbead, unit of measure NO | FM2-IJ060313 | Y | Y | Y | Y | Y
M3NHFScheduleOfRatesCode | FM2/Worktop:Renew Veneer Edging | FM2 - Worktop:Renew Veneer Edging, unit of measure LM | FM2-IJ060315 | Y | Y | Y | Y | Y
M3NHFScheduleOfRatesCode | FM2/Worktop:Provide Fly End Panel | FM2 - Worktop:Provide Fly End Panel, unit of measure NO | FM2-IJ060317 | Y | Y | Y | Y | Y
M3NHFScheduleOfRatesCode | FM2/Worktop:Renew Gallows Bracket | FM2 - Worktop:Renew Gallows Bracket, unit of measure NO | FM2-IJ060319 | Y | Y | Y | Y | Y
M3NHFScheduleOfRatesCode | FM2/Cornice And Pelmet:Provide And Fix | FM2 - Cornice And Pelmet:Provide And Fix, unit of measure LM | FM2-IJ060401 |  | Y | Y | Y | Y
M3NHFScheduleOfRatesCode | FM2/Kitchen Unit:Renew Plinth | FM2 - Kitchen Unit:Renew Plinth, unit of measure NO | FM2-IJ060403 | Y | Y | Y | Y | Y
M3NHFScheduleOfRatesCode | FM2/Kitchen Unit:Renew Cornice | FM2 - Kitchen Unit:Renew Cornice, unit of measure LM | FM2-IJ060405 | Y | Y | Y
M3NHFScheduleOfRatesCode | FM2/Kitchen Unit:Renew Pelmet | FM2 - Kitchen Unit:Renew Pelmet, unit of measure LM | FM2-IJ060407 | Y | Y | Y
M3NHFScheduleOfRatesCode | FM2/Kitchen Unit:Renew Upstand To Worktop | FM2 - Kitchen Unit:Renew Upstand To Worktop, unit of measure LM | FM2-IJ060409 | Y
M3NHFScheduleOfRatesCode | FM2/Kitchen Units:Renew Door Or Drawer Handles Ne 5 | FM2 - Kitchen Units:Renew Door Or Drawer Handles Ne 5, unit of measure NO | FM2-IJ060411 | Y
M3NHFScheduleOfRatesCode | FM2/Kitchen Units:Renew Door Or Drawer Handles Ne 10 | FM2 - Kitchen Units:Renew Door Or Drawer Handles Ne 10, unit of measure NO | FM2-IJ060413 | Y
M3NHFScheduleOfRatesCode | FM2/Kitchen Units:Renew Door Or Drawer Handles Ne 15 | FM2 - Kitchen Units:Renew Door Or Drawer Handles Ne 15, unit of measure NO | FM2-IJ060415 | Y
M3NHFScheduleOfRatesCode | FM2/Kitchen Units:Remove And Dispose Unit | FM2 - Kitchen Units:Remove And Dispose Unit, unit of measure NO | FM2-IJ060417 | Y
M3NHFScheduleOfRatesCode | FM2/Kitchen Units:Remove And Dispose Worktop | FM2 - Kitchen Units:Remove And Dispose Worktop, unit of measure NO | FM2-IJ060419 | Y
M3NHFScheduleOfRatesCode | FM2/Kitchen Unit:Renew Base Unit Door | FM2 - Kitchen Unit:Renew Base Unit Door, unit of measure NO | FM2-IJ060501 | Y | Y | Y | Y | Y
M3NHFScheduleOfRatesCode | FM2/Kitchen Unit:Renew Wall Unit Door | FM2 - Kitchen Unit:Renew Wall Unit Door, unit of measure NO | FM2-IJ060502 | Y | Y | Y | Y
M3NHFScheduleOfRatesCode | FM2/Kitchen Unit:Renew Tall Floor Unit Door | FM2 - Kitchen Unit:Renew Tall Floor Unit Door, unit of measure NO | FM2-IJ060503 | Y | Y | Y | Y | Y
M3NHFScheduleOfRatesCode | FM2/Kitchen Unit:Renew Front To Drawer | FM2 - Kitchen Unit:Renew Front To Drawer, unit of measure NO | FM2-IJ060505 | Y | Y | Y | Y | Y
M3NHFScheduleOfRatesCode | FM2/Kitchen Unit:Renew Drawer Complete | FM2 - Kitchen Unit:Renew Drawer Complete, unit of measure NO | FM2-IJ060507 | Y | Y | Y | Y | Y
M3NHFScheduleOfRatesCode | FM2/Unit:Remove Any Unit And Clear Away | FM2 - Unit:Remove Any Unit And Clear Away, unit of measure NO | FM2-IJ060601 | Y | Y | Y | Y | Y
M3NHFScheduleOfRatesCode | FM2/Base Unit:Supply 300Mm Long Adjustable Height | FM2 - Base Unit:Supply 300Mm Long Adjustable Height, unit of measure NO | FM2-IJ060603 | Y | Y | Y | Y | Y
M3NHFScheduleOfRatesCode | FM2/Base Unit:Supply 400Mm Long Adjustable Height | FM2 - Base Unit:Supply 400Mm Long Adjustable Height, unit of measure NO | FM2-IJ060605 | Y | Y | Y | Y | Y
M3NHFScheduleOfRatesCode | FM2/Base Unit:Supply 500Mm Long Adjustable Height | FM2 - Base Unit:Supply 500Mm Long Adjustable Height, unit of measure NO | FM2-IJ060607 | Y | Y | Y | Y | Y
M3NHFScheduleOfRatesCode | FM2/Base Unit:Supply 600Mm Long Adjustable Height | FM2 - Base Unit:Supply 600Mm Long Adjustable Height, unit of measure NO | FM2-IJ060609 | Y | Y | Y | Y | Y
M3NHFScheduleOfRatesCode | FM2/Base Unit:Supply 1000Mm Long Adjustable Height | FM2 - Base Unit:Supply 1000Mm Long Adjustable Height, unit of measure NO | FM2-IJ060611 | Y | Y | Y | Y | Y
M3NHFScheduleOfRatesCode | FM2/Sink Top:Renew Adjustable Height Complete | FM2 - Sink Top:Renew Adjustable Height Complete, unit of measure NO | FM2-IJ060613 | Y | Y | Y | Y | Y
M3NHFScheduleOfRatesCode | FM2/Wall Unit:Supply 300Mm Long Adjustable Height | FM2 - Wall Unit:Supply 300Mm Long Adjustable Height, unit of measure NO | FM2-IJ060615 | Y | Y | Y | Y | Y
M3NHFScheduleOfRatesCode | FM2/Wall Unit:Supply 400Mm Long Adjustable Height | FM2 - Wall Unit:Supply 400Mm Long Adjustable Height, unit of measure NO | FM2-IJ060617 | Y | Y | Y | Y | Y
M3NHFScheduleOfRatesCode | FM2/Wall Unit:Supply 500Mm Long Adjustable Height | FM2 - Wall Unit:Supply 500Mm Long Adjustable Height, unit of measure NO | FM2-IJ060619 | Y | Y | Y | Y | Y
M3NHFScheduleOfRatesCode | FM2/Wall Unit:Supply 600Mm Long Adjustable Height | FM2 - Wall Unit:Supply 600Mm Long Adjustable Height, unit of measure NO | FM2-IJ060621 | Y | Y | Y | Y | Y
M3NHFScheduleOfRatesCode | FM2/Wall Unit:Supply 1000Mm Long Adjustable Height | FM2 - Wall Unit:Supply 1000Mm Long Adjustable Height, unit of measure NO | FM2-IJ060623 | Y | Y | Y | Y | Y
M3NHFScheduleOfRatesCode | FM2/Kitchen Unit:Remove And Refix Any Type | FM2 - Kitchen Unit:Remove And Refix Any Type, unit of measure NO | FM2-IJ060701 | Y | Y | Y | Y | Y
M3NHFScheduleOfRatesCode | FM2/Kitchen Unit:Renew Blockboard Door | FM2 - Kitchen Unit:Renew Blockboard Door, unit of measure NO | FM2-IJ060703 | Y | Y | Y | Y | Y
M3NHFScheduleOfRatesCode | FM2/Kitchen Unit:Renew Base Unit Door To Match | FM2 - Kitchen Unit:Renew Base Unit Door To Match, unit of measure NO | FM2-IJ060705 |  | Y | Y | Y | Y
M3NHFScheduleOfRatesCode | FM2/Kitchen Unit:Renew Wall Unit Door To Match | FM2 - Kitchen Unit:Renew Wall Unit Door To Match, unit of measure NO | FM2-IJ060707 |  | Y | Y | Y | Y
M3NHFScheduleOfRatesCode | FM2/Kitchen Unit:Renew Tall Floor Unit Door To Match | FM2 - Kitchen Unit:Renew Tall Floor Unit Door To Match, unit of measure NO | FM2-IJ060709 |  | Y | Y | Y | Y
M3NHFScheduleOfRatesCode | FM2/Kitchen Unit:Renew Cupboard Back | FM2 - Kitchen Unit:Renew Cupboard Back, unit of measure NO | FM2-IJ060711 | Y | Y | Y | Y | Y
M3NHFScheduleOfRatesCode | FM2/Kitchen Unit:Renew Shelf To Unit | FM2 - Kitchen Unit:Renew Shelf To Unit, unit of measure NO | FM2-IJ060713 | Y | Y | Y | Y | Y
M3NHFScheduleOfRatesCode | FM2/Kitchen Unit:Renew Bottom Shelf | FM2 - Kitchen Unit:Renew Bottom Shelf, unit of measure NO | FM2-IJ060715 | Y | Y | Y | Y | Y
M3NHFScheduleOfRatesCode | FM2/Kitchen Unit:Renew Side Panel | FM2 - Kitchen Unit:Renew Side Panel, unit of measure NO | FM2-IJ060717 | Y | Y | Y | Y | Y
M3NHFScheduleOfRatesCode | FM2/Kitchen Unit:Renew Plinth To Match | FM2 - Kitchen Unit:Renew Plinth To Match, unit of measure NO | FM2-IJ060719 |  | Y | Y | Y | Y
M3NHFScheduleOfRatesCode | FM2/Kitchen Unit:Renew Drawer Box Complete | FM2 - Kitchen Unit:Renew Drawer Box Complete, unit of measure NO | FM2-IJ060721 | Y | Y | Y | Y | Y
M3NHFScheduleOfRatesCode | FM2/Kitchen Unit:Renew Or Install Child Lock | FM2 - Kitchen Unit:Renew Or Install Child Lock, unit of measure IT | FM2-IJ060723 | Y | Y | Y | Y | Y
M3NHFScheduleOfRatesCode | FM2/Kitchen Unit:Overhaul Any Type | FM2 - Kitchen Unit:Overhaul Any Type, unit of measure NO | FM2-IJ060725 | Y | Y | Y | Y | Y
M3NHFScheduleOfRatesCode | FM2/Fitted Furniture:Ease And Adjust Remove | FM2 - Fitted Furniture:Ease And Adjust Remove, unit of measure NO | FM2-IJ070101 | Y | Y | Y | Y | Y
M3NHFScheduleOfRatesCode | FM2/Fitted Furniture:Patch Or Repair | FM2 - Fitted Furniture:Patch Or Repair, unit of measure NO | FM2-IJ070103 | Y | Y | Y | Y | Y
M3NHFScheduleOfRatesCode | FM2/Fitted Furniture:Renew Hinge | FM2 - Fitted Furniture:Renew Hinge, unit of measure NO | FM2-IJ070105 | Y | Y | Y | Y | Y
M3NHFScheduleOfRatesCode | FM2/Fitted Furniture:Overhaul Repair Sliding Gear | FM2 - Fitted Furniture:Overhaul Repair Sliding Gear, unit of measure IT | FM2-IJ070107 | Y | Y | Y | Y | Y
M3NHFScheduleOfRatesCode | FM2/Fitted Furniture:Renew Sliding Gear | FM2 - Fitted Furniture:Renew Sliding Gear, unit of measure IT | FM2-IJ070109 | Y | Y | Y | Y | Y
M3NHFScheduleOfRatesCode | FM2/Fitted Furniture:Renew Door Handle | FM2 - Fitted Furniture:Renew Door Handle, unit of measure NO | FM2-IJ070111 | Y | Y | Y | Y | Y
M3NHFScheduleOfRatesCode | FM2/Fitted Furniture:Renew Any Lock | FM2 - Fitted Furniture:Renew Any Lock, unit of measure NO | FM2-IJ070113 | Y | Y | Y | Y | Y
M3NHFScheduleOfRatesCode | FM2/Cupboard:Overhaul Any Type | FM2 - Cupboard:Overhaul Any Type, unit of measure NO | FM2-IJ070115 | Y | Y | Y
M3NHFScheduleOfRatesCode | FM2/Drawer Unit:Overhaul Any Type | FM2 - Drawer Unit:Overhaul Any Type, unit of measure NO | FM2-IJ070117 | Y | Y | Y
M3NHFScheduleOfRatesCode | FM2/Shelf Unit:Overhaul Any Type | FM2 - Shelf Unit:Overhaul Any Type, unit of measure NO | FM2-IJ070119 | Y | Y | Y
M3NHFScheduleOfRatesCode | FM2/Cupboard:Renew 2 Door Shelf, Lock | FM2 - Cupboard:Renew 2 Door Shelf, Lock, unit of measure NO | FM2-IJ070201 | Y | Y | Y | Y | Y
M3NHFScheduleOfRatesCode | FM2/Cupboard:Renew 2 Door 4 Shelves, Lock | FM2 - Cupboard:Renew 2 Door 4 Shelves, Lock, unit of measure NO | FM2-IJ070203 | Y | Y | Y | Y | Y
M3NHFScheduleOfRatesCode | FM2/Cupboard:Renew 1 Door, Lock | FM2 - Cupboard:Renew 1 Door, Lock, unit of measure NO | FM2-IJ070205 | Y | Y | Y | Y | Y
M3NHFScheduleOfRatesCode | FM2/Drawer Unit:Renew 500Mm 4 Drawers, No Top | FM2 - Drawer Unit:Renew 500Mm 4 Drawers, No Top, unit of measure NO | FM2-IJ070301 | Y | Y | Y | Y | Y
M3NHFScheduleOfRatesCode | FM2/Drawer Unit:Renew 800Mm 4 Drawers, No Top | FM2 - Drawer Unit:Renew 800Mm 4 Drawers, No Top, unit of measure NO | FM2-IJ070303 | Y | Y | Y | Y | Y
M3NHFScheduleOfRatesCode | FM2/Drawer Unit:Renew 800Mm 4 Drawers, Top | FM2 - Drawer Unit:Renew 800Mm 4 Drawers, Top, unit of measure NO | FM2-IJ070305 | Y | Y | Y | Y | Y
M3NHFScheduleOfRatesCode | FM2/Drawer Unit:Renew 1000Mm 4 Drawers, Top | FM2 - Drawer Unit:Renew 1000Mm 4 Drawers, Top, unit of measure NO | FM2-IJ070307 | Y | Y | Y | Y | Y
M3NHFScheduleOfRatesCode | FM2/Cupboard Unit:Renew 1 Door No Top | FM2 - Cupboard Unit:Renew 1 Door No Top, unit of measure NO | FM2-IJ070401 | Y | Y | Y | Y | Y
M3NHFScheduleOfRatesCode | FM2/Cupboard Unit:Renew 2 Door No Top | FM2 - Cupboard Unit:Renew 2 Door No Top, unit of measure NO | FM2-IJ070403 | Y | Y | Y | Y | Y
M3NHFScheduleOfRatesCode | FM2/Cupboard Unit:Renew 2 Door Top | FM2 - Cupboard Unit:Renew 2 Door Top, unit of measure NO | FM2-IJ070405 | Y | Y | Y | Y | Y
M3NHFScheduleOfRatesCode | FM2/High Level Cupboard Unit:Renew 600Mm No Lock | FM2 - High Level Cupboard Unit:Renew 600Mm No Lock, unit of measure NO | FM2-IJ070501 | Y | Y | Y | Y | Y
M3NHFScheduleOfRatesCode | FM2/High Level Cupboard Unit:Renew 600Mm Cylinder Lock | FM2 - High Level Cupboard Unit:Renew 600Mm Cylinder Lock, unit of measure NO | FM2-IJ070503 | Y | Y | Y | Y | Y
M3NHFScheduleOfRatesCode | FM2/Vanitory Cupboard:Renew | FM2 - Vanitory Cupboard:Renew, unit of measure NO | FM2-IJ070601 | Y | Y | Y | Y | Y
M3NHFScheduleOfRatesCode | FM2/Vanitory Unit:Renew Top | FM2 - Vanitory Unit:Renew Top, unit of measure NO | FM2-IJ070603 | Y | Y | Y | Y | Y
M3NHFScheduleOfRatesCode | FM2/Vanitory Unit:Renew Backboard | FM2 - Vanitory Unit:Renew Backboard, unit of measure NO | FM2-IJ070605 | Y | Y | Y | Y | Y
M3NHFScheduleOfRatesCode | FM2/Flat Top Surfaces:Renew | FM2 - Flat Top Surfaces:Renew, unit of measure LM | FM2-IJ070701 | Y | Y | Y | Y | Y
M3NHFScheduleOfRatesCode | FM2/Shelf Unit:Renew 530Mm | FM2 - Shelf Unit:Renew 530Mm, unit of measure NO | FM2-IJ070703 | Y | Y | Y | Y | Y
M3NHFScheduleOfRatesCode | FM2/Shelf Unit:Renew 900Mm | FM2 - Shelf Unit:Renew 900Mm, unit of measure NO | FM2-IJ070705 | Y | Y | Y | Y | Y
M3NHFScheduleOfRatesCode | FM2/Shelf Unit:Renew 1400Mm 250Mm Wide | FM2 - Shelf Unit:Renew 1400Mm 250Mm Wide, unit of measure NO | FM2-IJ070707 | Y | Y | Y | Y | Y
M3NHFScheduleOfRatesCode | FM2/Shelf Unit:Renew 1400Mm 450Mm Wide | FM2 - Shelf Unit:Renew 1400Mm 450Mm Wide, unit of measure NO | FM2-IJ070709 | Y | Y | Y | Y | Y
M3NHFScheduleOfRatesCode | FM2/Shelf Unit:Renew 3 Shelf | FM2 - Shelf Unit:Renew 3 Shelf, unit of measure NO | FM2-IJ070711 | Y | Y | Y | Y | Y
M3NHFScheduleOfRatesCode | FM2/Cubicles:Renew Line Of 2 Cubicles | FM2 - Cubicles:Renew Line Of 2 Cubicles, unit of measure NO | FM2-IJ070801 | Y | Y | Y | Y | Y
M3NHFScheduleOfRatesCode | FM2/Cubicles:Renew Line Of 3 Cubicles | FM2 - Cubicles:Renew Line Of 3 Cubicles, unit of measure NO | FM2-IJ070803 | Y | Y | Y | Y | Y
M3NHFScheduleOfRatesCode | FM2/Cubicle:Renew 1 Cubicle | FM2 - Cubicle:Renew 1 Cubicle, unit of measure NO | FM2-IJ070805 | Y | Y | Y | Y | Y
M3NHFScheduleOfRatesCode | FM2/Cubicle:Renew 1 Disability Cubicle | FM2 - Cubicle:Renew 1 Disability Cubicle, unit of measure NO | FM2-IJ070807 | Y | Y | Y | Y | Y
M3NHFScheduleOfRatesCode | FM2/Cubicle:Renew Door | FM2 - Cubicle:Renew Door, unit of measure NO | FM2-IJ070808 | Y | Y | Y | Y
M3NHFScheduleOfRatesCode | FM2/Cubicle:Renew Division Panel | FM2 - Cubicle:Renew Division Panel, unit of measure NO | FM2-IJ070809 | Y | Y | Y | Y | Y
M3NHFScheduleOfRatesCode | FM2/Cubicle:Renew Side Panel | FM2 - Cubicle:Renew Side Panel, unit of measure NO | FM2-IJ070811 | Y | Y | Y | Y | Y
M3NHFScheduleOfRatesCode | FM2/Cubicle:Overhaul Door | FM2 - Cubicle:Overhaul Door, unit of measure NO | FM2-IJ070813 | Y | Y | Y
M3NHFScheduleOfRatesCode | FM2/Cubicle:Overhaul Division Or Side Panel | FM2 - Cubicle:Overhaul Division Or Side Panel, unit of measure NO | FM2-IJ070815 | Y | Y | Y
M3NHFScheduleOfRatesCode | FM2/Skirting:Renew Softwood Skirting | FM2 - Skirting:Renew Softwood Skirting, unit of measure LM | FM2-IJ080101 | Y | Y | Y | Y | Y
M3NHFScheduleOfRatesCode | FM2/Skirting:Renew Hardwood Skirting | FM2 - Skirting:Renew Hardwood Skirting, unit of measure LM | FM2-IJ080103 | Y | Y | Y | Y | Y
M3NHFScheduleOfRatesCode | FM2/Skirting:Take Off And Refix | FM2 - Skirting:Take Off And Refix, unit of measure LM | FM2-IJ080105 | Y | Y | Y | Y | Y
M3NHFScheduleOfRatesCode | FM2/Rail:Take Off Existing And Make Good | FM2 - Rail:Take Off Existing And Make Good, unit of measure LM | FM2-IJ080201 | Y | Y | Y | Y | Y
M3NHFScheduleOfRatesCode | FM2/Architrave:Renew Softwood | FM2 - Architrave:Renew Softwood, unit of measure LM | FM2-IJ080301 | Y | Y | Y | Y | Y
M3NHFScheduleOfRatesCode | FM2/Architrave:Renew Hardwood | FM2 - Architrave:Renew Hardwood, unit of measure LM | FM2-IJ080303 | Y | Y | Y | Y | Y
M3NHFScheduleOfRatesCode | FM2/Architrave:Refix Any Loose | FM2 - Architrave:Refix Any Loose, unit of measure IT | FM2-IJ080305 | Y | Y | Y | Y | Y
M3NHFScheduleOfRatesCode | FM2/Architrave:Renew Hw Set To One Side Of Door | FM2 - Architrave:Renew Hw Set To One Side Of Door, unit of measure IT | FM2-IJ080307 | Y
M3NHFScheduleOfRatesCode | FM2/Architrave:Renew Hw Leg Or Head One Side | FM2 - Architrave:Renew Hw Leg Or Head One Side, unit of measure IT | FM2-IJ080309 | Y
M3NHFScheduleOfRatesCode | FM2/Threshold:Renew To Door Opening | FM2 - Threshold:Renew To Door Opening, unit of measure IT | FM2-IJ080401 | Y | Y | Y | Y | Y
M3NHFScheduleOfRatesCode | FM2/Threshold:Resecure Loose | FM2 - Threshold:Resecure Loose, unit of measure IT | FM2-IJ080403 | Y | Y | Y | Y | Y
M3NHFScheduleOfRatesCode | FM2/Threshold:Remove For Access | FM2 - Threshold:Remove For Access, unit of measure NO | FM2-IJ080405 | Y | Y | Y | Y | Y
M3NHFScheduleOfRatesCode | FM2/Threshold:Form Ramp For Wheelchair | FM2 - Threshold:Form Ramp For Wheelchair, unit of measure IT | FM2-IJ080407 | Y | Y | Y | Y | Y
M3NHFScheduleOfRatesCode | FM2/Shelving:Renew Wrot Softwood Bearers | FM2 - Shelving:Renew Wrot Softwood Bearers, unit of measure LM | FM2-IJ080501 | Y | Y | Y | Y | Y
M3NHFScheduleOfRatesCode | FM2/Shelving:Renew Slatted Complete | FM2 - Shelving:Renew Slatted Complete, unit of measure SM | FM2-IJ080503 | Y | Y | Y | Y | Y
M3NHFScheduleOfRatesCode | FM2/Shelving:Refix Slatted Complete | FM2 - Shelving:Refix Slatted Complete, unit of measure SM | FM2-IJ080504 | Y
M3NHFScheduleOfRatesCode | FM2/Shelving:Melamine Faced Ne 300Mm | FM2 - Shelving:Melamine Faced Ne 300Mm, unit of measure LM | FM2-IJ080505 | Y | Y | Y | Y | Y
M3NHFScheduleOfRatesCode | FM2/Shelving:12Mm Plywood Hardwood Edged Ne 300Mm | FM2 - Shelving:12Mm Plywood Hardwood Edged Ne 300Mm, unit of measure LM | FM2-IJ080507 | Y | Y | Y | Y | Y
M3NHFScheduleOfRatesCode | FM2/Shelving:18Mm Blockboard Hardwood Edged Ne 300Mm | FM2 - Shelving:18Mm Blockboard Hardwood Edged Ne 300Mm, unit of measure LM | FM2-IJ080509 | Y | Y | Y | Y | Y
M3NHFScheduleOfRatesCode | FM2/Windowboard:Renew Softwood | FM2 - Windowboard:Renew Softwood, unit of measure LM | FM2-IJ080601 | Y | Y | Y | Y | Y
M3NHFScheduleOfRatesCode | FM2/Windowboard:Renew Mdf | FM2 - Windowboard:Renew Mdf, unit of measure LM | FM2-IJ080603 | Y | Y | Y | Y | Y
M3NHFScheduleOfRatesCode | FM2/Windowboard:Renew Hardwood | FM2 - Windowboard:Renew Hardwood, unit of measure LM | FM2-IJ080605 | Y | Y | Y | Y | Y
M3NHFScheduleOfRatesCode | FM2/Windowboard:Renew Pvcu | FM2 - Windowboard:Renew Pvcu, unit of measure LM | FM2-IJ080607 | Y | Y | Y | Y | Y
M3NHFScheduleOfRatesCode | FM2/Fillet:Provide Pvcu Cover | FM2 - Fillet:Provide Pvcu Cover, unit of measure LM | FM2-IJ080609 | Y | Y | Y | Y | Y
M3NHFScheduleOfRatesCode | FM2/Windowboard:Refix Loose | FM2 - Windowboard:Refix Loose, unit of measure NO | FM2-IJ080611 | Y | Y | Y | Y | Y
M3NHFScheduleOfRatesCode | FM2/Duct:Renew 6Mm Plywood Casing Side Ne 300Mm | FM2 - Duct:Renew 6Mm Plywood Casing Side Ne 300Mm, unit of measure LM | FM2-IJ080701 | Y | Y | Y | Y | Y
M3NHFScheduleOfRatesCode | FM2/Duct:Renew 12Mm Plywood Casing Side Ne 300Mm | FM2 - Duct:Renew 12Mm Plywood Casing Side Ne 300Mm, unit of measure LM | FM2-IJ080702 | Y
M3NHFScheduleOfRatesCode | FM2/Duct:Renew 6Mm Plywood Sided Casing Over 300Mm | FM2 - Duct:Renew 6Mm Plywood Sided Casing Over 300Mm, unit of measure SM | FM2-IJ080703 | Y | Y | Y | Y | Y
M3NHFScheduleOfRatesCode | FM2/Duct:Renew 12Mm Plywood Sided Casing Over 300Mm | FM2 - Duct:Renew 12Mm Plywood Sided Casing Over 300Mm, unit of measure SM | FM2-IJ080704 | Y
M3NHFScheduleOfRatesCode | FM2/Duct:Renew 6Mm Plywood Sided Casing Ne 450Mm | FM2 - Duct:Renew 6Mm Plywood Sided Casing Ne 450Mm, unit of measure LM | FM2-IJ080705 | Y | Y | Y | Y | Y
M3NHFScheduleOfRatesCode | FM2/Duct:Renew Plasterboard Casing Ne 300Mm | FM2 - Duct:Renew Plasterboard Casing Ne 300Mm, unit of measure LM | FM2-IJ080707 | Y | Y | Y | Y | Y
M3NHFScheduleOfRatesCode | FM2/Duct:Renew Plasterboard Casing Over 300Mm | FM2 - Duct:Renew Plasterboard Casing Over 300Mm, unit of measure SM | FM2-IJ080709 | Y | Y | Y | Y | Y
M3NHFScheduleOfRatesCode | FM2/Duct:Renew Plasterboard Sided Ne 450Mm | FM2 - Duct:Renew Plasterboard Sided Ne 450Mm, unit of measure LM | FM2-IJ080711 | Y | Y | Y | Y | Y
M3NHFScheduleOfRatesCode | FM2/Duct:Renew Hardboard Duct Casing Ne 300Mm | FM2 - Duct:Renew Hardboard Duct Casing Ne 300Mm, unit of measure LM | FM2-IJ080713 | Y | Y | Y | Y | Y
M3NHFScheduleOfRatesCode | FM2/Duct:Renew Hardboard Duct Casing Over 300Mm | FM2 - Duct:Renew Hardboard Duct Casing Over 300Mm, unit of measure SM | FM2-IJ080715 | Y | Y | Y | Y | Y
M3NHFScheduleOfRatesCode | FM2/Duct:Renew Hardboard Sided Casing - 450Mm | FM2 - Duct:Renew Hardboard Sided Casing - 450Mm, unit of measure LM | FM2-IJ080717 | Y | Y | Y | Y | Y
M3NHFScheduleOfRatesCode | FM2/Duct:Renew Veneered Plywood Duct Casing Ne 300Mm | FM2 - Duct:Renew Veneered Plywood Duct Casing Ne 300Mm, unit of measure LM | FM2-IJ080719 | Y | Y | Y | Y | Y
M3NHFScheduleOfRatesCode | FM2/Duct:Renew Veneered Plywood Duct Casing Over 300Mm | FM2 - Duct:Renew Veneered Plywood Duct Casing Over 300Mm, unit of measure SM | FM2-IJ080721 | Y | Y | Y | Y | Y
M3NHFScheduleOfRatesCode | FM2/Duct:Renew Veneered Plywood Sided Casing - 450Mm | FM2 - Duct:Renew Veneered Plywood Sided Casing - 450Mm, unit of measure LM | FM2-IJ080723 | Y | Y | Y | Y | Y
M3NHFScheduleOfRatesCode | FM2/Duct:Renew Acrylic Duct Casing Ne 300Mm | FM2 - Duct:Renew Acrylic Duct Casing Ne 300Mm, unit of measure LM | FM2-IJ080725 | Y | Y | Y | Y | Y
M3NHFScheduleOfRatesCode | FM2/Duct:Renew Acrylic Plywood Duct Casing Over 300Mm | FM2 - Duct:Renew Acrylic Plywood Duct Casing Over 300Mm, unit of measure SM | FM2-IJ080727 | Y | Y | Y | Y | Y
M3NHFScheduleOfRatesCode | FM2/Duct:Renew Acrylic Sided Casing - 450Mm | FM2 - Duct:Renew Acrylic Sided Casing - 450Mm, unit of measure LM | FM2-IJ080729 | Y | Y | Y | Y | Y
M3NHFScheduleOfRatesCode | FM2/Duct:Renew Wet Acrylic Duct Casing Ne 300Mm | FM2 - Duct:Renew Wet Acrylic Duct Casing Ne 300Mm, unit of measure LM | FM2-IJ080731 | Y | Y | Y | Y | Y
M3NHFScheduleOfRatesCode | FM2/Duct:Renew Wet Acrylic Plywood Duct Casing 300Mm | FM2 - Duct:Renew Wet Acrylic Plywood Duct Casing 300Mm, unit of measure SM | FM2-IJ080733 | Y | Y | Y | Y | Y
M3NHFScheduleOfRatesCode | FM2/Duct:Renew Wet Acrylic Sided Casing - 450Mm | FM2 - Duct:Renew Wet Acrylic Sided Casing - 450Mm, unit of measure LM | FM2-IJ080735 | Y | Y | Y | Y | Y
M3NHFScheduleOfRatesCode | FM2/Client Inspection:Remove And Refix Duct Casing | FM2 - Client Inspection:Remove And Refix Duct Casing, unit of measure LM | FM2-IJ080737 | Y | Y | Y | Y | Y
M3NHFScheduleOfRatesCode | FM2/Duct:Remove Ducting And Dispose | FM2 - Duct:Remove Ducting And Dispose, unit of measure NO | FM2-IJ080739 | Y
M3NHFScheduleOfRatesCode | FM2/Duct:Form Access Panel In Existing - Ply Ne 1Sm | FM2 - Duct:Form Access Panel In Existing - Ply Ne 1Sm, unit of measure IT | FM2-IJ080801 | Y | Y | Y | Y | Y
M3NHFScheduleOfRatesCode | FM2/Duct:Form Access Panel In Existing - Ply Over 1Sm | FM2 - Duct:Form Access Panel In Existing - Ply Over 1Sm, unit of measure SM | FM2-IJ080803 | Y | Y | Y | Y | Y
M3NHFScheduleOfRatesCode | FM2/Duct:Form Access Panel In Existing - Pbd Ne 1Sm | FM2 - Duct:Form Access Panel In Existing - Pbd Ne 1Sm, unit of measure IT | FM2-IJ080805 | Y | Y | Y | Y | Y
M3NHFScheduleOfRatesCode | FM2/Duct:Form Access Panel In Existing - Pbd Over 1Sm | FM2 - Duct:Form Access Panel In Existing - Pbd Over 1Sm, unit of measure SM | FM2-IJ080807 | Y | Y | Y | Y | Y
M3NHFScheduleOfRatesCode | FM2/Duct:Form Access Panel In Existing - Hdbd Ne 1Sm | FM2 - Duct:Form Access Panel In Existing - Hdbd Ne 1Sm, unit of measure IT | FM2-IJ080809 | Y | Y | Y | Y | Y
M3NHFScheduleOfRatesCode | FM2/Duct:Form Access Panel In Existing - Hdbd Over 1Sm | FM2 - Duct:Form Access Panel In Existing - Hdbd Over 1Sm, unit of measure SM | FM2-IJ080811 | Y | Y | Y | Y | Y
M3NHFScheduleOfRatesCode | FM2/Duct:Form Access Panel In Existing - Hw Ne 1Sm | FM2 - Duct:Form Access Panel In Existing - Hw Ne 1Sm, unit of measure IT | FM2-IJ080813 | Y | Y | Y | Y | Y
M3NHFScheduleOfRatesCode | FM2/Duct:Form Access Panel In Existing - Hw Over 1Sm | FM2 - Duct:Form Access Panel In Existing - Hw Over 1Sm, unit of measure SM | FM2-IJ080815 | Y | Y | Y | Y | Y
M3NHFScheduleOfRatesCode | FM2/Bath Panel:Renew Hardboard Side And Framing | FM2 - Bath Panel:Renew Hardboard Side And Framing, unit of measure IT | FM2-IJ080901 | Y | Y | Y | Y | Y
M3NHFScheduleOfRatesCode | FM2/Bath Panel:Renew Hardboard End And Framing | FM2 - Bath Panel:Renew Hardboard End And Framing, unit of measure IT | FM2-IJ080903 | Y | Y | Y | Y | Y
M3NHFScheduleOfRatesCode | FM2/Bath Panel:Renew Hardboard Side End And Framing | FM2 - Bath Panel:Renew Hardboard Side End And Framing, unit of measure IT | FM2-IJ080905 | Y | Y | Y | Y | Y
M3NHFScheduleOfRatesCode | FM2/Bath Panel:Renew Hardboard Side Existing Framing | FM2 - Bath Panel:Renew Hardboard Side Existing Framing, unit of measure IT | FM2-IJ080907 | Y | Y | Y | Y | Y
M3NHFScheduleOfRatesCode | FM2/Bath Panel:Renew Hardboard End Existing Framing | FM2 - Bath Panel:Renew Hardboard End Existing Framing, unit of measure IT | FM2-IJ080909 | Y | Y | Y | Y | Y
M3NHFScheduleOfRatesCode | FM2/Bath Panel:Renew Hardbd Side End Existing Framing | FM2 - Bath Panel:Renew Hardbd Side End Existing Framing, unit of measure IT | FM2-IJ080911 | Y | Y | Y | Y | Y
M3NHFScheduleOfRatesCode | FM2/Bath Panel:Renew Acrylic Side | FM2 - Bath Panel:Renew Acrylic Side, unit of measure IT | FM2-IJ080913 | Y | Y | Y | Y | Y
M3NHFScheduleOfRatesCode | FM2/Bath Panel:Renew Acrylic End | FM2 - Bath Panel:Renew Acrylic End, unit of measure IT | FM2-IJ080915 | Y | Y | Y | Y | Y
M3NHFScheduleOfRatesCode | FM2/Path Panel:Renew Acrylic Side And End | FM2 - Path Panel:Renew Acrylic Side And End, unit of measure IT | FM2-IJ080917 | Y | Y | Y | Y | Y
M3NHFScheduleOfRatesCode | FM2/Bath Panel:Remove And Refix Any Type | FM2 - Bath Panel:Remove And Refix Any Type, unit of measure NO | FM2-IJ080919 | Y | Y | Y | Y | Y
M3NHFScheduleOfRatesCode | FM2/Hinges:Renew 63Mm Stormproof | FM2 - Hinges:Renew 63Mm Stormproof, unit of measure PR | FM2-IJ090101 | Y | Y | Y | Y | Y
M3NHFScheduleOfRatesCode | FM2/Hinges:Renew Pair Of Friction Pivots | FM2 - Hinges:Renew Pair Of Friction Pivots, unit of measure PR | FM2-IJ090103 | Y | Y | Y | Y | Y
M3NHFScheduleOfRatesCode | FM2/Hinges:Renew Steel Butt Hinges | FM2 - Hinges:Renew Steel Butt Hinges, unit of measure IT | FM2-IJ090105 | Y | Y | Y | Y | Y
M3NHFScheduleOfRatesCode | FM2/Hinges:Renew Brass Butt Hinges | FM2 - Hinges:Renew Brass Butt Hinges, unit of measure IT | FM2-IJ090107 | Y | Y | Y | Y | Y
M3NHFScheduleOfRatesCode | FM2/Hinges:Renew Pair Tee Hinges | FM2 - Hinges:Renew Pair Tee Hinges, unit of measure PR | FM2-IJ090109 | Y | Y | Y | Y | Y
M3NHFScheduleOfRatesCode | FM2/Hinges:Renew Pair Of 50Mm Butt Hinges | FM2 - Hinges:Renew Pair Of 50Mm Butt Hinges, unit of measure PR | FM2-IJ090111 | Y | Y | Y | Y | Y
M3NHFScheduleOfRatesCode | FM2/Fastener:Renew Any Type Of Sash Fastener | FM2 - Fastener:Renew Any Type Of Sash Fastener, unit of measure NO | FM2-IJ090201 | Y | Y | Y | Y | Y
M3NHFScheduleOfRatesCode | FM2/Lift:Renew Sash Lift | FM2 - Lift:Renew Sash Lift, unit of measure NO | FM2-IJ090203 | Y | Y | Y | Y | Y
M3NHFScheduleOfRatesCode | FM2/Bolt:Renew Sash Bolt | FM2 - Bolt:Renew Sash Bolt, unit of measure NO | FM2-IJ090205 | Y | Y | Y | Y | Y
M3NHFScheduleOfRatesCode | FM2/Lock:Renew Pair Of Sash Locks | FM2 - Lock:Renew Pair Of Sash Locks, unit of measure PR | FM2-IJ090207 | Y | Y | Y | Y | Y
M3NHFScheduleOfRatesCode | FM2/Sash Pins:Renew Pair Sash Pins | FM2 - Sash Pins:Renew Pair Sash Pins, unit of measure PR | FM2-IJ090209 | Y | Y | Y | Y | Y
M3NHFScheduleOfRatesCode | FM2/Window:Relocate Any Window Fitting | FM2 - Window:Relocate Any Window Fitting, unit of measure NO | FM2-IJ090301 | Y | Y | Y | Y | Y
M3NHFScheduleOfRatesCode | FM2/Window:Replace With Extended Arm Stay | FM2 - Window:Replace With Extended Arm Stay, unit of measure NO | FM2-IJ090303 | Y | Y | Y | Y | Y
M3NHFScheduleOfRatesCode | FM2/Window:Supply And Fix Teleflex Gear | FM2 - Window:Supply And Fix Teleflex Gear, unit of measure NO | FM2-IJ090305 | Y | Y | Y | Y | Y
M3NHFScheduleOfRatesCode | FM2/Window:Supply And Fix Chain Drive Handle | FM2 - Window:Supply And Fix Chain Drive Handle, unit of measure NO | FM2-IJ090307 | Y | Y | Y | Y | Y
M3NHFScheduleOfRatesCode | FM2/Closer:Renew Light Duty Overhead/Door Restrictor | FM2 - Closer:Renew Light Duty Overhead/Door Restrictor, unit of measure NO | FM2-IJ090401 | Y | Y | Y | Y | Y
M3NHFScheduleOfRatesCode | FM2/Closer:Renew Heavy Duty Overhead | FM2 - Closer:Renew Heavy Duty Overhead, unit of measure NO | FM2-IJ090403 | Y | Y | Y | Y | Y
M3NHFScheduleOfRatesCode | FM2/Closer:Renew Or Supply Perko Type | FM2 - Closer:Renew Or Supply Perko Type, unit of measure NO | FM2-IJ090405 | Y | Y | Y | Y | Y
M3NHFScheduleOfRatesCode | FM2/Closer:Renew Or Supply And Fix Gibralter Type | FM2 - Closer:Renew Or Supply And Fix Gibralter Type, unit of measure NO | FM2-IJ090407 | Y | Y | Y | Y | Y
M3NHFScheduleOfRatesCode | FM2/Closer:Ease And Adjust Any Type | FM2 - Closer:Ease And Adjust Any Type, unit of measure NO | FM2-IJ090409 | Y | Y | Y | Y | Y
M3NHFScheduleOfRatesCode | FM2/Door Closer:Renew Acrylic Light | FM2 - Door Closer:Renew Acrylic Light, unit of measure NO | FM2-IJ090411 | Y | Y | Y | Y | Y
M3NHFScheduleOfRatesCode | FM2/Door Closer:Renew Acrylic Heavy | FM2 - Door Closer:Renew Acrylic Heavy, unit of measure NO | FM2-IJ090413 | Y | Y | Y | Y | Y
M3NHFScheduleOfRatesCode | FM2/Door Selector:Renew Acrylic | FM2 - Door Selector:Renew Acrylic, unit of measure NO | FM2-IJ090501 | Y | Y | Y | Y | Y
M3NHFScheduleOfRatesCode | FM2/Door Selector:Renew Saa | FM2 - Door Selector:Renew Saa, unit of measure NO | FM2-IJ090503 | Y | Y | Y
M3NHFScheduleOfRatesCode | FM2/Door Selector:Overhaul | FM2 - Door Selector:Overhaul, unit of measure NO | FM2-IJ090505 | Y | Y | Y
M3NHFScheduleOfRatesCode | FM2/Floor Spring:Renew Single Action | FM2 - Floor Spring:Renew Single Action, unit of measure NO | FM2-IJ090601 | Y | Y | Y | Y | Y
M3NHFScheduleOfRatesCode | FM2/Floor Spring:Renew Double Action | FM2 - Floor Spring:Renew Double Action, unit of measure NO | FM2-IJ090603 | Y | Y | Y | Y | Y
M3NHFScheduleOfRatesCode | FM2/Floor Spring:Overhaul | FM2 - Floor Spring:Overhaul, unit of measure NO | FM2-IJ090605 | Y | Y | Y | Y | Y
M3NHFScheduleOfRatesCode | FM2/Sliding Door Gear:Repair | FM2 - Sliding Door Gear:Repair, unit of measure NO | FM2-IJ090701 | Y | Y | Y | Y | Y
M3NHFScheduleOfRatesCode | FM2/Sliding Door Gear:Renew | FM2 - Sliding Door Gear:Renew, unit of measure NO | FM2-IJ090703 | Y | Y | Y | Y | Y
M3NHFScheduleOfRatesCode | FM2/Rimlock:Renew Complete | FM2 - Rimlock:Renew Complete, unit of measure NO | FM2-IJ090801 | Y | Y | Y | Y | Y
M3NHFScheduleOfRatesCode | FM2/Lock:Renew Mortice Complete | FM2 - Lock:Renew Mortice Complete, unit of measure NO | FM2-IJ090803 | Y | Y | Y | Y | Y
M3NHFScheduleOfRatesCode | FM2/Lock:Renew Mortice Deadlock | FM2 - Lock:Renew Mortice Deadlock, unit of measure NO | FM2-IJ090805 | Y | Y | Y | Y | Y
M3NHFScheduleOfRatesCode | FM2/Lock:Renew 5L Mortice Complete | FM2 - Lock:Renew 5L Mortice Complete, unit of measure NO | FM2-IJ090807 | Y | Y | Y | Y | Y
M3NHFScheduleOfRatesCode | FM2/Lock:Renew 5L Mortice Deadlock | FM2 - Lock:Renew 5L Mortice Deadlock, unit of measure NO | FM2-IJ090809 | Y | Y | Y | Y | Y
M3NHFScheduleOfRatesCode | FM2/Lock:Renew With 5L Mortice | FM2 - Lock:Renew With 5L Mortice, unit of measure NO | FM2-IJ090811 | Y | Y | Y | Y | Y
M3NHFScheduleOfRatesCode | FM2/Door:Renew Multipoint Lock | FM2 - Door:Renew Multipoint Lock, unit of measure NO | FM2-IJ090813 | Y | Y | Y | Y | Y
M3NHFScheduleOfRatesCode | FM2/Lock:Renew Eurolock Complete | FM2 - Lock:Renew Eurolock Complete, unit of measure NO | FM2-IJ090815 | Y | Y | Y | Y | Y
M3NHFScheduleOfRatesCode | FM2/Lock:Renew Eurolock Cylinder | FM2 - Lock:Renew Eurolock Cylinder, unit of measure NO | FM2-IJ090817 | Y | Y | Y | Y | Y
M3NHFScheduleOfRatesCode | FM2/Lock:Supply Thumb-Turn Type Lock | FM2 - Lock:Supply Thumb-Turn Type Lock, unit of measure NO | FM2-IJ090819 | Y | Y | Y | Y | Y
M3NHFScheduleOfRatesCode | FM2/Lock:Overhaul Any Lock Complete | FM2 - Lock:Overhaul Any Lock Complete, unit of measure NO | FM2-IJ090821 | Y | Y | Y | Y | Y
M3NHFScheduleOfRatesCode | FM2/Lock:Renew Patio Door Lock Complete | FM2 - Lock:Renew Patio Door Lock Complete, unit of measure NO | FM2-IJ090823 | Y | Y | Y | Y | Y
M3NHFScheduleOfRatesCode | FM2/Lock:Renew Digital Complete | FM2 - Lock:Renew Digital Complete, unit of measure NO | FM2-IJ090825 | Y | Y | Y | Y | Y
M3NHFScheduleOfRatesCode | FM2/Latch:Renew Mortice Latch Complete | FM2 - Latch:Renew Mortice Latch Complete, unit of measure NO | FM2-IJ090901 | Y | Y | Y | Y | Y
M3NHFScheduleOfRatesCode | FM2/Latch:Renew Mortice Latch Only | FM2 - Latch:Renew Mortice Latch Only, unit of measure NO | FM2-IJ090902 | Y
M3NHFScheduleOfRatesCode | FM2/Latch:Overhaul Latch And Furniture | FM2 - Latch:Overhaul Latch And Furniture, unit of measure NO | FM2-IJ090903 | Y | Y | Y | Y | Y
M3NHFScheduleOfRatesCode | FM2/Nightlatch:Renew Complete | FM2 - Nightlatch:Renew Complete, unit of measure NO | FM2-IJ091001 | Y | Y | Y | Y | Y
M3NHFScheduleOfRatesCode | FM2/Nightlatch:Renew Cylinder Barrel | FM2 - Nightlatch:Renew Cylinder Barrel, unit of measure NO | FM2-IJ091003 | Y | Y | Y | Y | Y
M3NHFScheduleOfRatesCode | FM2/Nightlatch:Renew Suited Cylinder Barrel | FM2 - Nightlatch:Renew Suited Cylinder Barrel, unit of measure NO | FM2-IJ091005 | Y | Y | Y | Y | Y
M3NHFScheduleOfRatesCode | FM2/Nightlatch:Overhaul Complete | FM2 - Nightlatch:Overhaul Complete, unit of measure NO | FM2-IJ091007 | Y | Y | Y | Y | Y
M3NHFScheduleOfRatesCode | FM2/Nightlatch:Renew Pull | FM2 - Nightlatch:Renew Pull, unit of measure NO | FM2-IJ091009 | Y | Y | Y | Y | Y
M3NHFScheduleOfRatesCode | FM2/Lock:Renew With Keypad Type - Domestic Standard | FM2 - Lock:Renew With Keypad Type - Domestic Standard, unit of measure NO | FM2-IJ091011 | Y | Y | Y
M3NHFScheduleOfRatesCode | FM2/Lock:Renew With Keypad Type - Heavy Duty | FM2 - Lock:Renew With Keypad Type - Heavy Duty, unit of measure NO | FM2-IJ091013 | Y | Y | Y
M3NHFScheduleOfRatesCode | FM2/Catch:Renew Catch And Keep | FM2 - Catch:Renew Catch And Keep, unit of measure NO | FM2-IJ091101 | Y | Y | Y | Y | Y
M3NHFScheduleOfRatesCode | FM2/Cupboard:Renew 50Mm Brass Lock | FM2 - Cupboard:Renew 50Mm Brass Lock, unit of measure NO | FM2-IJ091103 | Y | Y | Y | Y | Y
M3NHFScheduleOfRatesCode | FM2/Cupboard:Renew Door Catch | FM2 - Cupboard:Renew Door Catch, unit of measure NO | FM2-IJ091105 | Y | Y | Y | Y | Y
M3NHFScheduleOfRatesCode | FM2/Cupboard:Renew Catch Keep | FM2 - Cupboard:Renew Catch Keep, unit of measure NO | FM2-IJ091107 | Y | Y | Y | Y | Y
M3NHFScheduleOfRatesCode | FM2/Bolt:Renew Ne 250Mm Padbolt | FM2 - Bolt:Renew Ne 250Mm Padbolt, unit of measure NO | FM2-IJ091201 | Y | Y | Y | Y | Y
M3NHFScheduleOfRatesCode | FM2/Bolt:Renew 200Mm Tower Bolt | FM2 - Bolt:Renew 200Mm Tower Bolt, unit of measure NO | FM2-IJ091203 | Y | Y | Y | Y | Y
M3NHFScheduleOfRatesCode | FM2/Bolt:Renew Ne 150Mm Barrel Bolt | FM2 - Bolt:Renew Ne 150Mm Barrel Bolt, unit of measure NO | FM2-IJ091205 | Y | Y | Y | Y | Y
M3NHFScheduleOfRatesCode | FM2/Bolt:Renew Indicator Bolt | FM2 - Bolt:Renew Indicator Bolt, unit of measure NO | FM2-IJ091207 | Y | Y | Y | Y | Y
M3NHFScheduleOfRatesCode | FM2/Bolt:Renew Mortice Security Bolt | FM2 - Bolt:Renew Mortice Security Bolt, unit of measure NO | FM2-IJ091209 | Y | Y | Y | Y | Y
M3NHFScheduleOfRatesCode | FM2/Bolt:Renew Single Panic Bolt | FM2 - Bolt:Renew Single Panic Bolt, unit of measure NO | FM2-IJ091211 | Y | Y | Y | Y | Y
M3NHFScheduleOfRatesCode | FM2/Bolt:Renew Double Panic Bolt | FM2 - Bolt:Renew Double Panic Bolt, unit of measure NO | FM2-IJ091213 | Y | Y | Y | Y | Y
M3NHFScheduleOfRatesCode | FM2/Bolt:Renew Fire Security Bolt | FM2 - Bolt:Renew Fire Security Bolt, unit of measure NO | FM2-IJ091215 | Y | Y | Y | Y | Y
M3NHFScheduleOfRatesCode | FM2/Hasp:Renew With Padlock | FM2 - Hasp:Renew With Padlock, unit of measure NO | FM2-IJ091217 | Y | Y | Y | Y | Y
M3NHFScheduleOfRatesCode | FM2/Bolt:Renew Glass To Fire Security Bolt | FM2 - Bolt:Renew Glass To Fire Security Bolt, unit of measure NO | FM2-IJ091219 | Y | Y | Y | Y | Y
M3NHFScheduleOfRatesCode | FM2/Bolt And Keep:Remove Ease And Refix | FM2 - Bolt And Keep:Remove Ease And Refix, unit of measure NO | FM2-IJ091221 | Y | Y | Y | Y | Y
M3NHFScheduleOfRatesCode | FM2/Padlock:Renew Or Supply Padlock | FM2 - Padlock:Renew Or Supply Padlock, unit of measure NO | FM2-IJ091223 | Y | Y | Y | Y | Y
M3NHFScheduleOfRatesCode | FM2/Hasp:Renew With Staple | FM2 - Hasp:Renew With Staple, unit of measure NO | FM2-IJ091225 | Y | Y | Y | Y | Y
M3NHFScheduleOfRatesCode | FM2/Bolt:Renew Acrylic Single Panic | FM2 - Bolt:Renew Acrylic Single Panic, unit of measure NO | FM2-IJ091227 | Y | Y | Y | Y | Y
M3NHFScheduleOfRatesCode | FM2/Bolt:Renew Acrylic Double Panic | FM2 - Bolt:Renew Acrylic Double Panic, unit of measure NO | FM2-IJ091229 | Y | Y | Y | Y | Y
M3NHFScheduleOfRatesCode | FM2/Bolt:Overhaul Panic | FM2 - Bolt:Overhaul Panic, unit of measure NO | FM2-IJ091231 | Y | Y | Y
M3NHFScheduleOfRatesCode | FM2/Bolt:Overhaul Indicator | FM2 - Bolt:Overhaul Indicator, unit of measure NO | FM2-IJ091233 | Y | Y | Y
M3NHFScheduleOfRatesCode | FM2/Window Fitting:Renew Brass Casement Catch | FM2 - Window Fitting:Renew Brass Casement Catch, unit of measure NO | FM2-IJ091301 | Y | Y | Y | Y | Y
M3NHFScheduleOfRatesCode | FM2/Window Fitting:Renew Brass Stay And Fastener | FM2 - Window Fitting:Renew Brass Stay And Fastener, unit of measure NO | FM2-IJ091303 | Y | Y | Y | Y | Y
M3NHFScheduleOfRatesCode | FM2/Window Fitting:Renew Aa Casement Catch | FM2 - Window Fitting:Renew Aa Casement Catch, unit of measure NO | FM2-IJ091305 | Y | Y | Y | Y | Y
M3NHFScheduleOfRatesCode | FM2/Window Fitting:Renew Aa Stay And Fastener | FM2 - Window Fitting:Renew Aa Stay And Fastener, unit of measure NO | FM2-IJ091307 | Y | Y | Y | Y | Y
M3NHFScheduleOfRatesCode | FM2/Window Fitting:Renew Zinc Alloy Casement Catch | FM2 - Window Fitting:Renew Zinc Alloy Casement Catch, unit of measure NO | FM2-IJ091309 | Y | Y | Y | Y | Y
M3NHFScheduleOfRatesCode | FM2/Window Fitting:Renew Zinc Alloy Stay And Fastener | FM2 - Window Fitting:Renew Zinc Alloy Stay And Fastener, unit of measure NO | FM2-IJ091311 | Y | Y | Y | Y | Y
M3NHFScheduleOfRatesCode | FM2/Window Fitting:Renew Galvanised Safety Fastener | FM2 - Window Fitting:Renew Galvanised Safety Fastener, unit of measure NO | FM2-IJ091313 | Y | Y | Y | Y | Y
M3NHFScheduleOfRatesCode | FM2/Window Fitting:Renew Pivot Window Fastener | FM2 - Window Fitting:Renew Pivot Window Fastener, unit of measure NO | FM2-IJ091315 | Y | Y | Y | Y | Y
M3NHFScheduleOfRatesCode | FM2/Window Fitting:Renew Restrictor Stay | FM2 - Window Fitting:Renew Restrictor Stay, unit of measure NO | FM2-IJ091317 | Y | Y | Y | Y | Y
M3NHFScheduleOfRatesCode | FM2/Window Fitting:Renew Mortice Security Bolt | FM2 - Window Fitting:Renew Mortice Security Bolt, unit of measure NO | FM2-IJ091319 | Y | Y | Y | Y | Y
M3NHFScheduleOfRatesCode | FM2/Window Fitting:Renew With Lockable Type Stay | FM2 - Window Fitting:Renew With Lockable Type Stay, unit of measure NO | FM2-IJ091321 | Y | Y | Y | Y | Y
M3NHFScheduleOfRatesCode | FM2/Window Fitting:Renew Lockable Restrictor Stay | FM2 - Window Fitting:Renew Lockable Restrictor Stay, unit of measure NO | FM2-IJ091323 | Y | Y | Y | Y | Y
M3NHFScheduleOfRatesCode | FM2/Window Fitting:Renew Lockable Casement Catch | FM2 - Window Fitting:Renew Lockable Casement Catch, unit of measure NO | FM2-IJ091325 | Y | Y | Y | Y | Y
M3NHFScheduleOfRatesCode | FM2/Window Fitting:Refix Ease Adjust Any Type | FM2 - Window Fitting:Refix Ease Adjust Any Type, unit of measure NO | FM2-IJ091327 | Y | Y | Y | Y | Y
M3NHFScheduleOfRatesCode | FM2/Window Fitting:Provide New Keys | FM2 - Window Fitting:Provide New Keys, unit of measure NO | FM2-IJ091329 | Y | Y | Y | Y | Y
M3NHFScheduleOfRatesCode | FM2/Window Fitting:Refix Any Loose | FM2 - Window Fitting:Refix Any Loose, unit of measure NO | FM2-IJ091331 | Y
M3NHFScheduleOfRatesCode | FM2/Window Fitting:Renew Hinges Ease Adjust Steel | FM2 - Window Fitting:Renew Hinges Ease Adjust Steel, unit of measure NO | FM2-IJ091401 | Y | Y | Y | Y | Y
M3NHFScheduleOfRatesCode | FM2/Window Fitting:Renew Fastener Stay To Steel Sash | FM2 - Window Fitting:Renew Fastener Stay To Steel Sash, unit of measure NO | FM2-IJ091403 | Y | Y | Y | Y | Y
M3NHFScheduleOfRatesCode | FM2/Window Fittings:Renew Lock To Steel Sash | FM2 - Window Fittings:Renew Lock To Steel Sash, unit of measure NO | FM2-IJ091405 | Y | Y | Y | Y | Y
M3NHFScheduleOfRatesCode | FM2/Window Fitting:Renew Lockable Stay To Steel Sash | FM2 - Window Fitting:Renew Lockable Stay To Steel Sash, unit of measure NO | FM2-IJ091407 | Y | Y | Y | Y | Y
M3NHFScheduleOfRatesCode | FM2/Window Fitting:Renew Friction Stay To Alum Sash | FM2 - Window Fitting:Renew Friction Stay To Alum Sash, unit of measure NO | FM2-IJ091501 | Y | Y | Y | Y | Y
M3NHFScheduleOfRatesCode | FM2/Window Fitting:Renew Fastener Stay To Alum Sash | FM2 - Window Fitting:Renew Fastener Stay To Alum Sash, unit of measure NO | FM2-IJ091503 | Y | Y | Y | Y | Y
M3NHFScheduleOfRatesCode | FM2/Window Fitting:Repair, Ease, Adjust To Alum Sash | FM2 - Window Fitting:Repair, Ease, Adjust To Alum Sash, unit of measure NO | FM2-IJ091505 | Y | Y | Y | Y | Y
M3NHFScheduleOfRatesCode | FM2/Door Furniture:Renew Set Of Saa Lever Handles | FM2 - Door Furniture:Renew Set Of Saa Lever Handles, unit of measure NO | FM2-IJ091601 | Y | Y | Y | Y | Y
M3NHFScheduleOfRatesCode | FM2/Door Furniture:Renew Set Of Saa Knobs To Rimlock | FM2 - Door Furniture:Renew Set Of Saa Knobs To Rimlock, unit of measure NO | FM2-IJ091605 | Y | Y | Y | Y | Y
M3NHFScheduleOfRatesCode | FM2/Door Furniture:Renew Or Install Viewer | FM2 - Door Furniture:Renew Or Install Viewer, unit of measure NO | FM2-IJ091607 | Y | Y | Y | Y | Y
M3NHFScheduleOfRatesCode | FM2/Door Furniture:Renew 900X300Mm Saa Kicking Plate | FM2 - Door Furniture:Renew 900X300Mm Saa Kicking Plate, unit of measure NO | FM2-IJ091609 | Y | Y | Y | Y | Y
M3NHFScheduleOfRatesCode | FM2/Door Furniture:Renew 900X450Mm Saa Kicking Plate | FM2 - Door Furniture:Renew 900X450Mm Saa Kicking Plate, unit of measure NO | FM2-IJ091611 | Y | Y | Y | Y | Y
M3NHFScheduleOfRatesCode | FM2/Door Furniture:Renew 150Mm Saa Pull Handle | FM2 - Door Furniture:Renew 150Mm Saa Pull Handle, unit of measure NO | FM2-IJ091613 | Y | Y | Y | Y | Y
M3NHFScheduleOfRatesCode | FM2/Door Furniture:Renew 225Mm Saa Pull Handle | FM2 - Door Furniture:Renew 225Mm Saa Pull Handle, unit of measure NO | FM2-IJ091615 | Y | Y | Y | Y | Y
M3NHFScheduleOfRatesCode | FM2/Door Furniture:Renew 300Mm Saa Pull Handle | FM2 - Door Furniture:Renew 300Mm Saa Pull Handle, unit of measure NO | FM2-IJ091617 | Y | Y | Y | Y | Y
M3NHFScheduleOfRatesCode | FM2/Door Furniture:Renew 450Mm Saa Pull Handle | FM2 - Door Furniture:Renew 450Mm Saa Pull Handle, unit of measure NO | FM2-IJ091619 | Y | Y | Y | Y | Y
M3NHFScheduleOfRatesCode | FM2/Door Furniture:Renew 225X50Mm Saa Push Plate | FM2 - Door Furniture:Renew 225X50Mm Saa Push Plate, unit of measure NO | FM2-IJ091621 | Y | Y | Y | Y | Y
M3NHFScheduleOfRatesCode | FM2/Door Furniture:Renew 300X50Mm Saa Push Plate | FM2 - Door Furniture:Renew 300X50Mm Saa Push Plate, unit of measure NO | FM2-IJ091623 | Y | Y | Y | Y | Y
M3NHFScheduleOfRatesCode | FM2/Door Furniture:Renew 450X50Mm Saa Push Plate | FM2 - Door Furniture:Renew 450X50Mm Saa Push Plate, unit of measure NO | FM2-IJ091625 | Y | Y | Y | Y | Y
M3NHFScheduleOfRatesCode | FM2/Door Furniture:Renew 300Mm Saa Hd Combi Push Pull | FM2 - Door Furniture:Renew 300Mm Saa Hd Combi Push Pull, unit of measure NO | FM2-IJ091627 | Y | Y | Y | Y | Y
M3NHFScheduleOfRatesCode | FM2/Door Furniture:Renew 450Mm Saa Hd Combi Push Pull | FM2 - Door Furniture:Renew 450Mm Saa Hd Combi Push Pull, unit of measure NO | FM2-IJ091629 | Y | Y | Y | Y | Y
M3NHFScheduleOfRatesCode | FM2/Door Furniture:Renew Or Inst Bathrm Escutcheon Set | FM2 - Door Furniture:Renew Or Inst Bathrm Escutcheon Set, unit of measure NO | FM2-IJ091631 | Y | Y | Y | Y | Y
M3NHFScheduleOfRatesCode | FM2/Door Furniture:Renew Or Install Escutcheon Set | FM2 - Door Furniture:Renew Or Install Escutcheon Set, unit of measure NO | FM2-IJ091633 | Y | Y | Y | Y | Y
M3NHFScheduleOfRatesCode | FM2/Door Furniture:Renew Or Install Cabin Hook And Eye | FM2 - Door Furniture:Renew Or Install Cabin Hook And Eye, unit of measure NO | FM2-IJ091635 | Y
M3NHFScheduleOfRatesCode | FM2/Door Furniture:Renew Or Install Low Threshold | FM2 - Door Furniture:Renew Or Install Low Threshold, unit of measure NO | FM2-IJ091637 | Y
M3NHFScheduleOfRatesCode | FM2/Letterplate:Renew Or Supply Draught Excluder | FM2 - Letterplate:Renew Or Supply Draught Excluder, unit of measure NO | FM2-IJ091639 | Y
M3NHFScheduleOfRatesCode | FM2/Door Furniture:Renew Set Of Acrylic Lever Handles | FM2 - Door Furniture:Renew Set Of Acrylic Lever Handles, unit of measure NO | FM2-IJ091701 | Y | Y | Y | Y | Y
M3NHFScheduleOfRatesCode | FM2/Door Furniture:Renew Set Of Acrylic Knobs Rimlock | FM2 - Door Furniture:Renew Set Of Acrylic Knobs Rimlock, unit of measure NO | FM2-IJ091703 | Y | Y | Y | Y | Y
M3NHFScheduleOfRatesCode | FM2/Door Furniture:Renew Or Install Acrylic Viewer | FM2 - Door Furniture:Renew Or Install Acrylic Viewer, unit of measure NO | FM2-IJ091705 | Y | Y | Y | Y | Y
M3NHFScheduleOfRatesCode | FM2/Door Furniture:Renew 900X300Mm Acrylic Kick Plate | FM2 - Door Furniture:Renew 900X300Mm Acrylic Kick Plate, unit of measure NO | FM2-IJ091707 | Y | Y | Y | Y | Y
M3NHFScheduleOfRatesCode | FM2/Door Furniture:Renew 900X450Mm Acrylic Kick Plate | FM2 - Door Furniture:Renew 900X450Mm Acrylic Kick Plate, unit of measure NO | FM2-IJ091709 | Y | Y | Y | Y | Y
M3NHFScheduleOfRatesCode | FM2/Door Furniture:Renew 150Mm Acrylic Pull Handle | FM2 - Door Furniture:Renew 150Mm Acrylic Pull Handle, unit of measure NO | FM2-IJ091711 | Y | Y | Y | Y | Y
M3NHFScheduleOfRatesCode | FM2/Door Furniture:Renew 225Mm Acrylic Pull Handle | FM2 - Door Furniture:Renew 225Mm Acrylic Pull Handle, unit of measure NO | FM2-IJ091713 | Y | Y | Y | Y | Y
M3NHFScheduleOfRatesCode | FM2/Door Furniture:Renew 300Mm Acrylic Pull Handle | FM2 - Door Furniture:Renew 300Mm Acrylic Pull Handle, unit of measure NO | FM2-IJ091715 | Y | Y | Y | Y | Y
M3NHFScheduleOfRatesCode | FM2/Door Furniture:Renew 450Mm Acrylic Pull Handle | FM2 - Door Furniture:Renew 450Mm Acrylic Pull Handle, unit of measure NO | FM2-IJ091717 | Y | Y | Y | Y | Y
M3NHFScheduleOfRatesCode | FM2/Door Furniture:Renew 225X50Mm Acrylic Push Plate | FM2 - Door Furniture:Renew 225X50Mm Acrylic Push Plate, unit of measure NO | FM2-IJ091719 | Y | Y | Y | Y | Y
M3NHFScheduleOfRatesCode | FM2/Door Furniture:Renew 300X50Mm Acrylic Push Plate | FM2 - Door Furniture:Renew 300X50Mm Acrylic Push Plate, unit of measure NO | FM2-IJ091721 | Y | Y | Y | Y | Y
M3NHFScheduleOfRatesCode | FM2/Door Furniture:Renew 450X50Mm Acrylic Push Plate | FM2 - Door Furniture:Renew 450X50Mm Acrylic Push Plate, unit of measure NO | FM2-IJ091723 | Y | Y | Y | Y | Y
M3NHFScheduleOfRatesCode | FM2/Door Furniture:Renew Acrylic Bathroom Escutcheon | FM2 - Door Furniture:Renew Acrylic Bathroom Escutcheon, unit of measure NO | FM2-IJ091725 | Y | Y | Y | Y | Y
M3NHFScheduleOfRatesCode | FM2/Door Furniture:Renew Acrylic Escutcheon Set | FM2 - Door Furniture:Renew Acrylic Escutcheon Set, unit of measure NO | FM2-IJ091727 | Y | Y | Y | Y | Y
M3NHFScheduleOfRatesCode | FM2/Door Furniture:Refix Any Loose Fitting | FM2 - Door Furniture:Refix Any Loose Fitting, unit of measure NO | FM2-IJ091801 | Y | Y | Y | Y | Y
M3NHFScheduleOfRatesCode | FM2/Doors:Provide New Non-Suited Keys | FM2 - Doors:Provide New Non-Suited Keys, unit of measure NO | FM2-IJ091803 | Y | Y | Y | Y | Y
M3NHFScheduleOfRatesCode | FM2/Doors:Provide New Suited Keys | FM2 - Doors:Provide New Suited Keys, unit of measure NO | FM2-IJ091805 | Y | Y | Y | Y | Y
M3NHFScheduleOfRatesCode | FM2/Door Furniture:Renew Or Install Chain | FM2 - Door Furniture:Renew Or Install Chain, unit of measure NO | FM2-IJ091807 | Y | Y | Y | Y | Y
M3NHFScheduleOfRatesCode | FM2/Door:Supply And Fix Kicking Plate 300Mm | FM2 - Door:Supply And Fix Kicking Plate 300Mm, unit of measure NO | FM2-IJ091901 | Y | Y | Y | Y | Y
M3NHFScheduleOfRatesCode | FM2/Door:Supply And Fix Kicking Plate 450Mm | FM2 - Door:Supply And Fix Kicking Plate 450Mm, unit of measure NO | FM2-IJ091903 | Y | Y | Y | Y | Y
M3NHFScheduleOfRatesCode | FM2/Door:Replace Knobset With Lever Handles | FM2 - Door:Replace Knobset With Lever Handles, unit of measure IT | FM2-IJ091905 | Y | Y | Y | Y | Y
M3NHFScheduleOfRatesCode | FM2/Door Stop:Provide Rubber Stop | FM2 - Door Stop:Provide Rubber Stop, unit of measure NO | FM2-IJ092001 | Y | Y | Y | Y | Y
M3NHFScheduleOfRatesCode | FM2/Cupboard:Renew Cupboard Pull | FM2 - Cupboard:Renew Cupboard Pull, unit of measure NO | FM2-IJ092101 | Y | Y | Y | Y | Y
M3NHFScheduleOfRatesCode | FM2/Cupboard:Renew Pull Handle | FM2 - Cupboard:Renew Pull Handle, unit of measure NO | FM2-IJ092103 | Y | Y | Y | Y | Y
M3NHFScheduleOfRatesCode | FM2/Cupboard:Refix Pull Or Knob Handle | FM2 - Cupboard:Refix Pull Or Knob Handle, unit of measure NO | FM2-IJ092105 | Y | Y | Y | Y | Y
M3NHFScheduleOfRatesCode | FM2/Cupboard:Renew Knob | FM2 - Cupboard:Renew Knob, unit of measure NO | FM2-IJ092107 | Y | Y | Y | Y | Y
M3NHFScheduleOfRatesCode | FM2/Fire Sign:Supply To Door Saa | FM2 - Fire Sign:Supply To Door Saa, unit of measure NO | FM2-IJ092201 | Y | Y | Y | Y | Y
M3NHFScheduleOfRatesCode | FM2/Room Sign:Supply To Door Saa | FM2 - Room Sign:Supply To Door Saa, unit of measure NO | FM2-IJ092203 | Y | Y | Y | Y | Y
M3NHFScheduleOfRatesCode | FM2/Toilet Sign:Supply To Door Saa | FM2 - Toilet Sign:Supply To Door Saa, unit of measure NO | FM2-IJ092205 | Y | Y | Y | Y | Y
M3NHFScheduleOfRatesCode | FM2/No Smoking:Supply Sign To Door Saa | FM2 - No Smoking:Supply Sign To Door Saa, unit of measure NO | FM2-IJ092207 | Y | Y | Y | Y | Y
M3NHFScheduleOfRatesCode | FM2/Sign:Renew Any Ne 1Sm Saa | FM2 - Sign:Renew Any Ne 1Sm Saa, unit of measure NO | FM2-IJ092209 | Y | Y | Y | Y | Y
M3NHFScheduleOfRatesCode | FM2/Fire Sign:Renew To Door Acrylic | FM2 - Fire Sign:Renew To Door Acrylic, unit of measure NO | FM2-IJ092211 | Y | Y | Y | Y | Y
M3NHFScheduleOfRatesCode | FM2/Room Sign:Renew To Door Acrylic | FM2 - Room Sign:Renew To Door Acrylic, unit of measure NO | FM2-IJ092213 | Y | Y | Y | Y | Y
M3NHFScheduleOfRatesCode | FM2/Toilet Sign:Renew To Door Acrylic | FM2 - Toilet Sign:Renew To Door Acrylic, unit of measure NO | FM2-IJ092215 | Y | Y | Y | Y | Y
M3NHFScheduleOfRatesCode | FM2/No Smoking:Renew Sign To Door Acrylic | FM2 - No Smoking:Renew Sign To Door Acrylic, unit of measure NO | FM2-IJ092217 | Y | Y | Y | Y | Y
M3NHFScheduleOfRatesCode | FM2/Sign:Renew Any Ne 1Sm Acrylic | FM2 - Sign:Renew Any Ne 1Sm Acrylic, unit of measure NO | FM2-IJ092219 | Y | Y | Y | Y | Y
M3NHFScheduleOfRatesCode | FM2/Sign:Refix Any Ne 1Sm | FM2 - Sign:Refix Any Ne 1Sm, unit of measure NO | FM2-IJ092221 | Y | Y | Y | Y | Y
M3NHFScheduleOfRatesCode | FM2/Matwell:Renew Aluminium Frame | FM2 - Matwell:Renew Aluminium Frame, unit of measure LM | FM2-IJ100101 | Y | Y | Y | Y | Y
M3NHFScheduleOfRatesCode | FM2/Matwell:Renew Brass Frame | FM2 - Matwell:Renew Brass Frame, unit of measure LM | FM2-IJ100103 | Y | Y | Y | Y | Y
M3NHFScheduleOfRatesCode | FM2/Matwells:Renew Mat Ne 1Sm | FM2 - Matwells:Renew Mat Ne 1Sm, unit of measure NO | FM2-IJ100105 | Y | Y | Y | Y | Y
M3NHFScheduleOfRatesCode | FM2/Matwells:Renew Mat Over 1Sm | FM2 - Matwells:Renew Mat Over 1Sm, unit of measure NO | FM2-IJ100107 | Y | Y | Y | Y | Y
M3NHFScheduleOfRatesCode | FM2/Mat:Renew Sisal/Coconut Type | FM2 - Mat:Renew Sisal/Coconut Type, unit of measure SM | FM2-IJ100109 | Y | Y | Y | Y | Y
M3NHFScheduleOfRatesCode | FM2/Mat:Renew Strip Matting | FM2 - Mat:Renew Strip Matting, unit of measure SM | FM2-IJ100111 | Y | Y | Y | Y | Y
M3NHFScheduleOfRatesCode | FM2/Ceiling Hatch:Form Opening Complete | FM2 - Ceiling Hatch:Form Opening Complete, unit of measure IT | FM2-IJ110101 | Y | Y | Y | Y | Y
M3NHFScheduleOfRatesCode | FM2/Ceiling Hatch:Renew Blockboard Access Hatch | FM2 - Ceiling Hatch:Renew Blockboard Access Hatch, unit of measure IT | FM2-IJ110103 | Y | Y | Y | Y | Y
M3NHFScheduleOfRatesCode | FM2/Ceiling Hatch:Fix New Proprietary Hatch | FM2 - Ceiling Hatch:Fix New Proprietary Hatch, unit of measure IT | FM2-IJ110105 | Y | Y | Y | Y | Y
M3NHFScheduleOfRatesCode | FM2/Ceiling Hatch:Renew Proprietary Hatch | FM2 - Ceiling Hatch:Renew Proprietary Hatch, unit of measure IT | FM2-IJ110107 | Y | Y | Y | Y | Y
M3NHFScheduleOfRatesCode | FM2/Ceiling Hatch:Upgrade Fire Resistance | FM2 - Ceiling Hatch:Upgrade Fire Resistance, unit of measure IT | FM2-IJ110109 | Y | Y | Y | Y | Y
M3NHFScheduleOfRatesCode | FM2/Ceiling Hatch:Overhaul Hatch | FM2 - Ceiling Hatch:Overhaul Hatch, unit of measure IT | FM2-IJ110111 | Y | Y | Y | Y | Y
M3NHFScheduleOfRatesCode | FM2/Ceiling Hatch:Renew Draught Insulation Strips | FM2 - Ceiling Hatch:Renew Draught Insulation Strips, unit of measure IT | FM2-IJ110113 | Y | Y | Y | Y | Y
M3NHFScheduleOfRatesCode | FM2/Lining To Shower Rooms:Install Proprietary Acrylic | FM2 - Lining To Shower Rooms:Install Proprietary Acrylic, unit of measure SM | FM2-IJ140131 | Y
M3NHFScheduleOfRatesCode | FM2/Wash:Wash Surfaces To Any Room | FM2 - Wash:Wash Surfaces To Any Room, unit of measure IT | FM2-PA030101 | Y | Y | Y | Y | Y
M3NHFScheduleOfRatesCode | FM2/Wash:Wash Surfaces Of Hall Landing Stair | FM2 - Wash:Wash Surfaces Of Hall Landing Stair, unit of measure IT | FM2-PA030103 | Y | Y | Y | Y | Y
M3NHFScheduleOfRatesCode | FM2/Room:Preparation For Decoration By Others | FM2 - Room:Preparation For Decoration By Others, unit of measure IT | FM2-PA030105 | Y
M3NHFScheduleOfRatesCode | FM2/Windows:Washdown And Clean Pvcu Internal | FM2 - Windows:Washdown And Clean Pvcu Internal, unit of measure SM | FM2-PA030151 | Y | Y | Y
M3NHFScheduleOfRatesCode | FM2/Doors:Washdown And Clean Pvcu Internal | FM2 - Doors:Washdown And Clean Pvcu Internal, unit of measure IT | FM2-PA030153 | Y | Y | Y
M3NHFScheduleOfRatesCode | FM2/Doors:Washdown And Clean Flush | FM2 - Doors:Washdown And Clean Flush, unit of measure IT | FM2-PA030171 | Y | Y | Y
M3NHFScheduleOfRatesCode | FM2/Doors:Washdown And Clean Glazed | FM2 - Doors:Washdown And Clean Glazed, unit of measure IT | FM2-PA030173 | Y | Y | Y
M3NHFScheduleOfRatesCode | FM2/Ceilings:Strip Polystyrene Tiles | FM2 - Ceilings:Strip Polystyrene Tiles, unit of measure SM | FM2-PA030201 | Y | Y | Y | Y | Y
M3NHFScheduleOfRatesCode | FM2/Walls And Ceilings:Apply Mist 2 Coats Emulsion | FM2 - Walls And Ceilings:Apply Mist 2 Coats Emulsion, unit of measure SM | FM2-PA040101 | Y | Y | Y | Y | Y
M3NHFScheduleOfRatesCode | FM2/Walls And Ceilings:Apply 2 Coats Eggshell Gloss | FM2 - Walls And Ceilings:Apply 2 Coats Eggshell Gloss, unit of measure SM | FM2-PA040103 | Y | Y | Y | Y | Y
M3NHFScheduleOfRatesCode | FM2/Walls And Ceilings:Hang Lining,Woodchip In Repair | FM2 - Walls And Ceilings:Hang Lining,Woodchip In Repair, unit of measure SM | FM2-PA040105 | Y | Y | Y | Y | Y
M3NHFScheduleOfRatesCode | FM2/Walls:Hang Wallpaper In Repair | FM2 - Walls:Hang Wallpaper In Repair, unit of measure SM | FM2-PA040107 | Y | Y | Y | Y | Y
M3NHFScheduleOfRatesCode | FM2/Walls:Mist And 2 Coats Emulsion | FM2 - Walls:Mist And 2 Coats Emulsion, unit of measure SM | FM2-PA050101 | Y | Y | Y | Y | Y
M3NHFScheduleOfRatesCode | FM2/Walls:Mist And 2 Coats Emulsion Stair Walls | FM2 - Walls:Mist And 2 Coats Emulsion Stair Walls, unit of measure SM | FM2-PA050103 | Y | Y | Y | Y | Y
M3NHFScheduleOfRatesCode | FM2/Ceilings:Mist And 2 Coats Emulsion Ceilings | FM2 - Ceilings:Mist And 2 Coats Emulsion Ceilings, unit of measure SM | FM2-PA050105 | Y | Y | Y | Y | Y
M3NHFScheduleOfRatesCode | FM2/Ceilings:Mist And 2 Coats Emulsion Stair Ceilings | FM2 - Ceilings:Mist And 2 Coats Emulsion Stair Ceilings, unit of measure SM | FM2-PA050107 | Y | Y | Y | Y | Y
M3NHFScheduleOfRatesCode | FM2/Walls:Emulsion And Anaglypta | FM2 - Walls:Emulsion And Anaglypta, unit of measure SM | FM2-PA050109 | Y | Y | Y | Y | Y
M3NHFScheduleOfRatesCode | FM2/Walls:Emulsion And Anaglypta Stair Walls | FM2 - Walls:Emulsion And Anaglypta Stair Walls, unit of measure SM | FM2-PA050111 | Y | Y | Y | Y | Y
M3NHFScheduleOfRatesCode | FM2/Walls:Emulsion And Anaglypta Strip Walls | FM2 - Walls:Emulsion And Anaglypta Strip Walls, unit of measure SM | FM2-PA050113 | Y | Y | Y | Y | Y
M3NHFScheduleOfRatesCode | FM2/Walls:Emulsion And Anaglyptal Strip Stair Walls | FM2 - Walls:Emulsion And Anaglyptal Strip Stair Walls, unit of measure SM | FM2-PA050115 | Y | Y | Y | Y | Y
M3NHFScheduleOfRatesCode | FM2/Walls:Eggshell:Apply 3 Coats | FM2 - Walls:Eggshell:Apply 3 Coats, unit of measure SM | FM2-PA050117 | Y | Y | Y | Y | Y
M3NHFScheduleOfRatesCode | FM2/Walls:Eggshell:Apply 3 Coats Stair Walls | FM2 - Walls:Eggshell:Apply 3 Coats Stair Walls, unit of measure SM | FM2-PA050119 | Y | Y | Y | Y | Y
M3NHFScheduleOfRatesCode | FM2/Walls:Textured Finish | FM2 - Walls:Textured Finish, unit of measure SM | FM2-PA050121 | Y | Y | Y | Y | Y
M3NHFScheduleOfRatesCode | FM2/Walls:Textured Finish Stair Walls | FM2 - Walls:Textured Finish Stair Walls, unit of measure SM | FM2-PA050123 | Y | Y | Y | Y | Y
M3NHFScheduleOfRatesCode | FM2/Walls:Gloss Apply 2 Coats Walls | FM2 - Walls:Gloss Apply 2 Coats Walls, unit of measure SM | FM2-PA050125 | Y | Y | Y | Y | Y
M3NHFScheduleOfRatesCode | FM2/Walls:Gloss Apply 2 Coats Stair Walls | FM2 - Walls:Gloss Apply 2 Coats Stair Walls, unit of measure SM | FM2-PA050127 | Y | Y | Y | Y | Y
M3NHFScheduleOfRatesCode | FM2/Walls:Latex:Walls | FM2 - Walls:Latex:Walls, unit of measure SM | FM2-PA050129 | Y | Y | Y | Y | Y
M3NHFScheduleOfRatesCode | FM2/Walls:Latex:Stair Walls | FM2 - Walls:Latex:Stair Walls, unit of measure SM | FM2-PA050131 | Y | Y | Y | Y | Y
M3NHFScheduleOfRatesCode | FM2/Walls:Surfaces:Spray Paint Smooth Walls | FM2 - Walls:Surfaces:Spray Paint Smooth Walls, unit of measure SM | FM2-PA050133 | Y | Y | Y | Y | Y
M3NHFScheduleOfRatesCode | FM2/Walls:Surfaces:Spray Paint Textured Walls | FM2 - Walls:Surfaces:Spray Paint Textured Walls, unit of measure SM | FM2-PA050135 | Y | Y | Y | Y | Y
M3NHFScheduleOfRatesCode | FM2/Walls:Surfaces:Spray Paint, Glaze, Smooth Walls | FM2 - Walls:Surfaces:Spray Paint, Glaze, Smooth Walls, unit of measure SM | FM2-PA050137 | Y | Y | Y | Y | Y
M3NHFScheduleOfRatesCode | FM2/Walls:Spray Paint, Glaze, Textured Walls | FM2 - Walls:Spray Paint, Glaze, Textured Walls, unit of measure SM | FM2-PA050139 | Y | Y | Y | Y | Y
M3NHFScheduleOfRatesCode | FM2/Walls:Spray Paint Smooth Walls - Stairs | FM2 - Walls:Spray Paint Smooth Walls - Stairs, unit of measure SM | FM2-PA050141 | Y | Y | Y | Y | Y
M3NHFScheduleOfRatesCode | FM2/Walls:Spray Paint Textured Walls - Stairs | FM2 - Walls:Spray Paint Textured Walls - Stairs, unit of measure SM | FM2-PA050143 | Y | Y | Y | Y | Y
M3NHFScheduleOfRatesCode | FM2/Walls:Spray Paint, Glaze, Smooth Walls - Stairs | FM2 - Walls:Spray Paint, Glaze, Smooth Walls - Stairs, unit of measure SM | FM2-PA050145 | Y | Y | Y | Y | Y
M3NHFScheduleOfRatesCode | FM2/Walls:Spray Paint, Glaze, Textured Walls - Stairs | FM2 - Walls:Spray Paint, Glaze, Textured Walls - Stairs, unit of measure SM | FM2-PA050147 | Y | Y | Y | Y | Y
M3NHFScheduleOfRatesCode | FM2/Walls:Wallpaper - Previous Paper | FM2 - Walls:Wallpaper - Previous Paper, unit of measure SM | FM2-PA050149 | Y | Y | Y
M3NHFScheduleOfRatesCode | FM2/Walls:Wallpaper - New | FM2 - Walls:Wallpaper - New, unit of measure SM | FM2-PA050151 | Y | Y | Y
M3NHFScheduleOfRatesCode | FM2/Walls:Apply 2 Coats Class 'O' Paint | FM2 - Walls:Apply 2 Coats Class 'O' Paint, unit of measure SM | FM2-PA050171 | Y | Y | Y
M3NHFScheduleOfRatesCode | FM2/Ceilings:Apply 2 Coats Class 'O' Paint | FM2 - Ceilings:Apply 2 Coats Class 'O' Paint, unit of measure SM | FM2-PA050173 | Y | Y | Y
M3NHFScheduleOfRatesCode | FM2/Door Frame:Prepare, Paint Frame Ne 300Mm | FM2 - Door Frame:Prepare, Paint Frame Ne 300Mm, unit of measure LM | FM2-PA050201 | Y | Y | Y | Y | Y
M3NHFScheduleOfRatesCode | FM2/Surfaces:Prepare, Paint Metalwork | FM2 - Surfaces:Prepare, Paint Metalwork, unit of measure SM | FM2-PA050202 | Y | Y | Y
M3NHFScheduleOfRatesCode | FM2/Door:Prepare, Paint Metal Door | FM2 - Door:Prepare, Paint Metal Door, unit of measure SM | FM2-PA050203 | Y | Y | Y | Y | Y
M3NHFScheduleOfRatesCode | FM2/Surfaces:Prepare, Paint Metalwork Ne 300Mm | FM2 - Surfaces:Prepare, Paint Metalwork Ne 300Mm, unit of measure LM | FM2-PA050204 | Y | Y | Y
M3NHFScheduleOfRatesCode | FM2/Door:Prepare, Paint Metal Glazed Door | FM2 - Door:Prepare, Paint Metal Glazed Door, unit of measure SM | FM2-PA050205 | Y | Y | Y | Y | Y
M3NHFScheduleOfRatesCode | FM2/Window:Prepare, Paint Metal | FM2 - Window:Prepare, Paint Metal, unit of measure SM | FM2-PA050209 | Y | Y | Y | Y | Y
M3NHFScheduleOfRatesCode | FM2/Balustrading:Prepare, Paint Surfaces | FM2 - Balustrading:Prepare, Paint Surfaces, unit of measure SM | FM2-PA050213 | Y | Y | Y | Y | Y
M3NHFScheduleOfRatesCode | FM2/Staircase:Prepare, Paint Metal Stairs | FM2 - Staircase:Prepare, Paint Metal Stairs, unit of measure SM | FM2-PA050215 | Y | Y | Y | Y | Y
M3NHFScheduleOfRatesCode | FM2/Radiator:Prepare, Paint Radiator And Brackets | FM2 - Radiator:Prepare, Paint Radiator And Brackets, unit of measure SM | FM2-PA050217 | Y | Y | Y | Y | Y
M3NHFScheduleOfRatesCode | FM2/Pipework:Prepare, Paint Ne300Mm Inc Brackets | FM2 - Pipework:Prepare, Paint Ne300Mm Inc Brackets, unit of measure LM | FM2-PA050219 | Y | Y | Y | Y | Y
M3NHFScheduleOfRatesCode | FM2/Surfaces:Prepare, Paint General Surfaces Woodwork | FM2 - Surfaces:Prepare, Paint General Surfaces Woodwork, unit of measure SM | FM2-PA050301 | Y | Y | Y | Y | Y
M3NHFScheduleOfRatesCode | FM2/Surfaces:Prepare, Paint Woodwork Ne 300Mm | FM2 - Surfaces:Prepare, Paint Woodwork Ne 300Mm, unit of measure LM | FM2-PA050302 | Y | Y | Y
M3NHFScheduleOfRatesCode | FM2/Window:Prepare, Paint Wooden | FM2 - Window:Prepare, Paint Wooden, unit of measure SM | FM2-PA050305 | Y | Y | Y | Y | Y
M3NHFScheduleOfRatesCode | FM2/Glazed Screens:Prepare, Paint Timber | FM2 - Glazed Screens:Prepare, Paint Timber, unit of measure SM | FM2-PA050306 | Y | Y | Y
M3NHFScheduleOfRatesCode | FM2/Frame:Prepare, Paint Timber Frame Ne 300Mm | FM2 - Frame:Prepare, Paint Timber Frame Ne 300Mm, unit of measure LM | FM2-PA050309 | Y | Y | Y | Y | Y
M3NHFScheduleOfRatesCode | FM2/Door:Prepare, Paint Glazed Door (O/S) | FM2 - Door:Prepare, Paint Glazed Door (O/S), unit of measure SM | FM2-PA050311 | Y | Y | Y | Y | Y
M3NHFScheduleOfRatesCode | FM2/Door:Prepare, Paint Glazed Door (B/S) | FM2 - Door:Prepare, Paint Glazed Door (B/S), unit of measure SM | FM2-PA050313 | Y | Y | Y | Y | Y
M3NHFScheduleOfRatesCode | FM2/Door:Prepare, Paint Timber Door (O/S) | FM2 - Door:Prepare, Paint Timber Door (O/S), unit of measure SM | FM2-PA050315 | Y | Y | Y | Y | Y
M3NHFScheduleOfRatesCode | FM2/Door:Prepare, Paint Timber Door (B/S) | FM2 - Door:Prepare, Paint Timber Door (B/S), unit of measure SM | FM2-PA050317 | Y | Y | Y | Y | Y
M3NHFScheduleOfRatesCode | FM2/Surfaces:Apply 3 Coats Decorative Wood Stain | FM2 - Surfaces:Apply 3 Coats Decorative Wood Stain, unit of measure SM | FM2-PA050401 | Y | Y | Y | Y | Y
M3NHFScheduleOfRatesCode | FM2/Window:Apply 2 Coats Stain | FM2 - Window:Apply 2 Coats Stain, unit of measure SM | FM2-PA050405 | Y | Y | Y | Y | Y
M3NHFScheduleOfRatesCode | FM2/Frame:Apply 2 Coats Stain Ne 300Mm | FM2 - Frame:Apply 2 Coats Stain Ne 300Mm, unit of measure LM | FM2-PA050409 | Y | Y | Y | Y | Y
M3NHFScheduleOfRatesCode | FM2/Door:Apply 3 Coats Stain To Door. (O/S) | FM2 - Door:Apply 3 Coats Stain To Door. (O/S), unit of measure SM | FM2-PA050411 | Y | Y | Y | Y | Y
M3NHFScheduleOfRatesCode | FM2/Door:Apply 3 Coats Stain To Door. (B/S) | FM2 - Door:Apply 3 Coats Stain To Door. (B/S), unit of measure SM | FM2-PA050413 | Y | Y | Y | Y | Y
M3NHFScheduleOfRatesCode | FM2/Door:Apply 3 Coats Stain To Glazed Door. (O/S) | FM2 - Door:Apply 3 Coats Stain To Glazed Door. (O/S), unit of measure SM | FM2-PA050415 | Y | Y | Y | Y | Y
M3NHFScheduleOfRatesCode | FM2/Door:Apply 3 Coats Stain To Glazed Door. (B/S) | FM2 - Door:Apply 3 Coats Stain To Glazed Door. (B/S), unit of measure SM | FM2-PA050417 | Y | Y | Y | Y | Y
M3NHFScheduleOfRatesCode | FM2/Surfaces:Apply 2 Coats Poly Woodwork Surfaces | FM2 - Surfaces:Apply 2 Coats Poly Woodwork Surfaces, unit of measure SM | FM2-PA060101 | Y | Y | Y | Y | Y
M3NHFScheduleOfRatesCode | FM2/Surfaces:Apply 2 Ct Poly Woodwork Surfaces Ne300Mm | FM2 - Surfaces:Apply 2 Ct Poly Woodwork Surfaces Ne300Mm, unit of measure LM | FM2-PA060102 | Y | Y | Y
M3NHFScheduleOfRatesCode | FM2/Window:Apply 2 Coats Poly To Timber | FM2 - Window:Apply 2 Coats Poly To Timber, unit of measure SM | FM2-PA060105 | Y | Y | Y | Y | Y
M3NHFScheduleOfRatesCode | FM2/Frame:Apply 2 Coats Poly To Timber Frame Ne 300Mm | FM2 - Frame:Apply 2 Coats Poly To Timber Frame Ne 300Mm, unit of measure LM | FM2-PA060109 | Y | Y | Y | Y | Y
M3NHFScheduleOfRatesCode | FM2/Door:Apply 2 Coats Poly To Door (O/S) | FM2 - Door:Apply 2 Coats Poly To Door (O/S), unit of measure SM | FM2-PA060111 | Y | Y | Y | Y | Y
M3NHFScheduleOfRatesCode | FM2/Door:Apply 2 Coats Poly To Door (B/S) | FM2 - Door:Apply 2 Coats Poly To Door (B/S), unit of measure SM | FM2-PA060113 | Y | Y | Y | Y | Y
M3NHFScheduleOfRatesCode | FM2/Door:Apply 2 Coats Poly To Glazed Door (O/S) | FM2 - Door:Apply 2 Coats Poly To Glazed Door (O/S), unit of measure SM | FM2-PA060115 | Y | Y | Y | Y | Y
M3NHFScheduleOfRatesCode | FM2/Door:Apply 2 Coats Poly To Glazed Door (B/S) | FM2 - Door:Apply 2 Coats Poly To Glazed Door (B/S), unit of measure SM | FM2-PA060117 | Y | Y | Y | Y | Y
M3NHFScheduleOfRatesCode | FM2/Woodwork:Varnish General Surfaces | FM2 - Woodwork:Varnish General Surfaces, unit of measure SM | FM2-PA070101 | Y | Y | Y | Y | Y
M3NHFScheduleOfRatesCode | FM2/Woodwork:French Polish | FM2 - Woodwork:French Polish, unit of measure SM | FM2-PA070103 | Y | Y | Y | Y | Y
M3NHFScheduleOfRatesCode | FM2/Woodwork:Wash And Polish | FM2 - Woodwork:Wash And Polish, unit of measure SM | FM2-PA070105 | Y | Y | Y | Y | Y
M3NHFScheduleOfRatesCode | FM2/Woodwork:Revive And Polish | FM2 - Woodwork:Revive And Polish, unit of measure SM | FM2-PA070107 | Y | Y | Y | Y | Y
M3NHFScheduleOfRatesCode | FM2/Room:Redecorate Upto 20Sm Ceiling Area | FM2 - Room:Redecorate Upto 20Sm Ceiling Area, unit of measure IT | FM2-PA080101 | Y | Y | Y | Y | Y
M3NHFScheduleOfRatesCode | FM2/Room:Redecorate 20-25Sm Ceiling Area | FM2 - Room:Redecorate 20-25Sm Ceiling Area, unit of measure IT | FM2-PA080103 | Y | Y | Y | Y | Y
M3NHFScheduleOfRatesCode | FM2/Room:Redecorate 25-30Sm Ceiling Area | FM2 - Room:Redecorate 25-30Sm Ceiling Area, unit of measure IT | FM2-PA080105 | Y | Y | Y | Y | Y
M3NHFScheduleOfRatesCode | FM2/Room:Redecorate Over 30Sm Ceiling Area | FM2 - Room:Redecorate Over 30Sm Ceiling Area, unit of measure IT | FM2-PA080107 | Y | Y | Y | Y | Y
M3NHFScheduleOfRatesCode | FM2/Hall Stairs:Redecorate 2 Storey | FM2 - Hall Stairs:Redecorate 2 Storey, unit of measure IT | FM2-PA080109 | Y | Y | Y | Y | Y
M3NHFScheduleOfRatesCode | FM2/Hall Stairs:Redecorate 3 Storey | FM2 - Hall Stairs:Redecorate 3 Storey, unit of measure IT | FM2-PA080111 | Y | Y | Y | Y | Y
M3NHFScheduleOfRatesCode | FM2/Hall:Redecorate Complete Over 3Sm Ceiling Area | FM2 - Hall:Redecorate Complete Over 3Sm Ceiling Area, unit of measure IT | FM2-PA080113 | Y | Y | Y | Y | Y
M3NHFScheduleOfRatesCode | FM2/Lobby:Redecorate Complete Ne 3Sm Ceiling Area | FM2 - Lobby:Redecorate Complete Ne 3Sm Ceiling Area, unit of measure IT | FM2-PA080115 | Y | Y | Y | Y | Y
M3NHFScheduleOfRatesCode | FM2/Corridor/Communal Area:Redecorate | FM2 - Corridor/Communal Area:Redecorate, unit of measure SM | FM2-PA080117 | Y | Y | Y | Y | Y
M3NHFScheduleOfRatesCode | FM2/Walk In Cupboard:Redecorate Ne 2Sm Ceiling Area | FM2 - Walk In Cupboard:Redecorate Ne 2Sm Ceiling Area, unit of measure IT | FM2-PA080119 | Y | Y | Y
M3NHFScheduleOfRatesCode | FM2/Room:Wash Redecorate Upto 20Sm Ceiling Area | FM2 - Room:Wash Redecorate Upto 20Sm Ceiling Area, unit of measure IT | FM2-PA080201 | Y | Y | Y | Y | Y
M3NHFScheduleOfRatesCode | FM2/Room:Wash Redecorate 20-25Sm Ceiling Area | FM2 - Room:Wash Redecorate 20-25Sm Ceiling Area, unit of measure IT | FM2-PA080203 | Y | Y | Y | Y | Y
M3NHFScheduleOfRatesCode | FM2/Room:Wash Redecorate 25-30Sm Ceiling Area | FM2 - Room:Wash Redecorate 25-30Sm Ceiling Area, unit of measure IT | FM2-PA080205 | Y | Y | Y | Y | Y
M3NHFScheduleOfRatesCode | FM2/Room:Wash Redecorate Over 30Sm Ceiling Area | FM2 - Room:Wash Redecorate Over 30Sm Ceiling Area, unit of measure IT | FM2-PA080207 | Y | Y | Y | Y | Y
M3NHFScheduleOfRatesCode | FM2/Hall Stairs:Wash Redecorate 2 Storey | FM2 - Hall Stairs:Wash Redecorate 2 Storey, unit of measure IT | FM2-PA080209 | Y | Y | Y | Y | Y
M3NHFScheduleOfRatesCode | FM2/Hall Stairs:Wash Redecorate 3 Storey | FM2 - Hall Stairs:Wash Redecorate 3 Storey, unit of measure IT | FM2-PA080211 | Y | Y | Y | Y | Y
M3NHFScheduleOfRatesCode | FM2/Hall:Wash Redecorate Over 3Sm Ceiling Area | FM2 - Hall:Wash Redecorate Over 3Sm Ceiling Area, unit of measure IT | FM2-PA080213 | Y | Y | Y | Y | Y
M3NHFScheduleOfRatesCode | FM2/Lobby:Wash Redecorate Ne 3Sm Ceiling Area | FM2 - Lobby:Wash Redecorate Ne 3Sm Ceiling Area, unit of measure IT | FM2-PA080215 | Y | Y | Y | Y | Y
M3NHFScheduleOfRatesCode | FM2/Corridor/Communal Area:Wash Redecorate | FM2 - Corridor/Communal Area:Wash Redecorate, unit of measure SM | FM2-PA080217 | Y | Y | Y | Y | Y
M3NHFScheduleOfRatesCode | FM2/Walk In Cupboard:Wash Redecorate Ne 2Sm Ceiling | FM2 - Walk In Cupboard:Wash Redecorate Ne 2Sm Ceiling, unit of measure IT | FM2-PA080219 | Y | Y | Y
M3NHFScheduleOfRatesCode | FM2/Room:Redecorate Ceiling Upto 20Sm Ceiling Area | FM2 - Room:Redecorate Ceiling Upto 20Sm Ceiling Area, unit of measure IT | FM2-PA080301 | Y | Y | Y | Y | Y
M3NHFScheduleOfRatesCode | FM2/Room:Redecorate Ceiling 20-25Sm Ceiling Area | FM2 - Room:Redecorate Ceiling 20-25Sm Ceiling Area, unit of measure IT | FM2-PA080303 | Y | Y | Y | Y | Y
M3NHFScheduleOfRatesCode | FM2/Room:Redecorate Ceiling 25-30Sm Ceiling Area | FM2 - Room:Redecorate Ceiling 25-30Sm Ceiling Area, unit of measure IT | FM2-PA080305 | Y | Y | Y | Y | Y
M3NHFScheduleOfRatesCode | FM2/Room:Redecorate Ceiling Over 30Sm Ceiling Area | FM2 - Room:Redecorate Ceiling Over 30Sm Ceiling Area, unit of measure IT | FM2-PA080307 | Y | Y | Y | Y | Y
M3NHFScheduleOfRatesCode | FM2/Hall Stairs:Redecorate Ceilings 2 Storey | FM2 - Hall Stairs:Redecorate Ceilings 2 Storey, unit of measure IT | FM2-PA080309 | Y | Y | Y | Y | Y
M3NHFScheduleOfRatesCode | FM2/Hall Stairs:Redecorate Ceilings 3 Storey | FM2 - Hall Stairs:Redecorate Ceilings 3 Storey, unit of measure IT | FM2-PA080311 | Y | Y | Y | Y | Y
M3NHFScheduleOfRatesCode | FM2/Hall:Redecorate Ceilings Over 3Sm Area | FM2 - Hall:Redecorate Ceilings Over 3Sm Area, unit of measure IT | FM2-PA080313 | Y | Y | Y | Y | Y
M3NHFScheduleOfRatesCode | FM2/Lobby:Redecorate Ceilings Ne 3Sm Area | FM2 - Lobby:Redecorate Ceilings Ne 3Sm Area, unit of measure IT | FM2-PA080315 | Y | Y | Y | Y | Y
M3NHFScheduleOfRatesCode | FM2/Corridor/Communal Rooms:Redecorate Ceiling | FM2 - Corridor/Communal Rooms:Redecorate Ceiling, unit of measure SM | FM2-PA080317 | Y | Y | Y | Y | Y
M3NHFScheduleOfRatesCode | FM2/Room:Strip Paper Upto 20Sm Ceiling Area | FM2 - Room:Strip Paper Upto 20Sm Ceiling Area, unit of measure IT | FM2-PA080401 | Y | Y | Y | Y | Y
M3NHFScheduleOfRatesCode | FM2/Room:Strip Paper Over 20Sm Ceiling Area | FM2 - Room:Strip Paper Over 20Sm Ceiling Area, unit of measure SM | FM2-PA080403 | Y | Y | Y | Y | Y
M3NHFScheduleOfRatesCode | FM2/Hall Stairs:Strip Paper 2 Storey | FM2 - Hall Stairs:Strip Paper 2 Storey, unit of measure IT | FM2-PA080405 | Y | Y | Y | Y | Y
M3NHFScheduleOfRatesCode | FM2/Hall Stairs:Strip Paper 3 Storey | FM2 - Hall Stairs:Strip Paper 3 Storey, unit of measure IT | FM2-PA080407 | Y | Y | Y | Y | Y
M3NHFScheduleOfRatesCode | FM2/Hall:Strip Paper Over 3Sm Ceiling Area | FM2 - Hall:Strip Paper Over 3Sm Ceiling Area, unit of measure IT | FM2-PA080409 | Y | Y | Y | Y | Y
M3NHFScheduleOfRatesCode | FM2/Lobby:Strip Paper Ne 3Sm Ceiling Area | FM2 - Lobby:Strip Paper Ne 3Sm Ceiling Area, unit of measure IT | FM2-PA080411 | Y | Y | Y | Y | Y
M3NHFScheduleOfRatesCode | FM2/Corridor/Communal Rooms:Strip Paper | FM2 - Corridor/Communal Rooms:Strip Paper, unit of measure SM | FM2-PA080413 | Y | Y | Y | Y | Y
M3NHFScheduleOfRatesCode | FM2/Room:Strip Wallpaper Upto 20Sm Ceiling Area | FM2 - Room:Strip Wallpaper Upto 20Sm Ceiling Area, unit of measure IT | FM2-PA080415 | Y
M3NHFScheduleOfRatesCode | FM2/Room:Strip Wallpaper Over 20Sm Ceiling Area | FM2 - Room:Strip Wallpaper Over 20Sm Ceiling Area, unit of measure SM | FM2-PA080417 | Y
M3NHFScheduleOfRatesCode | FM2/Lobby:Strip Wallpaper Ne 3Sm Ceiling Area | FM2 - Lobby:Strip Wallpaper Ne 3Sm Ceiling Area, unit of measure IT | FM2-PA080419 | Y
M3NHFScheduleOfRatesCode | FM2/Corridor/Communal Rooms:Strip Wallpaper | FM2 - Corridor/Communal Rooms:Strip Wallpaper, unit of measure SM | FM2-PA080421 | Y
M3NHFScheduleOfRatesCode | FM2/Room:Strip Painted Paper Upto 20Sm Ceiling Area | FM2 - Room:Strip Painted Paper Upto 20Sm Ceiling Area, unit of measure IT | FM2-PA080501 | Y | Y | Y | Y | Y
M3NHFScheduleOfRatesCode | FM2/Room:Strip Painted Paper Over 20Sm Area | FM2 - Room:Strip Painted Paper Over 20Sm Area, unit of measure SM | FM2-PA080503 | Y | Y | Y | Y | Y
M3NHFScheduleOfRatesCode | FM2/Hall Stairs:Strip Painted Paper 2 Storey | FM2 - Hall Stairs:Strip Painted Paper 2 Storey, unit of measure IT | FM2-PA080505 | Y | Y | Y | Y | Y
M3NHFScheduleOfRatesCode | FM2/Hall Stairs:Strip Painted Paper 3 Storey | FM2 - Hall Stairs:Strip Painted Paper 3 Storey, unit of measure IT | FM2-PA080507 | Y | Y | Y | Y | Y
M3NHFScheduleOfRatesCode | FM2/Hall:Strip Painted Paper Over 3Sm Ceiling Area | FM2 - Hall:Strip Painted Paper Over 3Sm Ceiling Area, unit of measure IT | FM2-PA080509 | Y | Y | Y | Y | Y
M3NHFScheduleOfRatesCode | FM2/Lobby:Strip Painted Paper Ne 3Sm Ceiling Area | FM2 - Lobby:Strip Painted Paper Ne 3Sm Ceiling Area, unit of measure IT | FM2-PA080511 | Y | Y | Y | Y | Y
M3NHFScheduleOfRatesCode | FM2/Corridor/Communal Rooms:Strip Painted Paper | FM2 - Corridor/Communal Rooms:Strip Painted Paper, unit of measure SM | FM2-PA080513 | Y | Y | Y | Y | Y
M3NHFScheduleOfRatesCode | FM2/Room:Strip Painted Wallpaper Ne 20Sm Ceiling Area | FM2 - Room:Strip Painted Wallpaper Ne 20Sm Ceiling Area, unit of measure IT | FM2-PA080515 | Y
M3NHFScheduleOfRatesCode | FM2/Room:Strip Painted Wallpaper Over 20Sm Area | FM2 - Room:Strip Painted Wallpaper Over 20Sm Area, unit of measure SM | FM2-PA080517 | Y
M3NHFScheduleOfRatesCode | FM2/Lobby:Strip Painted Wallpaper Ne 3Sm Ceiling Area | FM2 - Lobby:Strip Painted Wallpaper Ne 3Sm Ceiling Area, unit of measure IT | FM2-PA080519 | Y
M3NHFScheduleOfRatesCode | FM2/Room:Paper Ceiling Upto 20Sm Ceiling Area | FM2 - Room:Paper Ceiling Upto 20Sm Ceiling Area, unit of measure IT | FM2-PA080601 | Y | Y | Y | Y | Y
M3NHFScheduleOfRatesCode | FM2/Room:Paper Ceiling Over 20Sm Ceiling Area | FM2 - Room:Paper Ceiling Over 20Sm Ceiling Area, unit of measure SM | FM2-PA080603 | Y | Y | Y | Y | Y
M3NHFScheduleOfRatesCode | FM2/Hall Stairs:Paper Ceiling 2 Storey | FM2 - Hall Stairs:Paper Ceiling 2 Storey, unit of measure IT | FM2-PA080605 | Y | Y | Y | Y | Y
M3NHFScheduleOfRatesCode | FM2/Hall Stairs:Paper Ceiling 3 Storey | FM2 - Hall Stairs:Paper Ceiling 3 Storey, unit of measure IT | FM2-PA080607 | Y | Y | Y | Y | Y
M3NHFScheduleOfRatesCode | FM2/Hall:Paper Ceilings Over 3Sm Ceiling Area | FM2 - Hall:Paper Ceilings Over 3Sm Ceiling Area, unit of measure IT | FM2-PA080609 | Y | Y | Y | Y | Y
M3NHFScheduleOfRatesCode | FM2/Lobby:Paper Ceilings Ne 3Sm Ceiling Area | FM2 - Lobby:Paper Ceilings Ne 3Sm Ceiling Area, unit of measure IT | FM2-PA080611 | Y | Y | Y | Y | Y
M3NHFScheduleOfRatesCode | FM2/Corridor/Communal Rooms:Paper Ceiling | FM2 - Corridor/Communal Rooms:Paper Ceiling, unit of measure SM | FM2-PA080613 | Y | Y | Y | Y | Y
M3NHFScheduleOfRatesCode | FM2/Room:Artex Ceiling Upto 20Sm Ceiling Area | FM2 - Room:Artex Ceiling Upto 20Sm Ceiling Area, unit of measure IT | FM2-PA080615 |  | Y | Y | Y | Y
M3NHFScheduleOfRatesCode | FM2/Room:Artex Ceiling Over 20Sm Ceiling Area | FM2 - Room:Artex Ceiling Over 20Sm Ceiling Area, unit of measure SM | FM2-PA080617 |  | Y | Y | Y | Y
M3NHFScheduleOfRatesCode | FM2/Hall Stairs:Artex Ceilings 2 Storey | FM2 - Hall Stairs:Artex Ceilings 2 Storey, unit of measure IT | FM2-PA080619 |  | Y | Y | Y | Y
M3NHFScheduleOfRatesCode | FM2/Hall Stairs:Artex Ceilings 3 Storey | FM2 - Hall Stairs:Artex Ceilings 3 Storey, unit of measure IT | FM2-PA080621 |  | Y | Y | Y | Y
M3NHFScheduleOfRatesCode | FM2/Hall:Artex Ceilings Over 3Sm Ceiling Area | FM2 - Hall:Artex Ceilings Over 3Sm Ceiling Area, unit of measure IT | FM2-PA080623 |  | Y | Y | Y | Y
M3NHFScheduleOfRatesCode | FM2/Lobby:Artex Ceilings Ne 3Sm Ceiling Area | FM2 - Lobby:Artex Ceilings Ne 3Sm Ceiling Area, unit of measure IT | FM2-PA080625 |  | Y | Y | Y | Y
M3NHFScheduleOfRatesCode | FM2/Corridor/Communal Rooms:Artex Ceiling | FM2 - Corridor/Communal Rooms:Artex Ceiling, unit of measure SM | FM2-PA080627 |  | Y | Y | Y | Y
M3NHFScheduleOfRatesCode | FM2/Room:Eggshell Gloss Ceiling Upto 20Sm Ceiling Area | FM2 - Room:Eggshell Gloss Ceiling Upto 20Sm Ceiling Area, unit of measure IT | FM2-PA080629 | Y | Y | Y | Y | Y
M3NHFScheduleOfRatesCode | FM2/Room:Eggshell Gloss Ceiling Over 20Sm Ceiling Area | FM2 - Room:Eggshell Gloss Ceiling Over 20Sm Ceiling Area, unit of measure SM | FM2-PA080631 | Y | Y | Y | Y | Y
M3NHFScheduleOfRatesCode | FM2/Hall Stairs:Eggshell Or Gloss Ceiling 2 Storey | FM2 - Hall Stairs:Eggshell Or Gloss Ceiling 2 Storey, unit of measure IT | FM2-PA080633 | Y | Y | Y | Y | Y
M3NHFScheduleOfRatesCode | FM2/Hall Stairs:Eggshell Or Gloss Ceiling 3 Storey | FM2 - Hall Stairs:Eggshell Or Gloss Ceiling 3 Storey, unit of measure IT | FM2-PA080635 | Y | Y | Y | Y | Y
M3NHFScheduleOfRatesCode | FM2/Hall:Eggshell Gloss Ceiling Over 3Sm Ceiling Area | FM2 - Hall:Eggshell Gloss Ceiling Over 3Sm Ceiling Area, unit of measure IT | FM2-PA080637 | Y | Y | Y | Y | Y
M3NHFScheduleOfRatesCode | FM2/Lobby:Eggshell Gloss Ceiling Ne 3Sm Ceiling Area | FM2 - Lobby:Eggshell Gloss Ceiling Ne 3Sm Ceiling Area, unit of measure IT | FM2-PA080639 | Y | Y | Y | Y | Y
M3NHFScheduleOfRatesCode | FM2/Corridor/Communal Rooms:Eggshell Gloss Ceiling | FM2 - Corridor/Communal Rooms:Eggshell Gloss Ceiling, unit of measure SM | FM2-PA080641 | Y | Y | Y | Y | Y
M3NHFScheduleOfRatesCode | FM2/Room:Lining Paper Walls Upto 20Sm Ceiling Area | FM2 - Room:Lining Paper Walls Upto 20Sm Ceiling Area, unit of measure IT | FM2-PA080701 | Y | Y | Y | Y | Y
M3NHFScheduleOfRatesCode | FM2/Room:Lining Paper Walls Over 20Sm Ceiling Area | FM2 - Room:Lining Paper Walls Over 20Sm Ceiling Area, unit of measure SM | FM2-PA080703 | Y | Y | Y | Y | Y
M3NHFScheduleOfRatesCode | FM2/Hall Stairs:Lining Paper Walls 2 Storey | FM2 - Hall Stairs:Lining Paper Walls 2 Storey, unit of measure IT | FM2-PA080705 | Y | Y | Y | Y | Y
M3NHFScheduleOfRatesCode | FM2/Hall Stairs:Lining Paper Walls 3 Storey | FM2 - Hall Stairs:Lining Paper Walls 3 Storey, unit of measure IT | FM2-PA080707 | Y | Y | Y | Y | Y
M3NHFScheduleOfRatesCode | FM2/Hall:Lining Paper Walls Over 3Sm Ceiling Area | FM2 - Hall:Lining Paper Walls Over 3Sm Ceiling Area, unit of measure IT | FM2-PA080709 | Y | Y | Y | Y | Y
M3NHFScheduleOfRatesCode | FM2/Lobby:Lining Paper Walls Ne 3Sm Ceiling Area | FM2 - Lobby:Lining Paper Walls Ne 3Sm Ceiling Area, unit of measure IT | FM2-PA080711 | Y | Y | Y | Y | Y
M3NHFScheduleOfRatesCode | FM2/Corridor/Communal Rooms:Lining Paper Walls | FM2 - Corridor/Communal Rooms:Lining Paper Walls, unit of measure SM | FM2-PA080713 | Y | Y | Y | Y | Y
M3NHFScheduleOfRatesCode | FM2/Room:Wallpaper Walls Upto 20Sm Ceiling Area | FM2 - Room:Wallpaper Walls Upto 20Sm Ceiling Area, unit of measure IT | FM2-PA080715 | Y | Y | Y | Y | Y
M3NHFScheduleOfRatesCode | FM2/Room:Wallpaper Walls Over 20Sm Ceiling Area | FM2 - Room:Wallpaper Walls Over 20Sm Ceiling Area, unit of measure SM | FM2-PA080717 | Y | Y | Y | Y | Y
M3NHFScheduleOfRatesCode | FM2/Hall Stairs:Wallpaper Walls 2 Storey | FM2 - Hall Stairs:Wallpaper Walls 2 Storey, unit of measure IT | FM2-PA080719 | Y | Y | Y | Y | Y
M3NHFScheduleOfRatesCode | FM2/Hall Stairs:Wallpaper Walls 3 Storey | FM2 - Hall Stairs:Wallpaper Walls 3 Storey, unit of measure IT | FM2-PA080721 | Y | Y | Y | Y | Y
M3NHFScheduleOfRatesCode | FM2/Hall:Wallpaper Walls Over 3Sm Ceiling Area | FM2 - Hall:Wallpaper Walls Over 3Sm Ceiling Area, unit of measure IT | FM2-PA080723 | Y | Y | Y | Y | Y
M3NHFScheduleOfRatesCode | FM2/Lobby:Wallpaper Walls Ne 3Sm Ceiling Area | FM2 - Lobby:Wallpaper Walls Ne 3Sm Ceiling Area, unit of measure IT | FM2-PA080725 | Y | Y | Y | Y | Y
M3NHFScheduleOfRatesCode | FM2/Corridor/Communal Rooms:Wallpaper Walls | FM2 - Corridor/Communal Rooms:Wallpaper Walls, unit of measure SM | FM2-PA080727 | Y | Y | Y | Y | Y
M3NHFScheduleOfRatesCode | FM2/Room:Eggshell Gloss Walls Upto 20Sm Ceiling Area | FM2 - Room:Eggshell Gloss Walls Upto 20Sm Ceiling Area, unit of measure IT | FM2-PA080729 | Y | Y | Y | Y | Y
M3NHFScheduleOfRatesCode | FM2/Room:Eggshell Gloss Walls Over 20Sm Ceiling Area | FM2 - Room:Eggshell Gloss Walls Over 20Sm Ceiling Area, unit of measure SM | FM2-PA080731 | Y | Y | Y | Y | Y
M3NHFScheduleOfRatesCode | FM2/Hall Stairs:Eggshell Or Gloss Walls 2 Storey | FM2 - Hall Stairs:Eggshell Or Gloss Walls 2 Storey, unit of measure IT | FM2-PA080733 | Y | Y | Y | Y | Y
M3NHFScheduleOfRatesCode | FM2/Hall Stairs:Eggshell Or Gloss Walls 3 Storey | FM2 - Hall Stairs:Eggshell Or Gloss Walls 3 Storey, unit of measure IT | FM2-PA080735 | Y | Y | Y | Y | Y
M3NHFScheduleOfRatesCode | FM2/Hall:Eggshell Or Gloss Walls Over 3Sm Ceiling Area | FM2 - Hall:Eggshell Or Gloss Walls Over 3Sm Ceiling Area, unit of measure IT | FM2-PA080737 | Y | Y | Y | Y | Y
M3NHFScheduleOfRatesCode | FM2/Lobby:Eggshell Or Gloss Walls Ne 3Sm Ceiling Area | FM2 - Lobby:Eggshell Or Gloss Walls Ne 3Sm Ceiling Area, unit of measure IT | FM2-PA080739 | Y | Y | Y | Y | Y
M3NHFScheduleOfRatesCode | FM2/Corridor/Communal Rooms:Eggshell Walls | FM2 - Corridor/Communal Rooms:Eggshell Walls, unit of measure SM | FM2-PA080741 | Y | Y | Y | Y | Y
M3NHFScheduleOfRatesCode | FM2/Room:Whole Redecoration Addition Ht Above 3.0M | FM2 - Room:Whole Redecoration Addition Ht Above 3.0M, unit of measure SM | FM2-PA080801 | Y | Y | Y | Y | Y
M3NHFScheduleOfRatesCode | FM2/Hall Stairs:Redecorate 2 Storey Class 'O' | FM2 - Hall Stairs:Redecorate 2 Storey Class 'O', unit of measure IT | FM2-PA080901 | Y | Y | Y
M3NHFScheduleOfRatesCode | FM2/Hall Stairs:Redecorate 3 Storey Class 'O' | FM2 - Hall Stairs:Redecorate 3 Storey Class 'O', unit of measure IT | FM2-PA080903 | Y | Y | Y
M3NHFScheduleOfRatesCode | FM2/Hall:Redecorate Complete Over 3Sm Class 'O' | FM2 - Hall:Redecorate Complete Over 3Sm Class 'O', unit of measure IT | FM2-PA080905 | Y | Y | Y
M3NHFScheduleOfRatesCode | FM2/Lobby:Redecorate Complete Ne 3Sm Class 'O' | FM2 - Lobby:Redecorate Complete Ne 3Sm Class 'O', unit of measure IT | FM2-PA080907 | Y | Y | Y
M3NHFScheduleOfRatesCode | FM2/Sand:Existing Wood Floor | FM2 - Sand:Existing Wood Floor, unit of measure SM | FM2-PA090101 | Y | Y | Y | Y | Y
M3NHFScheduleOfRatesCode | FM2/Sand/Seal:Existing Wood Floor | FM2 - Sand/Seal:Existing Wood Floor, unit of measure SM | FM2-PA090103 | Y | Y | Y | Y | Y
M3NHFScheduleOfRatesCode | FM2/Floor:Apply 2 Coats Poly To Timber Floor | FM2 - Floor:Apply 2 Coats Poly To Timber Floor, unit of measure SM | FM2-PA090201 | Y | Y | Y | Y | Y
M3NHFScheduleOfRatesCode | FM2/Floor:Finish To Timber Floor | FM2 - Floor:Finish To Timber Floor, unit of measure SM | FM2-PA090203 | Y | Y | Y | Y | Y
M3NHFScheduleOfRatesCode | FM2/Floor Paint:Apply To Concrete | FM2 - Floor Paint:Apply To Concrete, unit of measure SM | FM2-PA090301 | Y | Y | Y | Y | Y
M3NHFScheduleOfRatesCode | FM2/Floor Paint:Safety Lines - Coloured | FM2 - Floor Paint:Safety Lines - Coloured, unit of measure LM | FM2-PA090303 | Y | Y | Y | Y | Y
M3NHFScheduleOfRatesCode | FM2/Fire Upgrade Coating:Painted Brick Walls - 3 Coat | FM2 - Fire Upgrade Coating:Painted Brick Walls - 3 Coat, unit of measure SM | FM2-PA110101 | Y | Y | Y
M3NHFScheduleOfRatesCode | FM2/Fire Upgrade Coating:Painted Plaster Walls - 3 Ct | FM2 - Fire Upgrade Coating:Painted Plaster Walls - 3 Ct, unit of measure SM | FM2-PA110103 | Y | Y | Y
M3NHFScheduleOfRatesCode | FM2/Fire Upgrade Coating:Painted Concrete Soffit-3 Ct | FM2 - Fire Upgrade Coating:Painted Concrete Soffit-3 Ct, unit of measure SM | FM2-PA110105 | Y | Y | Y
M3NHFScheduleOfRatesCode | FM2/Fire Upgrade Coating:Plastered Soffit - 3 Coat | FM2 - Fire Upgrade Coating:Plastered Soffit - 3 Coat, unit of measure SM | FM2-PA110107 | Y | Y | Y
M3NHFScheduleOfRatesCode | FM2/Fire Upgrade Coating:Painted Brick Walls - 4 Coat | FM2 - Fire Upgrade Coating:Painted Brick Walls - 4 Coat, unit of measure SM | FM2-PA110201 | Y | Y | Y
M3NHFScheduleOfRatesCode | FM2/Fire Upgrade Coating:Painted Plaster Walls - 4 Ct | FM2 - Fire Upgrade Coating:Painted Plaster Walls - 4 Ct, unit of measure SM | FM2-PA110203 | Y | Y | Y
M3NHFScheduleOfRatesCode | FM2/Fire Upgrade Coating:Painted Concrete Soffit-4 Ct | FM2 - Fire Upgrade Coating:Painted Concrete Soffit-4 Ct, unit of measure SM | FM2-PA110205 | Y | Y | Y
M3NHFScheduleOfRatesCode | FM2/Fire Upgrade Coating:Painted Plaster Soffit -4 Ct | FM2 - Fire Upgrade Coating:Painted Plaster Soffit -4 Ct, unit of measure SM | FM2-PA110207 | Y | Y | Y
M3NHFScheduleOfRatesCode | FM2/Fire Upgrade Coating:Strip Painted Brick Wall-3 Ct | FM2 - Fire Upgrade Coating:Strip Painted Brick Wall-3 Ct, unit of measure SM | FM2-PA110301 | Y | Y | Y
M3NHFScheduleOfRatesCode | FM2/Fire Upgrade Coating:Strip Paint Plaster Wall-3 Ct | FM2 - Fire Upgrade Coating:Strip Paint Plaster Wall-3 Ct, unit of measure SM | FM2-PA110303 | Y | Y | Y
M3NHFScheduleOfRatesCode | FM2/Fire Upgrade Coating:Concrete Soffit-Strip 3 Coat | FM2 - Fire Upgrade Coating:Concrete Soffit-Strip 3 Coat, unit of measure SM | FM2-PA110305 | Y | Y | Y
M3NHFScheduleOfRatesCode | FM2/Fire Upgrade Coating:Plastered Soffit-Strip 3 Coat | FM2 - Fire Upgrade Coating:Plastered Soffit-Strip 3 Coat, unit of measure SM | FM2-PA110307 | Y | Y | Y
M3NHFScheduleOfRatesCode | FM2/Fire Upgrade Coating:Strip Paint Brick Walls- Dec | FM2 - Fire Upgrade Coating:Strip Paint Brick Walls- Dec, unit of measure SM | FM2-PA110401 | Y | Y | Y
M3NHFScheduleOfRatesCode | FM2/Fire Upgrade Coating:Strip Paint Plaster Wall- Dec | FM2 - Fire Upgrade Coating:Strip Paint Plaster Wall- Dec, unit of measure SM | FM2-PA110403 | Y | Y | Y
M3NHFScheduleOfRatesCode | FM2/Fire Upgrade Coating:Paint Concrete Soffit- Dec | FM2 - Fire Upgrade Coating:Paint Concrete Soffit- Dec, unit of measure SM | FM2-PA110405 | Y | Y | Y
M3NHFScheduleOfRatesCode | FM2/Fire Upgrade Coating:Paint Plaster Soffit- Dec | FM2 - Fire Upgrade Coating:Paint Plaster Soffit- Dec, unit of measure SM | FM2-PA110407 | Y | Y | Y
M3NHFScheduleOfRatesCode | FM2/Fire Upgrade Coating:Woodwork - 3 Coat | FM2 - Fire Upgrade Coating:Woodwork - 3 Coat, unit of measure SM | FM2-PA110501 | Y | Y | Y
M3NHFScheduleOfRatesCode | FM2/Fire Upgrade Coating:Woodwork Ne 300Mm - 3 Coat | FM2 - Fire Upgrade Coating:Woodwork Ne 300Mm - 3 Coat, unit of measure LM | FM2-PA110503 | Y | Y | Y
M3NHFScheduleOfRatesCode | FM2/Fire Upgrade Coating:Timber Doors - 3 Coat | FM2 - Fire Upgrade Coating:Timber Doors - 3 Coat, unit of measure SM | FM2-PA110505 | Y | Y | Y
M3NHFScheduleOfRatesCode | FM2/Fire Upgrade Coating:Timber Glazed Doors - 3 Coat | FM2 - Fire Upgrade Coating:Timber Glazed Doors - 3 Coat, unit of measure SM | FM2-PA110507 | Y | Y | Y
M3NHFScheduleOfRatesCode | FM2/Fire Upgrade Coating:Timber Windows, Screens-3 Ct | FM2 - Fire Upgrade Coating:Timber Windows, Screens-3 Ct, unit of measure SM | FM2-PA110509 | Y | Y | Y
M3NHFScheduleOfRatesCode | FM2/Fire Upgrade Coating:Door Frames Ne 300Mm - 3 Coat | FM2 - Fire Upgrade Coating:Door Frames Ne 300Mm - 3 Coat, unit of measure LM | FM2-PA110511 | Y | Y | Y
M3NHFScheduleOfRatesCode | FM2/Fire Upgrade Coating:Skirtings Ne 300Mm - 3 Coat | FM2 - Fire Upgrade Coating:Skirtings Ne 300Mm - 3 Coat, unit of measure LM | FM2-PA110513 | Y | Y | Y
M3NHFScheduleOfRatesCode | FM2/Fire Upgrade Coating:Metalwork - 3 Coat | FM2 - Fire Upgrade Coating:Metalwork - 3 Coat, unit of measure SM | FM2-PA110601 | Y | Y | Y
M3NHFScheduleOfRatesCode | FM2/Fire Upgrade Coating:Metalwork Ne 300Mm - 3 Coat | FM2 - Fire Upgrade Coating:Metalwork Ne 300Mm - 3 Coat, unit of measure LM | FM2-PA110603 | Y | Y | Y
M3NHFScheduleOfRatesCode | FM2/Fire Upgrade Coating:Metal Doors - 3 Coat | FM2 - Fire Upgrade Coating:Metal Doors - 3 Coat, unit of measure SM | FM2-PA110605 | Y | Y | Y
M3NHFScheduleOfRatesCode | FM2/Fire Upgrade Coating:Metal Glazed Doors - 3 Coat | FM2 - Fire Upgrade Coating:Metal Glazed Doors - 3 Coat, unit of measure SM | FM2-PA110607 | Y | Y | Y
M3NHFScheduleOfRatesCode | FM2/Fire Upgrade Coating:Metal Windows, Screens - 3 Ct | FM2 - Fire Upgrade Coating:Metal Windows, Screens - 3 Ct, unit of measure SM | FM2-PA110609 | Y | Y | Y
M3NHFScheduleOfRatesCode | FM2/Fire Upgrade Coating:Metal Dr Frames Ne 300Mm-3 Ct | FM2 - Fire Upgrade Coating:Metal Dr Frames Ne 300Mm-3 Ct, unit of measure LM | FM2-PA110611 | Y | Y | Y
M3NHFScheduleOfRatesCode | FM2/Fire Upgrade Coating:Balustrades - 3 Coat | FM2 - Fire Upgrade Coating:Balustrades - 3 Coat, unit of measure SM | FM2-PA110613 | Y | Y | Y
M3NHFScheduleOfRatesCode | FM2/Fire Upgrade Coating:Metal Handrails Ne 300Mm-3 Ct | FM2 - Fire Upgrade Coating:Metal Handrails Ne 300Mm-3 Ct, unit of measure LM | FM2-PA110615 | Y | Y | Y
M3NHFScheduleOfRatesCode | FM2/Sprayed Coatings:16Mm One Hour To Surfaces | FM2 - Sprayed Coatings:16Mm One Hour To Surfaces, unit of measure SM | FM2-PA110801 | Y | Y | Y
M3NHFScheduleOfRatesCode | FM2/Sprayed Coatings:22Mm One Hour To Surfaces | FM2 - Sprayed Coatings:22Mm One Hour To Surfaces, unit of measure SM | FM2-PA110803 | Y | Y | Y
M3NHFScheduleOfRatesCode | FM2/Sprayed Coatings:28Mm Two Hour To Surfaces | FM2 - Sprayed Coatings:28Mm Two Hour To Surfaces, unit of measure SM | FM2-PA110805 | Y | Y | Y
M3NHFScheduleOfRatesCode | FM2/Sprayed Coatings:52Mm Four Hour To Surfaces | FM2 - Sprayed Coatings:52Mm Four Hour To Surfaces, unit of measure SM | FM2-PA110807 | Y | Y | Y
M3NHFScheduleOfRatesCode | FM2/Sprayed Coatings:15Mm | FM2 - Sprayed Coatings:15Mm, unit of measure SM | FM2-PA110901 | Y | Y | Y
M3NHFScheduleOfRatesCode | FM2/Flame Retardant Coating:Apply 2 Ct Surfaces | FM2 - Flame Retardant Coating:Apply 2 Ct Surfaces, unit of measure SM | FM2-PA111001 | Y | Y | Y
M3NHFScheduleOfRatesCode | FM2/Flame Retardant Coating:Apply 2 Ct Surface Ne300Mm | FM2 - Flame Retardant Coating:Apply 2 Ct Surface Ne300Mm, unit of measure LM | FM2-PA111003 | Y | Y | Y
M3NHFScheduleOfRatesCode | FM2/Flame Retardant Coating:Apply 3 Ct Surfaces | FM2 - Flame Retardant Coating:Apply 3 Ct Surfaces, unit of measure SM | FM2-PA111101 | Y | Y | Y
M3NHFScheduleOfRatesCode | FM2/Flame Retardant Coating:Apply 3 Ct Surface Ne300Mm | FM2 - Flame Retardant Coating:Apply 3 Ct Surface Ne300Mm, unit of measure LM | FM2-PA111103 | Y | Y | Y
M3NHFScheduleOfRatesCode | FM2/Wall:Renew Apply 3Mm Skim Plaster In Patch | FM2 - Wall:Renew Apply 3Mm Skim Plaster In Patch, unit of measure IT | FM2-PR020101 | Y | Y | Y | Y | Y
M3NHFScheduleOfRatesCode | FM2/Wall:Renew Apply 3Mm Skim Coat Plaster | FM2 - Wall:Renew Apply 3Mm Skim Coat Plaster, unit of measure SM | FM2-PR020103 | Y | Y | Y | Y | Y
M3NHFScheduleOfRatesCode | FM2/Wall:12Mm Float And Set | FM2 - Wall:12Mm Float And Set, unit of measure SM | FM2-PR020105 | Y | Y | Y | Y | Y
M3NHFScheduleOfRatesCode | FM2/Wall:Two Coats Dub Out In Patch | FM2 - Wall:Two Coats Dub Out In Patch, unit of measure IT | FM2-PR020107 | Y | Y | Y | Y | Y
M3NHFScheduleOfRatesCode | FM2/Wall:Two Coats Dub Out | FM2 - Wall:Two Coats Dub Out, unit of measure SM | FM2-PR020109 | Y | Y | Y | Y | Y
M3NHFScheduleOfRatesCode | FM2/Wall:Hack Replaster Two Coats Dub Out In Patch | FM2 - Wall:Hack Replaster Two Coats Dub Out In Patch, unit of measure IT | FM2-PR020111 | Y | Y | Y | Y | Y
M3NHFScheduleOfRatesCode | FM2/Wall:Hack Replaster Two Coats Dub Out | FM2 - Wall:Hack Replaster Two Coats Dub Out, unit of measure SM | FM2-PR020113 | Y | Y | Y | Y | Y
M3NHFScheduleOfRatesCode | FM2/Wall:Two Coats Bonding Wall In Patch | FM2 - Wall:Two Coats Bonding Wall In Patch, unit of measure IT | FM2-PR020115 | Y | Y | Y | Y | Y
M3NHFScheduleOfRatesCode | FM2/Wall:Two Coats Bonding Walls | FM2 - Wall:Two Coats Bonding Walls, unit of measure SM | FM2-PR020117 | Y | Y | Y | Y | Y
M3NHFScheduleOfRatesCode | FM2/Wall:Hack Replaster With Clay Breathing In Patch | FM2 - Wall:Hack Replaster With Clay Breathing In Patch, unit of measure IT | FM2-PR020119 | Y | Y | Y | Y | Y
M3NHFScheduleOfRatesCode | FM2/Wall:Hack Replaster In Clay Breathing Plaster | FM2 - Wall:Hack Replaster In Clay Breathing Plaster, unit of measure SM | FM2-PR020121 | Y | Y | Y | Y | Y
M3NHFScheduleOfRatesCode | FM2/Wall:Patch Wall In Clay Breathing Plaster | FM2 - Wall:Patch Wall In Clay Breathing Plaster, unit of measure IT | FM2-PR021123 | Y | Y | Y | Y | Y
M3NHFScheduleOfRatesCode | FM2/Wall:Bond And Set Walls In Clay Breathing Plaster | FM2 - Wall:Bond And Set Walls In Clay Breathing Plaster, unit of measure SM | FM2-PR021125 | Y | Y | Y | Y | Y
M3NHFScheduleOfRatesCode | FM2/Wall:Bonding Agent In Patch | FM2 - Wall:Bonding Agent In Patch, unit of measure IT | FM2-PR021127 |  | Y | Y | Y | Y
M3NHFScheduleOfRatesCode | FM2/Wall:Bonding Agent | FM2 - Wall:Bonding Agent, unit of measure SM | FM2-PR021129 |  | Y | Y | Y | Y
M3NHFScheduleOfRatesCode | FM2/Wall:Fix Ne 12.5Mm Plasterboard Scrim Joints Patch | FM2 - Wall:Fix Ne 12.5Mm Plasterboard Scrim Joints Patch, unit of measure IT | FM2-PR030101 | Y | Y | Y | Y | Y
M3NHFScheduleOfRatesCode | FM2/Wall:Fix Ne 12.5Mm Plasterboard Scrim Joints | FM2 - Wall:Fix Ne 12.5Mm Plasterboard Scrim Joints, unit of measure SM | FM2-PR030103 | Y | Y | Y | Y | Y
M3NHFScheduleOfRatesCode | FM2/Wall:Fix Ne 12.5Mm Plasterboard 3Mm Skim In Patch | FM2 - Wall:Fix Ne 12.5Mm Plasterboard 3Mm Skim In Patch, unit of measure IT | FM2-PR030105 | Y | Y | Y | Y | Y
M3NHFScheduleOfRatesCode | FM2/Wall:Fix Ne 12.5Mm Plasterboard 3Mm Skim Coat | FM2 - Wall:Fix Ne 12.5Mm Plasterboard 3Mm Skim Coat, unit of measure SM | FM2-PR030107 | Y | Y | Y | Y | Y
M3NHFScheduleOfRatesCode | FM2/Wall:Fix Ne 12.5Mm Plasterboard Two Coat Finish | FM2 - Wall:Fix Ne 12.5Mm Plasterboard Two Coat Finish, unit of measure SM | FM2-PR030108 | Y
M3NHFScheduleOfRatesCode | FM2/Wall:Renew Ne 12.5Mm Plasterboard Skim Patch | FM2 - Wall:Renew Ne 12.5Mm Plasterboard Skim Patch, unit of measure IT | FM2-PR030109 | Y | Y | Y | Y | Y
M3NHFScheduleOfRatesCode | FM2/Wall:Renew Ne 12.5Mm Plasterboard 3Mm Skim | FM2 - Wall:Renew Ne 12.5Mm Plasterboard 3Mm Skim, unit of measure SM | FM2-PR030111 | Y | Y | Y | Y | Y
M3NHFScheduleOfRatesCode | FM2/Wall:Renew Double Plasterboard 3Mm Skim In Patch | FM2 - Wall:Renew Double Plasterboard 3Mm Skim In Patch, unit of measure IT | FM2-PR030113 | Y | Y | Y | Y | Y
M3NHFScheduleOfRatesCode | FM2/Wall:Renew Double Plasterboard 3Mm Skim Coat | FM2 - Wall:Renew Double Plasterboard 3Mm Skim Coat, unit of measure SM | FM2-PR030115 | Y | Y | Y | Y | Y
M3NHFScheduleOfRatesCode | FM2/Ceiling:Renew Apply Skim Coat In Patch | FM2 - Ceiling:Renew Apply Skim Coat In Patch, unit of measure IT | FM2-PR040101 | Y | Y | Y | Y | Y
M3NHFScheduleOfRatesCode | FM2/Ceiling:Renew Apply Skim Coat | FM2 - Ceiling:Renew Apply Skim Coat, unit of measure SM | FM2-PR040103 | Y | Y | Y | Y | Y
M3NHFScheduleOfRatesCode | FM2/Ceiling:Two Coats Bonding In Patch | FM2 - Ceiling:Two Coats Bonding In Patch, unit of measure IT | FM2-PR040105 | Y | Y | Y | Y | Y
M3NHFScheduleOfRatesCode | FM2/Ceiling:Two Coats Bonding | FM2 - Ceiling:Two Coats Bonding, unit of measure SM | FM2-PR040107 | Y | Y | Y | Y | Y
M3NHFScheduleOfRatesCode | FM2/Ceiling:Bonding Agent In Patch | FM2 - Ceiling:Bonding Agent In Patch, unit of measure IT | FM2-PR040109 |  | Y | Y | Y | Y
M3NHFScheduleOfRatesCode | FM2/Ceiling:Bonding Agent | FM2 - Ceiling:Bonding Agent, unit of measure SM | FM2-PR040111 |  | Y | Y | Y | Y
M3NHFScheduleOfRatesCode | FM2/Ceiling:Hack Renew Plaster In Patch | FM2 - Ceiling:Hack Renew Plaster In Patch, unit of measure IT | FM2-PR040113 | Y | Y | Y | Y | Y
M3NHFScheduleOfRatesCode | FM2/Ceiling:Hack Renew Plaster | FM2 - Ceiling:Hack Renew Plaster, unit of measure SM | FM2-PR040115 | Y | Y | Y | Y | Y
M3NHFScheduleOfRatesCode | FM2/Ceiling:Fix Ne 12.5Mm Plasterboard 3Mm Skim Patch | FM2 - Ceiling:Fix Ne 12.5Mm Plasterboard 3Mm Skim Patch, unit of measure IT | FM2-PR050101 | Y | Y | Y | Y | Y
M3NHFScheduleOfRatesCode | FM2/Ceiling:Fix Ne 12.5Mm Plasterboard 3Mm Skim Coat | FM2 - Ceiling:Fix Ne 12.5Mm Plasterboard 3Mm Skim Coat, unit of measure SM | FM2-PR050103 | Y | Y | Y | Y | Y
M3NHFScheduleOfRatesCode | FM2/Ceiling:Fix Ne 12.5Mm Plasterboard Two Coat Finish | FM2 - Ceiling:Fix Ne 12.5Mm Plasterboard Two Coat Finish, unit of measure SM | FM2-PR050104 | Y
M3NHFScheduleOfRatesCode | FM2/Ceiling:Fix Double Ne 12.5Mm Plasterboard In Patch | FM2 - Ceiling:Fix Double Ne 12.5Mm Plasterboard In Patch, unit of measure IT | FM2-PR050105 | Y | Y | Y | Y | Y
M3NHFScheduleOfRatesCode | FM2/Ceiling:Fix Double Ne 12.5Mm Plasterboard 3Mm Skim | FM2 - Ceiling:Fix Double Ne 12.5Mm Plasterboard 3Mm Skim, unit of measure SM | FM2-PR050107 | Y | Y | Y | Y | Y
M3NHFScheduleOfRatesCode | FM2/Ceiling:Renew Ne 12.5Mm Plasterboard 3Mm Skim Coat | FM2 - Ceiling:Renew Ne 12.5Mm Plasterboard 3Mm Skim Coat, unit of measure SM | FM2-PR050109 | Y | Y | Y | Y | Y
M3NHFScheduleOfRatesCode | FM2/Ceiling:Renew Ne 12.5Mm Plasterboard Skim In Patch | FM2 - Ceiling:Renew Ne 12.5Mm Plasterboard Skim In Patch, unit of measure IT | FM2-PR050111 | Y | Y | Y | Y | Y
M3NHFScheduleOfRatesCode | FM2/Ceiling:Renew Double Plasterboard Skim In Patch | FM2 - Ceiling:Renew Double Plasterboard Skim In Patch, unit of measure IT | FM2-PR050113 | Y | Y | Y | Y | Y
M3NHFScheduleOfRatesCode | FM2/Ceiling:Renew Double Plasterboard 3Mm Skim Coat | FM2 - Ceiling:Renew Double Plasterboard 3Mm Skim Coat, unit of measure SM | FM2-PR050115 | Y | Y | Y | Y | Y
M3NHFScheduleOfRatesCode | FM2/Ceiling:Fix 12.5Mm Plasterboard In Floor Void | FM2 - Ceiling:Fix 12.5Mm Plasterboard In Floor Void, unit of measure SM | FM2-PR050117 | Y | Y | Y | Y | Y
M3NHFScheduleOfRatesCode | FM2/Ceiling:Overlay Ne 12.5Mm Plasterboard 3Mm Skim | FM2 - Ceiling:Overlay Ne 12.5Mm Plasterboard 3Mm Skim, unit of measure SM | FM2-PR050119 | Y | Y | Y | Y | Y
M3NHFScheduleOfRatesCode | FM2/Ceiling:Fix 12.5Mm Vr Plasterboard 3Mm Skim Coat | FM2 - Ceiling:Fix 12.5Mm Vr Plasterboard 3Mm Skim Coat, unit of measure SM | FM2-PR050201 | Y | Y | Y | Y | Y
M3NHFScheduleOfRatesCode | FM2/Ceiling:Fix Double Vr Plasterboard 3Mm Skim Coat | FM2 - Ceiling:Fix Double Vr Plasterboard 3Mm Skim Coat, unit of measure SM | FM2-PR050203 | Y | Y | Y | Y | Y
M3NHFScheduleOfRatesCode | FM2/Ceiling:Renew 12.5Mm Vr Plasterboard 3Mm Skim Coat | FM2 - Ceiling:Renew 12.5Mm Vr Plasterboard 3Mm Skim Coat, unit of measure SM | FM2-PR050205 | Y | Y | Y | Y | Y
M3NHFScheduleOfRatesCode | FM2/Ceiling:Renew Double Vr Plasterboard 3Mm Skim Coat | FM2 - Ceiling:Renew Double Vr Plasterboard 3Mm Skim Coat, unit of measure SM | FM2-PR050207 | Y | Y | Y | Y | Y
M3NHFScheduleOfRatesCode | FM2/Ceiling:Overlay Ne 12.5Mm Vr Plasterboard 3Mm Skim | FM2 - Ceiling:Overlay Ne 12.5Mm Vr Plasterboard 3Mm Skim, unit of measure SM | FM2-PR050209 | Y | Y | Y | Y | Y
M3NHFScheduleOfRatesCode | FM2/Plaster Repair:Repair Cracks Around Frame | FM2 - Plaster Repair:Repair Cracks Around Frame, unit of measure LM | FM2-PR060101 | Y | Y | Y | Y | Y
M3NHFScheduleOfRatesCode | FM2/Plaster Repair:Renew Reveal To Frame | FM2 - Plaster Repair:Renew Reveal To Frame, unit of measure LM | FM2-PR060103 | Y | Y | Y | Y | Y
M3NHFScheduleOfRatesCode | FM2/Plaster Repair:Repair Cracks Around Fitting | FM2 - Plaster Repair:Repair Cracks Around Fitting, unit of measure LM | FM2-PR060105 | Y | Y | Y | Y | Y
M3NHFScheduleOfRatesCode | FM2/Plaster Repair:Renew Plaster Band | FM2 - Plaster Repair:Renew Plaster Band, unit of measure LM | FM2-PR060107 | Y | Y | Y | Y | Y
M3NHFScheduleOfRatesCode | FM2/Plaster Repair:Repair Crack To Wall Or Ceiling | FM2 - Plaster Repair:Repair Crack To Wall Or Ceiling, unit of measure LM | FM2-PR060109 | Y | Y | Y | Y | Y
M3NHFScheduleOfRatesCode | FM2/Plaster Repair:Renew Metal Profile Bead | FM2 - Plaster Repair:Renew Metal Profile Bead, unit of measure LM | FM2-PR060111 | Y | Y | Y | Y | Y
M3NHFScheduleOfRatesCode | FM2/Plaster Repair:Make Good Around Pipe Etc | FM2 - Plaster Repair:Make Good Around Pipe Etc, unit of measure NO | FM2-PR060113 | Y | Y | Y | Y | Y
M3NHFScheduleOfRatesCode | FM2/Plaster Repair:Renew Plaster Vent | FM2 - Plaster Repair:Renew Plaster Vent, unit of measure NO | FM2-PR060115 | Y | Y | Y | Y | Y
M3NHFScheduleOfRatesCode | FM2/Dwelling Repair:Make Good Around Pipe Etc | FM2 - Dwelling Repair:Make Good Around Pipe Etc, unit of measure IT | FM2-PR060117 | Y
M3NHFScheduleOfRatesCode | FM2/Ceiling:Apply Artex Type Finish | FM2 - Ceiling:Apply Artex Type Finish, unit of measure SM | FM2-PR070101 | Y | Y | Y | Y | Y
M3NHFScheduleOfRatesCode | FM2/Ceiling:Apply Artex Type Finish In Patch | FM2 - Ceiling:Apply Artex Type Finish In Patch, unit of measure IT | FM2-PR070103 | Y | Y | Y | Y | Y
M3NHFScheduleOfRatesCode | FM2/Wall:Dry Line Ne 12.5Mm Plasterboard Pads And Dabs | FM2 - Wall:Dry Line Ne 12.5Mm Plasterboard Pads And Dabs, unit of measure SM | FM2-PR080101 | Y | Y | Y | Y | Y
M3NHFScheduleOfRatesCode | FM2/Wall:Dry Line Ne 12.5Mm Plasterboard Skim | FM2 - Wall:Dry Line Ne 12.5Mm Plasterboard Skim, unit of measure SM | FM2-PR080102 | Y
M3NHFScheduleOfRatesCode | FM2/Ceiling:Dry Line 12.5Mm Thermalboard | FM2 - Ceiling:Dry Line 12.5Mm Thermalboard, unit of measure SM | FM2-PR080103 | Y | Y | Y | Y | Y
M3NHFScheduleOfRatesCode | FM2/Ceiling:Dry Line 25Mm Thermalboard | FM2 - Ceiling:Dry Line 25Mm Thermalboard, unit of measure SM | FM2-PR080105 | Y | Y | Y | Y | Y
M3NHFScheduleOfRatesCode | FM2/Wall:Dry Line 25Mm Thermalboard | FM2 - Wall:Dry Line 25Mm Thermalboard, unit of measure SM | FM2-PR080107 | Y | Y | Y | Y | Y
M3NHFScheduleOfRatesCode | FM2/Wall:Dry Line 45Mm Thermalboard | FM2 - Wall:Dry Line 45Mm Thermalboard, unit of measure SM | FM2-PR080109 | Y | Y | Y | Y | Y
M3NHFScheduleOfRatesCode | FM2/Wall:Renew 12.5Mm Dry Lining | FM2 - Wall:Renew 12.5Mm Dry Lining, unit of measure SM | FM2-PR080111 | Y | Y | Y | Y | Y
M3NHFScheduleOfRatesCode | FM2/Ceiling:Renew Dry Line 12.5Mm | FM2 - Ceiling:Renew Dry Line 12.5Mm, unit of measure SM | FM2-PR080113 | Y | Y | Y | Y | Y
M3NHFScheduleOfRatesCode | FM2/Ceiling:Renew Dry Line 25Mm | FM2 - Ceiling:Renew Dry Line 25Mm, unit of measure SM | FM2-PR080115 | Y | Y | Y | Y | Y
M3NHFScheduleOfRatesCode | FM2/Wall:Renew Dry Line 25Mm | FM2 - Wall:Renew Dry Line 25Mm, unit of measure SM | FM2-PR080117 | Y | Y | Y | Y | Y
M3NHFScheduleOfRatesCode | FM2/Wall:Renew Dry Line 45Mm | FM2 - Wall:Renew Dry Line 45Mm, unit of measure SM | FM2-PR080119 | Y | Y | Y | Y | Y
M3NHFScheduleOfRatesCode | FM2/Coving:Fix Plaster Coving | FM2 - Coving:Fix Plaster Coving, unit of measure LM | FM2-PR090101 | Y | Y | Y | Y | Y
M3NHFScheduleOfRatesCode | FM2/Coving:Refix Plaster Coving | FM2 - Coving:Refix Plaster Coving, unit of measure LM | FM2-PR090103 | Y | Y | Y | Y | Y
M3NHFScheduleOfRatesCode | FM2/Screed:Hack Up Screed In Patch | FM2 - Screed:Hack Up Screed In Patch, unit of measure IT | FM2-PR100101 | Y | Y | Y | Y | Y
M3NHFScheduleOfRatesCode | FM2/Screed:Hack Up Screed | FM2 - Screed:Hack Up Screed, unit of measure SM | FM2-PR100103 | Y | Y | Y | Y | Y
M3NHFScheduleOfRatesCode | FM2/Screed:Repair Crack In Floor | FM2 - Screed:Repair Crack In Floor, unit of measure LM | FM2-PR100105 | Y | Y | Y | Y | Y
M3NHFScheduleOfRatesCode | FM2/Screed:Lay 40Mm Thick In Patch | FM2 - Screed:Lay 40Mm Thick In Patch, unit of measure IT | FM2-PR100107 | Y | Y | Y | Y | Y
M3NHFScheduleOfRatesCode | FM2/Screed:Lay 40Mm Thick Screed | FM2 - Screed:Lay 40Mm Thick Screed, unit of measure SM | FM2-PR100109 | Y | Y | Y | Y | Y
M3NHFScheduleOfRatesCode | FM2/Screed:Lay 50Mm Thick Screed | FM2 - Screed:Lay 50Mm Thick Screed, unit of measure SM | FM2-PR100111 | Y | Y | Y | Y | Y
M3NHFScheduleOfRatesCode | FM2/Screed:Lay 60Mm Thick Screed | FM2 - Screed:Lay 60Mm Thick Screed, unit of measure SM | FM2-PR100113 | Y | Y | Y | Y | Y
M3NHFScheduleOfRatesCode | FM2/Screed:Overlay With Concrete Ne 65Mm | FM2 - Screed:Overlay With Concrete Ne 65Mm, unit of measure SM | FM2-PR100115 | Y | Y | Y | Y | Y
M3NHFScheduleOfRatesCode | FM2/Screed:Provide Polystyrene Insulation | FM2 - Screed:Provide Polystyrene Insulation, unit of measure SM | FM2-PR100116 | Y
M3NHFScheduleOfRatesCode | FM2/Screed:Latex Self Level | FM2 - Screed:Latex Self Level, unit of measure SM | FM2-PR100117 | Y | Y | Y | Y | Y
M3NHFScheduleOfRatesCode | FM2/Grano:Repairs To Staircase | FM2 - Grano:Repairs To Staircase, unit of measure SM | FM2-PR110101 | Y | Y | Y | Y | Y
M3NHFScheduleOfRatesCode | FM2/Grano:Renew Paving | FM2 - Grano:Renew Paving, unit of measure SM | FM2-PR110103 | Y | Y | Y | Y | Y
M3NHFScheduleOfRatesCode | FM2/Grano:Renew Stair Finish | FM2 - Grano:Renew Stair Finish, unit of measure SM | FM2-PR110105 | Y | Y | Y | Y | Y
M3NHFScheduleOfRatesCode | FM2/Wall Tile:Hack Off And Make Good | FM2 - Wall Tile:Hack Off And Make Good, unit of measure SM | FM2-WF020101 | Y | Y | Y | Y | Y
M3NHFScheduleOfRatesCode | FM2/Wall Tiles:Renew Or Fix Individual New Glazed Tile | FM2 - Wall Tiles:Renew Or Fix Individual New Glazed Tile, unit of measure NO | FM2-WF020103 | Y | Y | Y | Y | Y
M3NHFScheduleOfRatesCode | FM2/Wall Tiles:Renew Or Fix New Glazed Tiles | FM2 - Wall Tiles:Renew Or Fix New Glazed Tiles, unit of measure SM | FM2-WF020105 | Y | Y | Y | Y | Y
M3NHFScheduleOfRatesCode | FM2/Wall Tiles:Renew To Cill | FM2 - Wall Tiles:Renew To Cill, unit of measure LM | FM2-WF020107 |  | Y | Y | Y | Y
M3NHFScheduleOfRatesCode | FM2/Wall Tiles:New Reveals Ne 150Mm Wide | FM2 - Wall Tiles:New Reveals Ne 150Mm Wide, unit of measure LM | FM2-WF020109 |  | Y | Y | Y | Y
M3NHFScheduleOfRatesCode | FM2/Wall Tiles:Remove And Refix | FM2 - Wall Tiles:Remove And Refix, unit of measure SM | FM2-WF020111 | Y | Y | Y | Y | Y
M3NHFScheduleOfRatesCode | FM2/Wall Tiles:Rake Out And Regrout | FM2 - Wall Tiles:Rake Out And Regrout, unit of measure SM | FM2-WF020113 | Y | Y | Y | Y | Y
M3NHFScheduleOfRatesCode | FM2/Wall Tiles:New Glazed Tiles To Kitchen | FM2 - Wall Tiles:New Glazed Tiles To Kitchen, unit of measure SM | FM2-WF020115 | Y | Y | Y | Y | Y
M3NHFScheduleOfRatesCode | FM2/Wall Tiles:New Glazed Tiles To Bathroom | FM2 - Wall Tiles:New Glazed Tiles To Bathroom, unit of measure SM | FM2-WF020117 | Y | Y | Y | Y | Y
M3NHFScheduleOfRatesCode | FM2/Floor Tiles:Renew Quarry Tile In Patch | FM2 - Floor Tiles:Renew Quarry Tile In Patch, unit of measure IT | FM2-WF030101 | Y | Y | Y | Y | Y
M3NHFScheduleOfRatesCode | FM2/Floor Tiles:Renew Quarry Per Tile | FM2 - Floor Tiles:Renew Quarry Per Tile, unit of measure NO | FM2-WF030103 | Y | Y | Y | Y | Y
M3NHFScheduleOfRatesCode | FM2/Floor Tiles:Renew Quarry Tiles | FM2 - Floor Tiles:Renew Quarry Tiles, unit of measure SM | FM2-WF030105 | Y | Y | Y | Y | Y
M3NHFScheduleOfRatesCode | FM2/Floor Tiles:New Quarry Tile In Patch | FM2 - Floor Tiles:New Quarry Tile In Patch, unit of measure IT | FM2-WF030107 | Y | Y | Y | Y | Y
M3NHFScheduleOfRatesCode | FM2/Floor Tiles:New Quarry Tiles | FM2 - Floor Tiles:New Quarry Tiles, unit of measure SM | FM2-WF030109 | Y | Y | Y | Y | Y
M3NHFScheduleOfRatesCode | FM2/Floor Tiles:Rebed Quarry Per Tile | FM2 - Floor Tiles:Rebed Quarry Per Tile, unit of measure NO | FM2-WF030111 | Y | Y | Y | Y | Y
M3NHFScheduleOfRatesCode | FM2/Floor Tiles:Rebed Quarry Tiles | FM2 - Floor Tiles:Rebed Quarry Tiles, unit of measure SM | FM2-WF030113 | Y | Y | Y | Y | Y
M3NHFScheduleOfRatesCode | FM2/Tile Skirting:Renew Individual Quarry Tile | FM2 - Tile Skirting:Renew Individual Quarry Tile, unit of measure NO | FM2-WF030201 | Y | Y | Y | Y | Y
M3NHFScheduleOfRatesCode | FM2/Tile Skirting:Renew Quarry Tiles | FM2 - Tile Skirting:Renew Quarry Tiles, unit of measure LM | FM2-WF030203 | Y | Y | Y | Y | Y
M3NHFScheduleOfRatesCode | FM2/Tile Skirting:Lay New Individual Quarry Tile | FM2 - Tile Skirting:Lay New Individual Quarry Tile, unit of measure NO | FM2-WF030205 | Y | Y | Y | Y | Y
M3NHFScheduleOfRatesCode | FM2/Tile Skirting:Lay New Quarry Tiles | FM2 - Tile Skirting:Lay New Quarry Tiles, unit of measure LM | FM2-WF030207 | Y | Y | Y | Y | Y
M3NHFScheduleOfRatesCode | FM2/Tile Skirting:Rebed Individual Quarry Tile | FM2 - Tile Skirting:Rebed Individual Quarry Tile, unit of measure NO | FM2-WF030209 | Y | Y | Y | Y | Y
M3NHFScheduleOfRatesCode | FM2/Tile Skirting:Rebed Quarry Tiles | FM2 - Tile Skirting:Rebed Quarry Tiles, unit of measure LM | FM2-WF030211 | Y | Y | Y | Y | Y
M3NHFScheduleOfRatesCode | FM2/Tile Skirting:Remove Quarry Tiles | FM2 - Tile Skirting:Remove Quarry Tiles, unit of measure LM | FM2-WF030213 | Y
M3NHFScheduleOfRatesCode | FM2/Floor Tiles:Renew Ceramic Tiles In Patch | FM2 - Floor Tiles:Renew Ceramic Tiles In Patch, unit of measure IT | FM2-WF040101 | Y | Y | Y | Y | Y
M3NHFScheduleOfRatesCode | FM2/Floor Tiles:Renew Ceramic Tiles | FM2 - Floor Tiles:Renew Ceramic Tiles, unit of measure SM | FM2-WF040103 | Y | Y | Y | Y | Y
M3NHFScheduleOfRatesCode | FM2/Floor Tiles:New Ceramic Tiles In Patch | FM2 - Floor Tiles:New Ceramic Tiles In Patch, unit of measure IT | FM2-WF040105 | Y | Y | Y | Y | Y
M3NHFScheduleOfRatesCode | FM2/Floor Tiles:New Ceramic Tiles | FM2 - Floor Tiles:New Ceramic Tiles, unit of measure SM | FM2-WF040107 | Y | Y | Y | Y | Y
M3NHFScheduleOfRatesCode | FM2/Floor Tiles:Rebed Ceramic Tiles In Patch | FM2 - Floor Tiles:Rebed Ceramic Tiles In Patch, unit of measure NO | FM2-WF040109 | Y | Y | Y | Y | Y
M3NHFScheduleOfRatesCode | FM2/Floor Tiles:Rebed Ceramic Tiles | FM2 - Floor Tiles:Rebed Ceramic Tiles, unit of measure SM | FM2-WF040111 | Y | Y | Y | Y | Y
M3NHFScheduleOfRatesCode | FM2/Floor Tiles:Renew Non-Slip Ceramic Tiles In Patch | FM2 - Floor Tiles:Renew Non-Slip Ceramic Tiles In Patch, unit of measure IT | FM2-WF040201 | Y | Y | Y | Y | Y
M3NHFScheduleOfRatesCode | FM2/Floor Tiles:Renew Non-Slip Ceramic Tiles | FM2 - Floor Tiles:Renew Non-Slip Ceramic Tiles, unit of measure SM | FM2-WF040203 | Y | Y | Y | Y | Y
M3NHFScheduleOfRatesCode | FM2/Floor Tiles:New Non-Slip Ceramic Tiles In Patch | FM2 - Floor Tiles:New Non-Slip Ceramic Tiles In Patch, unit of measure IT | FM2-WF040205 | Y | Y | Y | Y | Y
M3NHFScheduleOfRatesCode | FM2/Floor Tiles:New Non-Slip Ceramic Tiles | FM2 - Floor Tiles:New Non-Slip Ceramic Tiles, unit of measure SM | FM2-WF040207 | Y | Y | Y | Y | Y
M3NHFScheduleOfRatesCode | FM2/Floor Tiles:Rebed Non-Slip Ceramic Patch-Per Tile | FM2 - Floor Tiles:Rebed Non-Slip Ceramic Patch-Per Tile, unit of measure NO | FM2-WF040209 | Y
M3NHFScheduleOfRatesCode | FM2/Floor Tiles:Rebed Non-Slip Ceramic Tiles | FM2 - Floor Tiles:Rebed Non-Slip Ceramic Tiles, unit of measure SM | FM2-WF040211 | Y
M3NHFScheduleOfRatesCode | FM2/Tile Skirting:Renew Individual Ceramic Tile | FM2 - Tile Skirting:Renew Individual Ceramic Tile, unit of measure NO | FM2-WF040301 | Y | Y | Y | Y | Y
M3NHFScheduleOfRatesCode | FM2/Tile Skirting:Renew Ceramic Tiles | FM2 - Tile Skirting:Renew Ceramic Tiles, unit of measure LM | FM2-WF040303 | Y | Y | Y | Y | Y
M3NHFScheduleOfRatesCode | FM2/Tile Skirting:Lay New Individual Ceramic Tile | FM2 - Tile Skirting:Lay New Individual Ceramic Tile, unit of measure NO | FM2-WF040305 | Y | Y | Y | Y | Y
M3NHFScheduleOfRatesCode | FM2/Tile Skirting:Lay New Ceramic Tiles | FM2 - Tile Skirting:Lay New Ceramic Tiles, unit of measure LM | FM2-WF040307 | Y | Y | Y | Y | Y
M3NHFScheduleOfRatesCode | FM2/Tile Skirting:Rebed Single Ceramic Tile - Per Tile | FM2 - Tile Skirting:Rebed Single Ceramic Tile - Per Tile, unit of measure NO | FM2-WF040309 | Y | Y | Y | Y | Y
M3NHFScheduleOfRatesCode | FM2/Tile Skirting:Rebed Ceramic Tiles | FM2 - Tile Skirting:Rebed Ceramic Tiles, unit of measure LM | FM2-WF040311 | Y | Y | Y | Y | Y
M3NHFScheduleOfRatesCode | FM2/Floor Tiles:Rake Out And Regrout | FM2 - Floor Tiles:Rake Out And Regrout, unit of measure SM | FM2-WF040501 | Y
M3NHFScheduleOfRatesCode | FM2/Floor Tiles:Hack Up Single Vinyl Tile Per Tile | FM2 - Floor Tiles:Hack Up Single Vinyl Tile Per Tile, unit of measure NO | FM2-WF050101 | Y | Y | Y | Y | Y
M3NHFScheduleOfRatesCode | FM2/Floor Tiles:Hack Up Vinyl Tiles | FM2 - Floor Tiles:Hack Up Vinyl Tiles, unit of measure SM | FM2-WF050103 | Y | Y | Y | Y | Y
M3NHFScheduleOfRatesCode | FM2/Floor Tiles:Renew Individual Vinyl Tile Per Tile | FM2 - Floor Tiles:Renew Individual Vinyl Tile Per Tile, unit of measure NO | FM2-WF050105 | Y | Y | Y | Y | Y
M3NHFScheduleOfRatesCode | FM2/Floor Tiles:Renew Vinyl Tiles | FM2 - Floor Tiles:Renew Vinyl Tiles, unit of measure SM | FM2-WF050107 | Y | Y | Y | Y | Y
M3NHFScheduleOfRatesCode | FM2/Floor Tiles:Renew Vinyl Tiles And Sub-Base | FM2 - Floor Tiles:Renew Vinyl Tiles And Sub-Base, unit of measure SM | FM2-WF050109 | Y | Y | Y | Y | Y
M3NHFScheduleOfRatesCode | FM2/Floor Tiles:Lay New Individual Vinyl Tile Per Tile | FM2 - Floor Tiles:Lay New Individual Vinyl Tile Per Tile, unit of measure NO | FM2-WF050111 | Y | Y | Y | Y | Y
M3NHFScheduleOfRatesCode | FM2/Floor Tiles:Lay New Vinyl Tiles | FM2 - Floor Tiles:Lay New Vinyl Tiles, unit of measure SM | FM2-WF050113 | Y | Y | Y | Y | Y
M3NHFScheduleOfRatesCode | FM2/Floor Tiles:Lay New Vinyl Tiles And Sub-Base | FM2 - Floor Tiles:Lay New Vinyl Tiles And Sub-Base, unit of measure SM | FM2-WF050115 | Y | Y | Y | Y | Y
M3NHFScheduleOfRatesCode | FM2/Floor Tiles:Refix Individual Vinyl Tile | FM2 - Floor Tiles:Refix Individual Vinyl Tile, unit of measure NO | FM2-WF050117 | Y | Y | Y | Y | Y
M3NHFScheduleOfRatesCode | FM2/Floor Tiles:Refix Vinyl Tiles | FM2 - Floor Tiles:Refix Vinyl Tiles, unit of measure SM | FM2-WF050119 | Y | Y | Y | Y | Y
M3NHFScheduleOfRatesCode | FM2/Sheet Flooring:Renew Vinyl | FM2 - Sheet Flooring:Renew Vinyl, unit of measure SM | FM2-WF060101 | Y | Y | Y | Y | Y
M3NHFScheduleOfRatesCode | FM2/Sheet Flooring:Renew Vinyl And Sub-Base | FM2 - Sheet Flooring:Renew Vinyl And Sub-Base, unit of measure SM | FM2-WF060103 | Y | Y | Y | Y | Y
M3NHFScheduleOfRatesCode | FM2/Sheet Flooring:Lay New Vinyl | FM2 - Sheet Flooring:Lay New Vinyl, unit of measure SM | FM2-WF060105 | Y | Y | Y | Y | Y
M3NHFScheduleOfRatesCode | FM2/Sheet Flooring:Lay New Vinyl And Sub-Base | FM2 - Sheet Flooring:Lay New Vinyl And Sub-Base, unit of measure SM | FM2-WF060107 | Y | Y | Y | Y | Y
M3NHFScheduleOfRatesCode | FM2/Sheet Flooring:Refix Flooring | FM2 - Sheet Flooring:Refix Flooring, unit of measure SM | FM2-WF060109 | Y | Y | Y | Y | Y
M3NHFScheduleOfRatesCode | FM2/Sheet Flooring:Hack Up Vinyl Tiles | FM2 - Sheet Flooring:Hack Up Vinyl Tiles, unit of measure SM | FM2-WF060111 | Y
M3NHFScheduleOfRatesCode | FM2/Sheet Flooring:Renew Polysafe | FM2 - Sheet Flooring:Renew Polysafe, unit of measure SM | FM2-WF060201 | Y | Y | Y | Y | Y
M3NHFScheduleOfRatesCode | FM2/Sheet Flooring:Renew Polysafe And Sub-Base | FM2 - Sheet Flooring:Renew Polysafe And Sub-Base, unit of measure SM | FM2-WF060203 | Y | Y | Y | Y | Y
M3NHFScheduleOfRatesCode | FM2/Sheet Flooring:Lay New Polysafe | FM2 - Sheet Flooring:Lay New Polysafe, unit of measure SM | FM2-WF060205 | Y | Y | Y | Y | Y
M3NHFScheduleOfRatesCode | FM2/Sheet Flooring:Lay New Proprietary And Sub-Base | FM2 - Sheet Flooring:Lay New Proprietary And Sub-Base, unit of measure SM | FM2-WF060207 | Y | Y | Y | Y | Y
M3NHFScheduleOfRatesCode | FM2/Sheet Flooring:Renew Proprietary To Staircase | FM2 - Sheet Flooring:Renew Proprietary To Staircase, unit of measure SM | FM2-WF060209 | Y | Y | Y | Y | Y
M3NHFScheduleOfRatesCode | FM2/Sheet Flooring:Lay New Proprietary To Staircase | FM2 - Sheet Flooring:Lay New Proprietary To Staircase, unit of measure SM | FM2-WF060211 | Y | Y | Y | Y | Y
M3NHFScheduleOfRatesCode | FM2/Sheet Flooring:Refix Proprietary | FM2 - Sheet Flooring:Refix Proprietary, unit of measure SM | FM2-WF060213 | Y | Y | Y | Y | Y
M3NHFScheduleOfRatesCode | FM2/Sheet Flooring:Renew Non-Slip And Sub-Base | FM2 - Sheet Flooring:Renew Non-Slip And Sub-Base, unit of measure SM | FM2-WF060301 | Y | Y | Y | Y | Y
M3NHFScheduleOfRatesCode | FM2/Sheet Flooring:Lay New Non-Slip And Sub-Base | FM2 - Sheet Flooring:Lay New Non-Slip And Sub-Base, unit of measure SM | FM2-WF060303 | Y | Y | Y | Y | Y
M3NHFScheduleOfRatesCode | FM2/Sheet Flooring:Lay New Non-Slip | FM2 - Sheet Flooring:Lay New Non-Slip, unit of measure SM | FM2-WF060305 | Y | Y | Y | Y | Y
M3NHFScheduleOfRatesCode | FM2/Sheet Flooring:Lay New Non-Slip To Staircase | FM2 - Sheet Flooring:Lay New Non-Slip To Staircase, unit of measure SM | FM2-WF060307 | Y | Y | Y | Y | Y
M3NHFScheduleOfRatesCode | FM2/Sheet Flooring:Refix Non-Slip | FM2 - Sheet Flooring:Refix Non-Slip, unit of measure SM | FM2-WF060309 | Y | Y | Y
M3NHFScheduleOfRatesCode | FM2/Wet Room:Renew Non-Slip Sheet Flooring +Sub-Base | FM2 - Wet Room:Renew Non-Slip Sheet Flooring +Sub-Base, unit of measure SM | FM2-WF060401 | Y | Y | Y | Y | Y
M3NHFScheduleOfRatesCode | FM2/Wet Room:Lay New Non-Slip Sheet Flooring +Sub-Base | FM2 - Wet Room:Lay New Non-Slip Sheet Flooring +Sub-Base, unit of measure SM | FM2-WF060403 | Y | Y | Y | Y | Y
M3NHFScheduleOfRatesCode | FM2/Skirting:Renew Vinyl Etc | FM2 - Skirting:Renew Vinyl Etc, unit of measure LM | FM2-WF060501 | Y | Y | Y | Y | Y
M3NHFScheduleOfRatesCode | FM2/Skirting:Refix Vinyl Etc | FM2 - Skirting:Refix Vinyl Etc, unit of measure LM | FM2-WF060503 | Y | Y | Y | Y
M3NHFScheduleOfRatesCode | FM2/Carpet:Renew To Communal Areas | FM2 - Carpet:Renew To Communal Areas, unit of measure SM | FM2-WF070101 | Y | Y | Y | Y | Y
M3NHFScheduleOfRatesCode | FM2/Carpet:Renew To Communal Areas Underlay | FM2 - Carpet:Renew To Communal Areas Underlay, unit of measure SM | FM2-WF070103 | Y | Y | Y | Y | Y
M3NHFScheduleOfRatesCode | FM2/Carpet:Renew To Domestic Areas | FM2 - Carpet:Renew To Domestic Areas, unit of measure SM | FM2-WF070105 | Y | Y | Y | Y | Y
M3NHFScheduleOfRatesCode | FM2/Carpet:Renew Individual Carpet Tiles | FM2 - Carpet:Renew Individual Carpet Tiles, unit of measure NO | FM2-WF070201 | Y | Y | Y | Y | Y
M3NHFScheduleOfRatesCode | FM2/Carpet:Renew Patch Of Carpet Tiles Ne 2Sm | FM2 - Carpet:Renew Patch Of Carpet Tiles Ne 2Sm, unit of measure IT | FM2-WF070203 | Y | Y | Y | Y | Y
M3NHFScheduleOfRatesCode | FM2/Carpet:Renew Carpet Tiles | FM2 - Carpet:Renew Carpet Tiles, unit of measure SM | FM2-WF070205 | Y | Y | Y | Y | Y
M3NHFScheduleOfRatesCode | FM2/Carpet:Relay Individual Carpet Tiles | FM2 - Carpet:Relay Individual Carpet Tiles, unit of measure NO | FM2-WF070207 | Y | Y | Y | Y | Y
M3NHFScheduleOfRatesCode | FM2/Carpet:Relay Patch Of Carpet Tiles Ne 2Sm | FM2 - Carpet:Relay Patch Of Carpet Tiles Ne 2Sm, unit of measure IT | FM2-WF070209 | Y | Y | Y | Y | Y
M3NHFScheduleOfRatesCode | FM2/Carpet:Relay Carpet Tiles | FM2 - Carpet:Relay Carpet Tiles, unit of measure SM | FM2-WF070211 | Y | Y | Y | Y | Y
M3NHFScheduleOfRatesCode | FM2/Carpet:Renew Metal Door Strip - Proprietary | FM2 - Carpet:Renew Metal Door Strip - Proprietary, unit of measure LM | FM2-WF080101 | Y | Y | Y | Y | Y
M3NHFScheduleOfRatesCode | FM2/Carpet:Refix Metal Door Strip - Proprietary | FM2 - Carpet:Refix Metal Door Strip - Proprietary, unit of measure LM | FM2-WF080103 | Y | Y | Y | Y | Y
M3NHFScheduleOfRatesCode | FM2/Floor Plate:Renew Polished 350X350Mm Aluminium | FM2 - Floor Plate:Renew Polished 350X350Mm Aluminium, unit of measure NO | FM2-WF090101 | Y | Y | Y | Y | Y
M3NHFScheduleOfRatesCode | FM2/Floor Plate:Refix 350X350Mm Aluminium | FM2 - Floor Plate:Refix 350X350Mm Aluminium, unit of measure NO | FM2-WF090103 | Y | Y | Y | Y | Y
M3NHFScheduleOfRatesCode | FM2/Nosing:Renew Alloy Nosing To Step | FM2 - Nosing:Renew Alloy Nosing To Step, unit of measure NO | FM2-WF100101 | Y | Y | Y | Y | Y
M3NHFScheduleOfRatesCode | FM2/Nosing:Supply And Fix Nosing To Step | FM2 - Nosing:Supply And Fix Nosing To Step, unit of measure NO | FM2-WF100103 | Y | Y | Y | Y | Y
M3NHFScheduleOfRatesCode | FM2/Nosing:Refix To Step | FM2 - Nosing:Refix To Step, unit of measure NO | FM2-WF100105 | Y | Y | Y | Y | Y
M3NHFScheduleOfRatesCode | FM2/Nosing:Renew Pvcu Nosing To Step | FM2 - Nosing:Renew Pvcu Nosing To Step, unit of measure NO | FM2-WF100107 | Y
M3NHFScheduleOfRatesCode | FM2/Sealant To Perimeter:Renew To Flooring | FM2 - Sealant To Perimeter:Renew To Flooring, unit of measure LM | FM2-WF100201 | Y
M3NHFScheduleOfRatesCode | FM2/Suspended Ceilings:Renew Tile 600X600Mm | FM2 - Suspended Ceilings:Renew Tile 600X600Mm, unit of measure NO | FM2-WF110101 | Y | Y | Y | Y | Y
M3NHFScheduleOfRatesCode | FM2/Suspended Ceilings:Renew Tile 1200X600Mm | FM2 - Suspended Ceilings:Renew Tile 1200X600Mm, unit of measure NO | FM2-WF110103 | Y | Y | Y | Y | Y
M3NHFScheduleOfRatesCode | FM2/Suspended Ceilings:Renew 600Sq Tile Patch Ne 2Sm | FM2 - Suspended Ceilings:Renew 600Sq Tile Patch Ne 2Sm, unit of measure IT | FM2-WF110105 | Y | Y | Y | Y | Y
M3NHFScheduleOfRatesCode | FM2/Susp Ceilings:Renew 600X1200 Tile Patch Ne 2Sm | FM2 - Susp Ceilings:Renew 600X1200 Tile Patch Ne 2Sm, unit of measure IT | FM2-WF110107 | Y | Y | Y | Y | Y
M3NHFScheduleOfRatesCode | FM2/Suspended Ceilings:Renew 600Sq Tile Patch Over 2Sm | FM2 - Suspended Ceilings:Renew 600Sq Tile Patch Over 2Sm, unit of measure SM | FM2-WF110109 | Y | Y | Y | Y | Y
M3NHFScheduleOfRatesCode | FM2/Susp Ceilings:Renew 600X1200 Tile Patch Over 2Sm | FM2 - Susp Ceilings:Renew 600X1200 Tile Patch Over 2Sm, unit of measure SM | FM2-WF110111 | Y | Y | Y | Y | Y
M3NHFScheduleOfRatesCode | FM2/Suspended Ceiling:Repair To Grid | FM2 - Suspended Ceiling:Repair To Grid, unit of measure SM | FM2-WF110113 | Y | Y | Y | Y | Y
M3NHFScheduleOfRatesCode | FM3/Bath:Disconnect And Remove | FM3 - Bath:Disconnect And Remove, unit of measure NO | FM3-DA951112 | Y
M3NHFScheduleOfRatesCode | FM3/Heater:Renew Ne 1.75Kw Storage Heater | FM3 - Heater:Renew Ne 1.75Kw Storage Heater, unit of measure NO | FM3-EE010101 | Y | Y | Y | Y | Y
M3NHFScheduleOfRatesCode | FM3/Heater:Renew Ne 2.6Kw Storage Heater | FM3 - Heater:Renew Ne 2.6Kw Storage Heater, unit of measure NO | FM3-EE010103 | Y | Y | Y | Y | Y
M3NHFScheduleOfRatesCode | FM3/Heater:Renew Ne 3.4Kw Storage Heater | FM3 - Heater:Renew Ne 3.4Kw Storage Heater, unit of measure NO | FM3-EE010105 | Y | Y | Y | Y | Y
M3NHFScheduleOfRatesCode | FM3/Heater:Renew Ne 0.6Kw Storage To Bathroom | FM3 - Heater:Renew Ne 0.6Kw Storage To Bathroom, unit of measure NO | FM3-EE010107 | Y | Y | Y | Y | Y
M3NHFScheduleOfRatesCode | FM3/Heater:Renew 1.75 And 1.0Kw Combined Storage | FM3 - Heater:Renew 1.75 And 1.0Kw Combined Storage, unit of measure NO | FM3-EE010201 | Y | Y | Y | Y | Y
M3NHFScheduleOfRatesCode | FM3/Heater:Renew 2.6 And 1.5Kw Combined Storage | FM3 - Heater:Renew 2.6 And 1.5Kw Combined Storage, unit of measure NO | FM3-EE010203 | Y | Y | Y | Y | Y
M3NHFScheduleOfRatesCode | FM3/Heater:Renew 3.4 And 2.0Kw Combined Storage | FM3 - Heater:Renew 3.4 And 2.0Kw Combined Storage, unit of measure NO | FM3-EE010205 | Y | Y | Y | Y | Y
M3NHFScheduleOfRatesCode | FM3/Heater:Renew Any Parts To Storage [Per Heater] | FM3 - Heater:Renew Any Parts To Storage [Per Heater], unit of measure IT | FM3-EE010207 | Y | Y | Y | Y | Y
M3NHFScheduleOfRatesCode | FM3/Heater:Resite And Reconnect | FM3 - Heater:Resite And Reconnect, unit of measure NO | FM3-EE010209 | Y | Y | Y | Y | Y
M3NHFScheduleOfRatesCode | FM3/Heater:Disconnect And Remove | FM3 - Heater:Disconnect And Remove, unit of measure NO | FM3-EE010211 | Y | Y | Y | Y | Y
M3NHFScheduleOfRatesCode | FM3/Thermostat:Renew Room Type To Electric Heating | FM3 - Thermostat:Renew Room Type To Electric Heating, unit of measure NO | FM3-EE010213 | Y | Y | Y | Y | Y
M3NHFScheduleOfRatesCode | FM3/Heater:Service Any Type Of Storage Heater | FM3 - Heater:Service Any Type Of Storage Heater, unit of measure NO | FM3-EE010215 | Y | Y | Y | Y | Y
M3NHFScheduleOfRatesCode | FM3/Fire:Renew Ne 2.5Kw Radiant Fire | FM3 - Fire:Renew Ne 2.5Kw Radiant Fire, unit of measure NO | FM3-EE010301 | Y | Y | Y | Y | Y
M3NHFScheduleOfRatesCode | FM3/Fire:Install Ne 3.0Kw Inset Focal Fan Heater | FM3 - Fire:Install Ne 3.0Kw Inset Focal Fan Heater, unit of measure IT | FM3-EE010302 | Y
M3NHFScheduleOfRatesCode | FM3/Fire:Install Ne 2.5Kw Radiant Focal Fire | FM3 - Fire:Install Ne 2.5Kw Radiant Focal Fire, unit of measure NO | FM3-EE010303 | Y | Y | Y | Y | Y
M3NHFScheduleOfRatesCode | FM3/Heater:Renew 2.5Kw Fan Convector Heater | FM3 - Heater:Renew 2.5Kw Fan Convector Heater, unit of measure NO | FM3-EE010305 | Y | Y | Y | Y | Y
M3NHFScheduleOfRatesCode | FM3/Heater:Renew 2.5Kw Fan Convector With Timer | FM3 - Heater:Renew 2.5Kw Fan Convector With Timer, unit of measure NO | FM3-EE010307 | Y | Y | Y | Y | Y
M3NHFScheduleOfRatesCode | FM3/Heater:Renew Ne 1Kw Panel Heater | FM3 - Heater:Renew Ne 1Kw Panel Heater, unit of measure NO | FM3-EE010309 | Y | Y | Y | Y | Y
M3NHFScheduleOfRatesCode | FM3/Heater:Renew Ne 1Kw Panel Heater With Timer | FM3 - Heater:Renew Ne 1Kw Panel Heater With Timer, unit of measure NO | FM3-EE010311 | Y | Y | Y | Y | Y
M3NHFScheduleOfRatesCode | FM3/Heater:Renew Ne 2Kw Panel Heater | FM3 - Heater:Renew Ne 2Kw Panel Heater, unit of measure NO | FM3-EE010315 | Y | Y | Y | Y | Y
M3NHFScheduleOfRatesCode | FM3/Heater:Renew Ne 2Kw Panel Heater With Timer | FM3 - Heater:Renew Ne 2Kw Panel Heater With Timer, unit of measure NO | FM3-EE010317 | Y | Y | Y | Y | Y
M3NHFScheduleOfRatesCode | FM3/Heater:Renew Ne 3Kw Panel Heater | FM3 - Heater:Renew Ne 3Kw Panel Heater, unit of measure NO | FM3-EE010319 | Y | Y | Y | Y | Y
M3NHFScheduleOfRatesCode | FM3/Heater:Renew Ne 3Kw Panel Heater With Timer | FM3 - Heater:Renew Ne 3Kw Panel Heater With Timer, unit of measure NO | FM3-EE010321 | Y | Y | Y | Y | Y
M3NHFScheduleOfRatesCode | FM3/Fire:Renew Ne 1Kw Infra Red Heater | FM3 - Fire:Renew Ne 1Kw Infra Red Heater, unit of measure NO | FM3-EE010323 | Y | Y | Y | Y | Y
M3NHFScheduleOfRatesCode | FM3/Fire:Renew Ne 2Kw Infra Red Heater | FM3 - Fire:Renew Ne 2Kw Infra Red Heater, unit of measure NO | FM3-EE010325 | Y | Y | Y | Y | Y
M3NHFScheduleOfRatesCode | FM3/Heater:Renew 2Kw Wall Fan Heater | FM3 - Heater:Renew 2Kw Wall Fan Heater, unit of measure NO | FM3-EE010327 | Y | Y | Y | Y | Y
M3NHFScheduleOfRatesCode | FM3/Heater:Renew 2Kw Wall Fan Heater With Timer | FM3 - Heater:Renew 2Kw Wall Fan Heater With Timer, unit of measure NO | FM3-EE010329 | Y | Y | Y | Y | Y
M3NHFScheduleOfRatesCode | FM3/Heater:Service Any Type Of Panel Heater | FM3 - Heater:Service Any Type Of Panel Heater, unit of measure NO | FM3-EE010331 | Y | Y | Y | Y | Y
M3NHFScheduleOfRatesCode | FM3/Heater:Renew Ne 0.75Kw Space Heater | FM3 - Heater:Renew Ne 0.75Kw Space Heater, unit of measure NO | FM3-EE010351 | Y | Y | Y | Y
M3NHFScheduleOfRatesCode | FM3/Heater:Renew Ne 1.0Kw Space To Bathroom | FM3 - Heater:Renew Ne 1.0Kw Space To Bathroom, unit of measure NO | FM3-EE010352 | Y | Y | Y | Y
M3NHFScheduleOfRatesCode | FM3/Heater:Renew Ne 1.25Kw Space Heater | FM3 - Heater:Renew Ne 1.25Kw Space Heater, unit of measure NO | FM3-EE010355 | Y | Y | Y | Y
M3NHFScheduleOfRatesCode | FM3/Heater:Renew Ne 1.5Kw Space Heater | FM3 - Heater:Renew Ne 1.5Kw Space Heater, unit of measure NO | FM3-EE010357 | Y | Y | Y | Y
M3NHFScheduleOfRatesCode | FM3/Heater:Renew Radiant Element | FM3 - Heater:Renew Radiant Element, unit of measure NO | FM3-EE010401 | Y | Y | Y | Y | Y
M3NHFScheduleOfRatesCode | FM3/Heater:Renew Radiant Reflector | FM3 - Heater:Renew Radiant Reflector, unit of measure NO | FM3-EE010403 | Y | Y | Y | Y | Y
M3NHFScheduleOfRatesCode | FM3/Heater:Renew Dp Switch | FM3 - Heater:Renew Dp Switch, unit of measure NO | FM3-EE010405 | Y | Y | Y | Y | Y
M3NHFScheduleOfRatesCode | FM3/Fire Or Radiant Heater:Service Any Type | FM3 - Fire Or Radiant Heater:Service Any Type, unit of measure NO | FM3-EE010407 | Y | Y | Y | Y | Y
M3NHFScheduleOfRatesCode | FM3/Towel Rail:Renew Ne 175 Watt Electric | FM3 - Towel Rail:Renew Ne 175 Watt Electric, unit of measure NO | FM3-EE010501 | Y | Y | Y | Y | Y
M3NHFScheduleOfRatesCode | FM3/Immersion Heater:Renew 3Kw Alloy (Top) | FM3 - Immersion Heater:Renew 3Kw Alloy (Top), unit of measure NO | FM3-EE010601 | Y | Y | Y | Y | Y
M3NHFScheduleOfRatesCode | FM3/Immersion Heater:Renew Ne 3Kw Alloy (Bottom) | FM3 - Immersion Heater:Renew Ne 3Kw Alloy (Bottom), unit of measure NO | FM3-EE010603 | Y | Y | Y | Y | Y
M3NHFScheduleOfRatesCode | FM3/Immersion Heater:Renew Cylinder Thermostat | FM3 - Immersion Heater:Renew Cylinder Thermostat, unit of measure NO | FM3-EE010605 | Y | Y | Y | Y | Y
M3NHFScheduleOfRatesCode | FM3/Immersion Heater:Disconnect | FM3 - Immersion Heater:Disconnect, unit of measure NO | FM3-EE010607 | Y | Y | Y | Y | Y
M3NHFScheduleOfRatesCode | FM3/Immersion Heater:Remove And Seal Boss | FM3 - Immersion Heater:Remove And Seal Boss, unit of measure IT | FM3-EE010609 | Y | Y | Y | Y | Y
M3NHFScheduleOfRatesCode | FM3/Immersion Heater:Reconnect And Test | FM3 - Immersion Heater:Reconnect And Test, unit of measure IT | FM3-EE010611 | Y | Y | Y | Y | Y
M3NHFScheduleOfRatesCode | FM3/Immersion Heater:Test And Reset Thermostat | FM3 - Immersion Heater:Test And Reset Thermostat, unit of measure IT | FM3-EE010613 | Y | Y | Y | Y | Y
M3NHFScheduleOfRatesCode | FM3/Immersion Heater:Renew Circuit And Switch | FM3 - Immersion Heater:Renew Circuit And Switch, unit of measure NO | FM3-EE010615 | Y | Y | Y | Y | Y
M3NHFScheduleOfRatesCode | FM3/Immersion Heater:Renew Flex Connection | FM3 - Immersion Heater:Renew Flex Connection, unit of measure NO | FM3-EE010617 | Y | Y | Y | Y | Y
M3NHFScheduleOfRatesCode | FM3/Immersion Heater:Renew 20A Dp/Tp Indicator Switch | FM3 - Immersion Heater:Renew 20A Dp/Tp Indicator Switch, unit of measure NO | FM3-EE010619 | Y | Y | Y | Y | Y
M3NHFScheduleOfRatesCode | FM3/Immersion Heater:Renew Booster Switch | FM3 - Immersion Heater:Renew Booster Switch, unit of measure NO | FM3-EE010621 | Y | Y | Y | Y | Y
M3NHFScheduleOfRatesCode | FM3/Water Heater:Renew 3Kw 7 Litre | FM3 - Water Heater:Renew 3Kw 7 Litre, unit of measure NO | FM3-EE010701 | Y | Y | Y | Y | Y
M3NHFScheduleOfRatesCode | FM3/Water Heater:Renew 3Kw 100 Litre | FM3 - Water Heater:Renew 3Kw 100 Litre, unit of measure NO | FM3-EE010703 | Y | Y | Y | Y | Y
M3NHFScheduleOfRatesCode | FM3/Water Heater:Renew 3Kw Ne 30 Litre Combination | FM3 - Water Heater:Renew 3Kw Ne 30 Litre Combination, unit of measure NO | FM3-EE010705 | Y | Y | Y | Y | Y
M3NHFScheduleOfRatesCode | FM3/Water Heater:Renew Switch | FM3 - Water Heater:Renew Switch, unit of measure NO | FM3-EE010707 | Y | Y | Y | Y | Y
M3NHFScheduleOfRatesCode | FM3/Water Heater:Renew Ec7 Timer Switch | FM3 - Water Heater:Renew Ec7 Timer Switch, unit of measure NO | FM3-EE010709 | Y | Y | Y | Y | Y
M3NHFScheduleOfRatesCode | FM3/Heater:Renew 2Kw 5L Water Htr | FM3 - Heater:Renew 2Kw 5L Water Htr, unit of measure NO | FM3-EE010801 | Y | Y | Y | Y | Y
M3NHFScheduleOfRatesCode | FM3/Heater:Renew 2Kw 10L Water Htr | FM3 - Heater:Renew 2Kw 10L Water Htr, unit of measure NO | FM3-EE010803 | Y | Y | Y | Y | Y
M3NHFScheduleOfRatesCode | FM3/Heater:Renew 12Kw 15L Water Htr | FM3 - Heater:Renew 12Kw 15L Water Htr, unit of measure NO | FM3-EE010805 | Y | Y | Y | Y | Y
M3NHFScheduleOfRatesCode | FM3/Heater:Renew 18Kw Shower Heater | FM3 - Heater:Renew 18Kw Shower Heater, unit of measure NO | FM3-EE010807 | Y | Y | Y | Y | Y
M3NHFScheduleOfRatesCode | FM3/Heater:Renew 24Kw Shower Heater | FM3 - Heater:Renew 24Kw Shower Heater, unit of measure NO | FM3-EE010809 | Y | Y | Y | Y | Y
M3NHFScheduleOfRatesCode | FM3/Heater:Renew Hand Wash Water Heater | FM3 - Heater:Renew Hand Wash Water Heater, unit of measure NO | FM3-EE010811 | Y | Y | Y | Y | Y
M3NHFScheduleOfRatesCode | FM3/Boiler:Renew Boiling Water | FM3 - Boiler:Renew Boiling Water, unit of measure NO | FM3-EE010813 | Y | Y | Y | Y | Y
M3NHFScheduleOfRatesCode | FM3/Water Heater:Renew Control Spindles | FM3 - Water Heater:Renew Control Spindles, unit of measure NO | FM3-EE010901 | Y | Y | Y | Y | Y
M3NHFScheduleOfRatesCode | FM3/Programmer:Renew Heating Contol Time Clock | FM3 - Programmer:Renew Heating Contol Time Clock, unit of measure NO | FM3-EE011001 | Y | Y | Y | Y | Y
M3NHFScheduleOfRatesCode | FM3/Shower:Install New Ne 8.7Kw Unit | FM3 - Shower:Install New Ne 8.7Kw Unit, unit of measure NO | FM3-EE020101 | Y | Y | Y | Y | Y
M3NHFScheduleOfRatesCode | FM3/Shower:Renew Ne 8.7Kw Unit | FM3 - Shower:Renew Ne 8.7Kw Unit, unit of measure NO | FM3-EE020103 | Y | Y | Y | Y | Y
M3NHFScheduleOfRatesCode | FM3/Disabled Adapts Shower:Renew 9.5 Kw Complete | FM3 - Disabled Adapts Shower:Renew 9.5 Kw Complete, unit of measure IT | FM3-EE020105 | Y | Y | Y | Y | Y
M3NHFScheduleOfRatesCode | FM3/Disab Adapt Shower:Renew 9.5 Kw Audio Visual Compl | FM3 - Disab Adapt Shower:Renew 9.5 Kw Audio Visual Compl, unit of measure IT | FM3-EE020106 | Y
M3NHFScheduleOfRatesCode | FM3/Disabled Shower:Install 9.5 Kw Complete | FM3 - Disabled Shower:Install 9.5 Kw Complete, unit of measure IT | FM3-EE020107 | Y | Y | Y | Y | Y
M3NHFScheduleOfRatesCode | FM3/Dis Adapt Shower:Install 9.5 Kw Audio Visual Compl | FM3 - Dis Adapt Shower:Install 9.5 Kw Audio Visual Compl, unit of measure IT | FM3-EE020108 | Y
M3NHFScheduleOfRatesCode | FM3/Pump:Install Shower System With Curtain | FM3 - Pump:Install Shower System With Curtain, unit of measure NO | FM3-EE020109 | Y | Y | Y | Y | Y
M3NHFScheduleOfRatesCode | FM3/Pump:Renew Shower System | FM3 - Pump:Renew Shower System, unit of measure NO | FM3-EE020110 | Y | Y | Y | Y
M3NHFScheduleOfRatesCode | FM3/Pump:Install Shower System Over Bath | FM3 - Pump:Install Shower System Over Bath, unit of measure NO | FM3-EE020111 | Y | Y | Y | Y | Y
M3NHFScheduleOfRatesCode | FM3/Disabled Shower:Install 9.5Kw Unit With Curtain | FM3 - Disabled Shower:Install 9.5Kw Unit With Curtain, unit of measure NO | FM3-EE020113 | Y | Y | Y | Y | Y
M3NHFScheduleOfRatesCode | FM3/Disabled Shower:Install 9.5Kw Unit Over Bath | FM3 - Disabled Shower:Install 9.5Kw Unit Over Bath, unit of measure NO | FM3-EE020115 | Y | Y | Y | Y | Y
M3NHFScheduleOfRatesCode | FM3/Shower:Overhaul Electric | FM3 - Shower:Overhaul Electric, unit of measure NO | FM3-EE020117 | Y | Y | Y | Y | Y
M3NHFScheduleOfRatesCode | FM3/Shower:Disconnect Seal And Make Safe | FM3 - Shower:Disconnect Seal And Make Safe, unit of measure NO | FM3-EE020119 | Y | Y | Y | Y | Y
M3NHFScheduleOfRatesCode | FM3/Shower:Reconnect And Test | FM3 - Shower:Reconnect And Test, unit of measure NO | FM3-EE020121 | Y | Y | Y | Y | Y
M3NHFScheduleOfRatesCode | FM3/Shower:Renew Circuit | FM3 - Shower:Renew Circuit, unit of measure NO | FM3-EE020123 | Y | Y | Y | Y | Y
M3NHFScheduleOfRatesCode | FM3/Shower:Renew 45A Ceiling Switch | FM3 - Shower:Renew 45A Ceiling Switch, unit of measure NO | FM3-EE020125 | Y | Y | Y | Y
M3NHFScheduleOfRatesCode | FM3/Pump:Renew Boosted Shower Controller | FM3 - Pump:Renew Boosted Shower Controller, unit of measure NO | FM3-EE020127 | Y | Y | Y | Y | Y
M3NHFScheduleOfRatesCode | FM3/Pump:Renew Boosted Shower Pump | FM3 - Pump:Renew Boosted Shower Pump, unit of measure NO | FM3-EE020129 | Y | Y | Y | Y
M3NHFScheduleOfRatesCode | FM3/Shower:Renew 9.5 Kw Complete | FM3 - Shower:Renew 9.5 Kw Complete, unit of measure NO | FM3-EE020131 | Y
M3NHFScheduleOfRatesCode | FM3/Shower:Install 9.5 Kw Complete | FM3 - Shower:Install 9.5 Kw Complete, unit of measure NO | FM3-EE020133 | Y
M3NHFScheduleOfRatesCode | FM3/Shower:Renew 9.5 Kw Audio Visual Complete | FM3 - Shower:Renew 9.5 Kw Audio Visual Complete, unit of measure NO | FM3-EE020135 | Y
M3NHFScheduleOfRatesCode | FM3/Shower:Install 9.5 Kw Audio Visual Complete | FM3 - Shower:Install 9.5 Kw Audio Visual Complete, unit of measure NO | FM3-EE020137 | Y
M3NHFScheduleOfRatesCode | FM3/Hand Drier:Renew | FM3 - Hand Drier:Renew, unit of measure NO | FM3-EE020201 | Y | Y | Y | Y | Y
M3NHFScheduleOfRatesCode | FM3/Hand Drier:Response Call-Out Repair No Parts | FM3 - Hand Drier:Response Call-Out Repair No Parts, unit of measure NO | FM3-EE020203 | Y | Y | Y | Y | Y
M3NHFScheduleOfRatesCode | FM3/Hand Drier:Response Call-Out Repair Parts £35.00 | FM3 - Hand Drier:Response Call-Out Repair Parts £35.00, unit of measure NO | FM3-EE020205 | Y | Y | Y | Y | Y
M3NHFScheduleOfRatesCode | FM3/Macerator:Renew Or Install 5M | FM3 - Macerator:Renew Or Install 5M, unit of measure IT | FM3-EE020301 | Y | Y | Y | Y | Y
M3NHFScheduleOfRatesCode | FM3/Macerator:Renew Or Install 10M | FM3 - Macerator:Renew Or Install 10M, unit of measure IT | FM3-EE020303 | Y | Y | Y | Y | Y
M3NHFScheduleOfRatesCode | FM3/Electric Cooker:Disconnect Seal And Make Safe | FM3 - Electric Cooker:Disconnect Seal And Make Safe, unit of measure NO | FM3-EE020401 | Y | Y | Y | Y | Y
M3NHFScheduleOfRatesCode | FM3/Electric Cooker:Reconnect And Test | FM3 - Electric Cooker:Reconnect And Test, unit of measure NO | FM3-EE020403 | Y | Y | Y | Y | Y
M3NHFScheduleOfRatesCode | FM3/Electric Cooker:Response Call Out No Parts | FM3 - Electric Cooker:Response Call Out No Parts, unit of measure IT | FM3-EE020501 | Y | Y | Y | Y | Y
M3NHFScheduleOfRatesCode | FM3/Electric Cooker:Response Call Out Parts £35.00 | FM3 - Electric Cooker:Response Call Out Parts £35.00, unit of measure IT | FM3-EE020601 | Y | Y | Y | Y | Y
M3NHFScheduleOfRatesCode | FM3/Electric Cooker:Renewal 4 Plate Type | FM3 - Electric Cooker:Renewal 4 Plate Type, unit of measure NO | FM3-EE020701 | Y | Y | Y | Y | Y
M3NHFScheduleOfRatesCode | FM3/Electric Cooker:Renew 2 Plate Type Hob Unit | FM3 - Electric Cooker:Renew 2 Plate Type Hob Unit, unit of measure NO | FM3-EE020703 | Y | Y | Y | Y | Y
M3NHFScheduleOfRatesCode | FM3/Electric Cooker:Renew Built In Hob Unit | FM3 - Electric Cooker:Renew Built In Hob Unit, unit of measure NO | FM3-EE020705 | Y | Y | Y | Y | Y
M3NHFScheduleOfRatesCode | FM3/Electric Cooker:Renew Built In Oven Unit | FM3 - Electric Cooker:Renew Built In Oven Unit, unit of measure NO | FM3-EE020707 | Y | Y | Y | Y | Y
M3NHFScheduleOfRatesCode | FM3/Electric Cooker:Renew Grill Pan | FM3 - Electric Cooker:Renew Grill Pan, unit of measure NO | FM3-EE020709 | Y | Y | Y | Y
M3NHFScheduleOfRatesCode | FM3/Electric Cooker:Renew Grill Pan Grid | FM3 - Electric Cooker:Renew Grill Pan Grid, unit of measure NO | FM3-EE020711 | Y | Y | Y | Y
M3NHFScheduleOfRatesCode | FM3/Electric Cooker:Renew Top Plate | FM3 - Electric Cooker:Renew Top Plate, unit of measure NO | FM3-EE020713 | Y | Y | Y | Y
M3NHFScheduleOfRatesCode | FM3/Electric Cooker:Renew Cake Tray | FM3 - Electric Cooker:Renew Cake Tray, unit of measure NO | FM3-EE020715 | Y | Y | Y | Y
M3NHFScheduleOfRatesCode | FM3/Electric Cooker:Renew Control Knob | FM3 - Electric Cooker:Renew Control Knob, unit of measure NO | FM3-EE020717 | Y | Y | Y | Y
M3NHFScheduleOfRatesCode | FM3/Electric Cooker:Renew Grill Pan Handle | FM3 - Electric Cooker:Renew Grill Pan Handle, unit of measure NO | FM3-EE020719 | Y | Y | Y | Y
M3NHFScheduleOfRatesCode | FM3/Electric Cooker:Renew Oven Door | FM3 - Electric Cooker:Renew Oven Door, unit of measure NO | FM3-EE020721 | Y | Y | Y | Y
M3NHFScheduleOfRatesCode | FM3/Electric Cooker:Renew Self Cleaning Panel | FM3 - Electric Cooker:Renew Self Cleaning Panel, unit of measure NO | FM3-EE020723 | Y | Y | Y | Y
M3NHFScheduleOfRatesCode | FM3/Electric Cooker:Renew Built In Oven Unit | FM3 - Electric Cooker:Renew Built In Oven Unit, unit of measure NO | FM3-EE020725 |  | Y | Y | Y
M3NHFScheduleOfRatesCode | FM3/Cooker Control Unit:Remove Repair And Refix | FM3 - Cooker Control Unit:Remove Repair And Refix, unit of measure NO | FM3-EE020801 | Y | Y | Y | Y | Y
M3NHFScheduleOfRatesCode | FM3/Electric Cooker:Renew Circuit | FM3 - Electric Cooker:Renew Circuit, unit of measure NO | FM3-EE020803 | Y | Y | Y | Y | Y
M3NHFScheduleOfRatesCode | FM3/Electric Cooker:Renew Unit And Circuit | FM3 - Electric Cooker:Renew Unit And Circuit, unit of measure NO | FM3-EE020805 | Y | Y | Y | Y | Y
M3NHFScheduleOfRatesCode | FM3/Electric Cooker:Renew Control Unit And Switch | FM3 - Electric Cooker:Renew Control Unit And Switch, unit of measure NO | FM3-EE020807 | Y | Y | Y | Y | Y
M3NHFScheduleOfRatesCode | FM3/Electric Cooker:Renew Control Unit Socket + Switch | FM3 - Electric Cooker:Renew Control Unit Socket + Switch, unit of measure NO | FM3-EE020808 | Y
M3NHFScheduleOfRatesCode | FM3/Electric Cooker:Renew Metal Control Unit | FM3 - Electric Cooker:Renew Metal Control Unit, unit of measure NO | FM3-EE020809 | Y | Y | Y | Y | Y
M3NHFScheduleOfRatesCode | FM3/Electric Cooker:Renew Control Plate | FM3 - Electric Cooker:Renew Control Plate, unit of measure NO | FM3-EE020811 | Y | Y | Y | Y | Y
M3NHFScheduleOfRatesCode | FM3/Electric Cooker:Renew Cooker Outlet Plate | FM3 - Electric Cooker:Renew Cooker Outlet Plate, unit of measure NO | FM3-EE020813 | Y | Y | Y | Y | Y
M3NHFScheduleOfRatesCode | FM3/Electric Cooker Hood:Service Any Type | FM3 - Electric Cooker Hood:Service Any Type, unit of measure NO | FM3-EE020901 | Y | Y | Y | Y | Y
M3NHFScheduleOfRatesCode | FM3/Electric Cooker Hood:Renew Extractor Unit | FM3 - Electric Cooker Hood:Renew Extractor Unit, unit of measure NO | FM3-EE020903 | Y
M3NHFScheduleOfRatesCode | FM3/Electric Cooker Hood:Renew Complete | FM3 - Electric Cooker Hood:Renew Complete, unit of measure NO | FM3-EE020905 | Y
M3NHFScheduleOfRatesCode | FM3/Washing Machine:Renew | FM3 - Washing Machine:Renew, unit of measure NO | FM3-EE021001 | Y | Y | Y | Y | Y
M3NHFScheduleOfRatesCode | FM3/Tumble Dryer:Renew | FM3 - Tumble Dryer:Renew, unit of measure NO | FM3-EE021003 | Y | Y | Y | Y | Y
M3NHFScheduleOfRatesCode | FM3/Refrigerator:Renew Ne 150 Litre | FM3 - Refrigerator:Renew Ne 150 Litre, unit of measure NO | FM3-EE021101 | Y | Y | Y | Y | Y
M3NHFScheduleOfRatesCode | FM3/Refrigerator:Renew Ne 200 Litre | FM3 - Refrigerator:Renew Ne 200 Litre, unit of measure NO | FM3-EE021103 | Y | Y | Y | Y | Y
M3NHFScheduleOfRatesCode | FM3/Refrigerator:Renew Ne 300 Litre | FM3 - Refrigerator:Renew Ne 300 Litre, unit of measure NO | FM3-EE021105 | Y | Y | Y | Y | Y
M3NHFScheduleOfRatesCode | FM3/Refrigerator:Renew Freeze Door | FM3 - Refrigerator:Renew Freeze Door, unit of measure NO | FM3-EE021107 | Y | Y | Y | Y
M3NHFScheduleOfRatesCode | FM3/Refrigerator:Renew Glass Shelf | FM3 - Refrigerator:Renew Glass Shelf, unit of measure NO | FM3-EE021109 | Y | Y | Y | Y
M3NHFScheduleOfRatesCode | FM3/Refrigerator:Renew Wire Shelf | FM3 - Refrigerator:Renew Wire Shelf, unit of measure NO | FM3-EE021111 | Y | Y | Y | Y
M3NHFScheduleOfRatesCode | FM3/Refrigerator:Renew Drip Shelf | FM3 - Refrigerator:Renew Drip Shelf, unit of measure NO | FM3-EE021113 | Y | Y | Y | Y
M3NHFScheduleOfRatesCode | FM3/Refrigerator:Renew Butter Tray Flap | FM3 - Refrigerator:Renew Butter Tray Flap, unit of measure NO | FM3-EE021115 | Y | Y | Y | Y
M3NHFScheduleOfRatesCode | FM3/Refrigerator:Renew Salad Box/Tray | FM3 - Refrigerator:Renew Salad Box/Tray, unit of measure NO | FM3-EE021117 | Y | Y | Y | Y
M3NHFScheduleOfRatesCode | FM3/Refrigerator:Renew Bottle Rail | FM3 - Refrigerator:Renew Bottle Rail, unit of measure NO | FM3-EE021119 | Y | Y | Y | Y
M3NHFScheduleOfRatesCode | FM3/Refrigerator:Renew Door Insert | FM3 - Refrigerator:Renew Door Insert, unit of measure NO | FM3-EE021121 | Y | Y | Y | Y
M3NHFScheduleOfRatesCode | FM3/Deep Freeze:Renew 200 Litre | FM3 - Deep Freeze:Renew 200 Litre, unit of measure NO | FM3-EE021201 | Y | Y | Y | Y | Y
M3NHFScheduleOfRatesCode | FM3/Deep Freeze:Renew 350 Litre | FM3 - Deep Freeze:Renew 350 Litre, unit of measure NO | FM3-EE021203 | Y | Y | Y | Y | Y
M3NHFScheduleOfRatesCode | FM3/Domestic Appliance:Annual Test | FM3 - Domestic Appliance:Annual Test, unit of measure NO | FM3-EE021301 | Y | Y | Y | Y | Y
M3NHFScheduleOfRatesCode | FM3/Domestic Appliance:Response Call-Out | FM3 - Domestic Appliance:Response Call-Out, unit of measure IT | FM3-EE021303 | Y | Y | Y | Y | Y
M3NHFScheduleOfRatesCode | FM3/Domestic Appliance:Response And Repair Ne £35.00 | FM3 - Domestic Appliance:Response And Repair Ne £35.00, unit of measure IT | FM3-EE021305 | Y | Y | Y | Y | Y
M3NHFScheduleOfRatesCode | FM3/Domestic Appliance:Response And Repair Upto £85.00 | FM3 - Domestic Appliance:Response And Repair Upto £85.00, unit of measure IT | FM3-EE021307 | Y | Y | Y | Y | Y
M3NHFScheduleOfRatesCode | FM3/Domestic Appliance:Disconnect And Reconnect | FM3 - Domestic Appliance:Disconnect And Reconnect, unit of measure NO | FM3-EE021401 | Y | Y | Y | Y | Y
M3NHFScheduleOfRatesCode | FM3/Waste Disposal:Renew | FM3 - Waste Disposal:Renew, unit of measure NO | FM3-EE021501 | Y | Y | Y | Y | Y
M3NHFScheduleOfRatesCode | FM3/Waste Disposal:Response Repair No Parts | FM3 - Waste Disposal:Response Repair No Parts, unit of measure NO | FM3-EE021503 | Y | Y | Y | Y | Y
M3NHFScheduleOfRatesCode | FM3/Waste Disposal:Response Repair Parts £15.00 | FM3 - Waste Disposal:Response Repair Parts £15.00, unit of measure NO | FM3-EE021505 | Y | Y | Y | Y | Y
M3NHFScheduleOfRatesCode | FM3/Dishwashing Machine:Renew Freestanding | FM3 - Dishwashing Machine:Renew Freestanding, unit of measure NO | FM3-EE021601 | Y | Y | Y | Y
M3NHFScheduleOfRatesCode | FM3/Dishwashing Machine:Renew Integrated | FM3 - Dishwashing Machine:Renew Integrated, unit of measure NO | FM3-EE021603 | Y | Y | Y | Y
M3NHFScheduleOfRatesCode | FM3/Fan:Renew Minimum 60Ltr Per Second | FM3 - Fan:Renew Minimum 60Ltr Per Second, unit of measure NO | FM3-EE030101 | Y | Y | Y | Y | Y
M3NHFScheduleOfRatesCode | FM3/Fan:Renew Built In Wall Fan | FM3 - Fan:Renew Built In Wall Fan, unit of measure NO | FM3-EE030103 | Y | Y | Y | Y | Y
M3NHFScheduleOfRatesCode | FM3/Fan:Renew 2 Speed Wall Or Duct Fan | FM3 - Fan:Renew 2 Speed Wall Or Duct Fan, unit of measure NO | FM3-EE030105 | Y | Y | Y | Y | Y
M3NHFScheduleOfRatesCode | FM3/Fan:Renew Single Speed Wall Or Duct Fan | FM3 - Fan:Renew Single Speed Wall Or Duct Fan, unit of measure NO | FM3-EE030107 | Y | Y | Y | Y | Y
M3NHFScheduleOfRatesCode | FM3/Fan:Renew In Line Duct Fan | FM3 - Fan:Renew In Line Duct Fan, unit of measure NO | FM3-EE030109 | Y | Y | Y | Y | Y
M3NHFScheduleOfRatesCode | FM3/Fan:Renew Ceiling Or Duct Fan | FM3 - Fan:Renew Ceiling Or Duct Fan, unit of measure NO | FM3-EE030111 | Y | Y | Y | Y | Y
M3NHFScheduleOfRatesCode | FM3/Fan:Renew Fire Damp Ceiling Or Duct Fan | FM3 - Fan:Renew Fire Damp Ceiling Or Duct Fan, unit of measure NO | FM3-EE030113 | Y | Y | Y | Y | Y
M3NHFScheduleOfRatesCode | FM3/Fan:Renew Toilet Or Bathroom Fan | FM3 - Fan:Renew Toilet Or Bathroom Fan, unit of measure NO | FM3-EE030115 | Y | Y | Y | Y | Y
M3NHFScheduleOfRatesCode | FM3/Fan:Install Wall Fan | FM3 - Fan:Install Wall Fan, unit of measure NO | FM3-EE030117 | Y | Y | Y | Y | Y
M3NHFScheduleOfRatesCode | FM3/Fan:Renew Circuit And Outlet | FM3 - Fan:Renew Circuit And Outlet, unit of measure NO | FM3-EE030119 | Y | Y | Y | Y | Y
M3NHFScheduleOfRatesCode | FM3/Fan:Renew Flex Connection | FM3 - Fan:Renew Flex Connection, unit of measure NO | FM3-EE030121 | Y | Y | Y | Y | Y
M3NHFScheduleOfRatesCode | FM3/Fan:Renew 2 Speed Condensation Control | FM3 - Fan:Renew 2 Speed Condensation Control, unit of measure NO | FM3-EE030201 | Y | Y | Y | Y | Y
M3NHFScheduleOfRatesCode | FM3/Fan:Renew Variable Speed Condensation Control | FM3 - Fan:Renew Variable Speed Condensation Control, unit of measure NO | FM3-EE030203 | Y | Y | Y | Y | Y
M3NHFScheduleOfRatesCode | FM3/Fan:Renew Variable Speed Timer | FM3 - Fan:Renew Variable Speed Timer, unit of measure NO | FM3-EE030205 | Y | Y | Y | Y | Y
M3NHFScheduleOfRatesCode | FM3/Fan:Install 2 Speed Condensation Control | FM3 - Fan:Install 2 Speed Condensation Control, unit of measure NO | FM3-EE030207 | Y | Y | Y | Y | Y
M3NHFScheduleOfRatesCode | FM3/Fan:Install Low Voltage Transformer Type | FM3 - Fan:Install Low Voltage Transformer Type, unit of measure NO | FM3-EE030209 | Y | Y | Y | Y | Y
M3NHFScheduleOfRatesCode | FM3/Fan:Renew With Low Voltage Transformer Type | FM3 - Fan:Renew With Low Voltage Transformer Type, unit of measure NO | FM3-EE030211 | Y | Y | Y | Y | Y
M3NHFScheduleOfRatesCode | FM3/Fan:Overhaul Domestic Extract | FM3 - Fan:Overhaul Domestic Extract, unit of measure NO | FM3-EE030213 | Y | Y | Y | Y | Y
M3NHFScheduleOfRatesCode | FM3/Fan:Renew External Cover Grille | FM3 - Fan:Renew External Cover Grille, unit of measure NO | FM3-EE030215 | Y | Y | Y | Y | Y
M3NHFScheduleOfRatesCode | FM3/Fan:Locate Fault | FM3 - Fan:Locate Fault, unit of measure NO | FM3-EE030217 | Y | Y | Y | Y | Y
M3NHFScheduleOfRatesCode | FM3/Fan:Locate Fault And Repair | FM3 - Fan:Locate Fault And Repair, unit of measure NO | FM3-EE030219 | Y | Y | Y | Y | Y
M3NHFScheduleOfRatesCode | FM3/Vent Unit:Install Loft Ventilation With Heater | FM3 - Vent Unit:Install Loft Ventilation With Heater, unit of measure IT | FM3-EE030301 | Y
M3NHFScheduleOfRatesCode | FM3/Vent Unit:Install Whole House With Heater | FM3 - Vent Unit:Install Whole House With Heater, unit of measure IT | FM3-EE030303 | Y
M3NHFScheduleOfRatesCode | FM3/Conduit:Install Ne 25Mm Pvc Make Good | FM3 - Conduit:Install Ne 25Mm Pvc Make Good, unit of measure LM | FM3-EE040101 | Y | Y | Y | Y | Y
M3NHFScheduleOfRatesCode | FM3/Conduit:Install Ne 25Mm Steel Make Good | FM3 - Conduit:Install Ne 25Mm Steel Make Good, unit of measure LM | FM3-EE040201 | Y | Y | Y | Y | Y
M3NHFScheduleOfRatesCode | FM3/Trunking:Install Ne 3600Mm2 Aluminium | FM3 - Trunking:Install Ne 3600Mm2 Aluminium, unit of measure LM | FM3-EE040301 | Y | Y | Y | Y | Y
M3NHFScheduleOfRatesCode | FM3/Trunking:Install Ne 6000Mm2 Aluminium | FM3 - Trunking:Install Ne 6000Mm2 Aluminium, unit of measure LM | FM3-EE040303 | Y | Y | Y | Y | Y
M3NHFScheduleOfRatesCode | FM3/Trunking:Install Ne 3600Mm2 Pvc | FM3 - Trunking:Install Ne 3600Mm2 Pvc, unit of measure LM | FM3-EE040401 | Y | Y | Y | Y | Y
M3NHFScheduleOfRatesCode | FM3/Trunking:Install Ne 6000Mm2 Pvc | FM3 - Trunking:Install Ne 6000Mm2 Pvc, unit of measure LM | FM3-EE040403 | Y | Y | Y | Y | Y
M3NHFScheduleOfRatesCode | FM3/Trunking:Install Ne 600Mm2 Mini Pvc | FM3 - Trunking:Install Ne 600Mm2 Mini Pvc, unit of measure LM | FM3-EE040501 | Y | Y | Y | Y | Y
M3NHFScheduleOfRatesCode | FM3/Trunking:Install Ne 1200Mm2 Mini Pvc | FM3 - Trunking:Install Ne 1200Mm2 Mini Pvc, unit of measure LM | FM3-EE040503 | Y | Y | Y | Y | Y
M3NHFScheduleOfRatesCode | FM3/Trunking:Install Ne 600Mm2 Mini Pvc Computer | FM3 - Trunking:Install Ne 600Mm2 Mini Pvc Computer, unit of measure LM | FM3-EE040505 | Y | Y | Y | Y | Y
M3NHFScheduleOfRatesCode | FM3/Trunking:Install Ne 1200Mm2 Mini Pvc Computer | FM3 - Trunking:Install Ne 1200Mm2 Mini Pvc Computer, unit of measure LM | FM3-EE040507 | Y | Y | Y | Y | Y
M3NHFScheduleOfRatesCode | FM3/Trunking:Install Ne 600Mm2 Mini It | FM3 - Trunking:Install Ne 600Mm2 Mini It, unit of measure LM | FM3-EE040509 | Y | Y | Y | Y | Y
M3NHFScheduleOfRatesCode | FM3/Trunking:Install Ne 1200Mm2 Mini It | FM3 - Trunking:Install Ne 1200Mm2 Mini It, unit of measure LM | FM3-EE040511 | Y | Y | Y | Y | Y
M3NHFScheduleOfRatesCode | FM3/Trunking:Install Ne 2500Mm2 Twin Compartments | FM3 - Trunking:Install Ne 2500Mm2 Twin Compartments, unit of measure LM | FM3-EE040521 | Y
M3NHFScheduleOfRatesCode | FM3/Trunking:Install Ne 2500Mm2 Cornice | FM3 - Trunking:Install Ne 2500Mm2 Cornice, unit of measure LM | FM3-EE040531 | Y
M3NHFScheduleOfRatesCode | FM3/Cable:Fix 1.5Mm Or 2.5Mm T And E And Conduit | FM3 - Cable:Fix 1.5Mm Or 2.5Mm T And E And Conduit, unit of measure LM | FM3-EE040601 | Y | Y | Y | Y | Y
M3NHFScheduleOfRatesCode | FM3/Cable:Fix 6Mm T And E And Conduit | FM3 - Cable:Fix 6Mm T And E And Conduit, unit of measure LM | FM3-EE040603 | Y | Y | Y | Y | Y
M3NHFScheduleOfRatesCode | FM3/Cable:Fix 10Mm2 T And E And Conduit | FM3 - Cable:Fix 10Mm2 T And E And Conduit, unit of measure LM | FM3-EE040605 | Y | Y | Y | Y | Y
M3NHFScheduleOfRatesCode | FM3/Cable:Fix 16Mm2 T And E And Conduit | FM3 - Cable:Fix 16Mm2 T And E And Conduit, unit of measure LM | FM3-EE040607 | Y | Y | Y | Y | Y
M3NHFScheduleOfRatesCode | FM3/Cable:Fix 1.5Mm Or 2.5Mm T And E And Mini-Trunking | FM3 - Cable:Fix 1.5Mm Or 2.5Mm T And E And Mini-Trunking, unit of measure LM | FM3-EE040701 | Y | Y | Y | Y | Y
M3NHFScheduleOfRatesCode | FM3/Cable:Fix 6.0Mm T And E And Mini-Trunking | FM3 - Cable:Fix 6.0Mm T And E And Mini-Trunking, unit of measure LM | FM3-EE040703 | Y | Y | Y | Y | Y
M3NHFScheduleOfRatesCode | FM3/Cable:Fix 10.0Mm2 T And E And Mini-Trunking | FM3 - Cable:Fix 10.0Mm2 T And E And Mini-Trunking, unit of measure LM | FM3-EE040705 | Y | Y | Y | Y | Y
M3NHFScheduleOfRatesCode | FM3/Cable:Fix 16.0Mm2 T And E And Mini-Trunking | FM3 - Cable:Fix 16.0Mm2 T And E And Mini-Trunking, unit of measure LM | FM3-EE040707 | Y | Y | Y | Y | Y
M3NHFScheduleOfRatesCode | FM3/Trunking:Install Powder Coated 150 X 50Mm Brown | FM3 - Trunking:Install Powder Coated 150 X 50Mm Brown, unit of measure LM | FM3-EE040709 | Y
M3NHFScheduleOfRatesCode | FM3/Trunking:Install Powder Coated Bend 150X50Mm Brown | FM3 - Trunking:Install Powder Coated Bend 150X50Mm Brown, unit of measure IT | FM3-EE040711 | Y
M3NHFScheduleOfRatesCode | FM3/Trunking:Install Powder Coated 150 X 150Mm White | FM3 - Trunking:Install Powder Coated 150 X 150Mm White, unit of measure LM | FM3-EE040713 | Y
M3NHFScheduleOfRatesCode | FM3/Trunking:Install Pc Bend 150 X 150Mm White | FM3 - Trunking:Install Pc Bend 150 X 150Mm White, unit of measure IT | FM3-EE040715 | Y
M3NHFScheduleOfRatesCode | FM3/Micc:Install 2L 1.5Mm Or 2.5Mm Cable | FM3 - Micc:Install 2L 1.5Mm Or 2.5Mm Cable, unit of measure LM | FM3-EE040801 | Y | Y | Y | Y | Y
M3NHFScheduleOfRatesCode | FM3/Micc:Install 4.0Mm2 Cable | FM3 - Micc:Install 4.0Mm2 Cable, unit of measure LM | FM3-EE040803 | Y | Y | Y | Y | Y
M3NHFScheduleOfRatesCode | FM3/Micc:Install 6.0Mm2 Cable | FM3 - Micc:Install 6.0Mm2 Cable, unit of measure LM | FM3-EE040805 | Y | Y | Y | Y | Y
M3NHFScheduleOfRatesCode | FM3/Micc:Install 10.0Mm2 Cable | FM3 - Micc:Install 10.0Mm2 Cable, unit of measure LM | FM3-EE040807 | Y | Y | Y | Y | Y
M3NHFScheduleOfRatesCode | FM3/Micc:Install 16.0Mm2 Cable | FM3 - Micc:Install 16.0Mm2 Cable, unit of measure LM | FM3-EE040809 | Y | Y | Y | Y | Y
M3NHFScheduleOfRatesCode | FM3/Micc:Terminate 2L 1.5Mm Or 2.5Mm Cable | FM3 - Micc:Terminate 2L 1.5Mm Or 2.5Mm Cable, unit of measure NO | FM3-EE040811 | Y | Y | Y | Y | Y
M3NHFScheduleOfRatesCode | FM3/Micc:Terminate 4.00Mm2 Or 6.0Mm2 Cable | FM3 - Micc:Terminate 4.00Mm2 Or 6.0Mm2 Cable, unit of measure NO | FM3-EE040813 | Y | Y | Y | Y | Y
M3NHFScheduleOfRatesCode | FM3/Micc:Terminate 10.0Mm2 Cable | FM3 - Micc:Terminate 10.0Mm2 Cable, unit of measure NO | FM3-EE040815 | Y | Y | Y | Y | Y
M3NHFScheduleOfRatesCode | FM3/Micc:Terminate 16.0Mm2 Cable | FM3 - Micc:Terminate 16.0Mm2 Cable, unit of measure NO | FM3-EE040817 | Y | Y | Y | Y | Y
M3NHFScheduleOfRatesCode | FM3/Armoured:Install 3 Core 10.0Mm2 Cable | FM3 - Armoured:Install 3 Core 10.0Mm2 Cable, unit of measure LM | FM3-EE040901 | Y | Y | Y | Y | Y
M3NHFScheduleOfRatesCode | FM3/Armoured:Install 3 Core 16.0Mm2 Cable | FM3 - Armoured:Install 3 Core 16.0Mm2 Cable, unit of measure LM | FM3-EE040903 | Y | Y | Y | Y | Y
M3NHFScheduleOfRatesCode | FM3/Armoured:Install 3 Core 25.0Mm2 Cable | FM3 - Armoured:Install 3 Core 25.0Mm2 Cable, unit of measure LM | FM3-EE040905 | Y | Y | Y | Y | Y
M3NHFScheduleOfRatesCode | FM3/Armoured:Install 4 Core 10.0Mm2 Cable | FM3 - Armoured:Install 4 Core 10.0Mm2 Cable, unit of measure LM | FM3-EE040907 | Y | Y | Y | Y | Y
M3NHFScheduleOfRatesCode | FM3/Armoured:Install 4 Core 16.0Mm2 Cable | FM3 - Armoured:Install 4 Core 16.0Mm2 Cable, unit of measure LM | FM3-EE040911 | Y | Y | Y | Y | Y
M3NHFScheduleOfRatesCode | FM3/Armoured:Install 4 Core 25.0Mm2 Cable | FM3 - Armoured:Install 4 Core 25.0Mm2 Cable, unit of measure LM | FM3-EE040913 | Y | Y | Y | Y | Y
M3NHFScheduleOfRatesCode | FM3/Joint:10Mm2 Armoured Cable | FM3 - Joint:10Mm2 Armoured Cable, unit of measure NO | FM3-EE040915 | Y | Y | Y | Y | Y
M3NHFScheduleOfRatesCode | FM3/Joint:16Mm2 Armoured Cable | FM3 - Joint:16Mm2 Armoured Cable, unit of measure NO | FM3-EE040917 | Y | Y | Y | Y | Y
M3NHFScheduleOfRatesCode | FM3/Joint:25Mm2 Armoured Cable | FM3 - Joint:25Mm2 Armoured Cable, unit of measure NO | FM3-EE040919 | Y | Y | Y | Y | Y
M3NHFScheduleOfRatesCode | FM3/Cable:New 1.5Mm2 Or 2.5Mm2 T&E In Trench | FM3 - Cable:New 1.5Mm2 Or 2.5Mm2 T&E In Trench, unit of measure LM | FM3-EE041001 | Y | Y | Y | Y | Y
M3NHFScheduleOfRatesCode | FM3/Cable:New 4.0Mm2 Or 6.0Mm2 3 Or 4 Core In Trench | FM3 - Cable:New 4.0Mm2 Or 6.0Mm2 3 Or 4 Core In Trench, unit of measure LM | FM3-EE041003 | Y | Y | Y | Y | Y
M3NHFScheduleOfRatesCode | FM3/Cable:New 10.0Mm2 4 Core In Trench | FM3 - Cable:New 10.0Mm2 4 Core In Trench, unit of measure LM | FM3-EE041005 | Y | Y | Y | Y | Y
M3NHFScheduleOfRatesCode | FM3/Cable:New 16.0Mm2 4 Core In Trench | FM3 - Cable:New 16.0Mm2 4 Core In Trench, unit of measure LM | FM3-EE041007 | Y | Y | Y | Y | Y
M3NHFScheduleOfRatesCode | FM3/Cable:New 25.0Mm2 4 Core In Trench | FM3 - Cable:New 25.0Mm2 4 Core In Trench, unit of measure LM | FM3-EE041009 | Y | Y | Y | Y | Y
M3NHFScheduleOfRatesCode | FM3/Armoured:New 10.0Mm2 3 Or 4 Core In Trench | FM3 - Armoured:New 10.0Mm2 3 Or 4 Core In Trench, unit of measure LM | FM3-EE041011 | Y | Y | Y | Y | Y
M3NHFScheduleOfRatesCode | FM3/Armoured:New 16.0Mm2 3 Or 4 Core In Trench | FM3 - Armoured:New 16.0Mm2 3 Or 4 Core In Trench, unit of measure LM | FM3-EE041013 | Y | Y | Y | Y | Y
M3NHFScheduleOfRatesCode | FM3/Armoured:New 25.0Mm2 3 Or 4 Core In Trench | FM3 - Armoured:New 25.0Mm2 3 Or 4 Core In Trench, unit of measure LM | FM3-EE041015 | Y | Y | Y | Y | Y
M3NHFScheduleOfRatesCode | FM3/Buried Cable:Non Armoured Response Call-Out | FM3 - Buried Cable:Non Armoured Response Call-Out, unit of measure IT | FM3-EE041101 | Y | Y | Y | Y | Y
M3NHFScheduleOfRatesCode | FM3/Buried Cable:Armoured Response Call-Out | FM3 - Buried Cable:Armoured Response Call-Out, unit of measure IT | FM3-EE041103 | Y | Y | Y | Y | Y
M3NHFScheduleOfRatesCode | FM3/Buried Cable:Non Armoured Repair Upto 6.0Mm2 | FM3 - Buried Cable:Non Armoured Repair Upto 6.0Mm2, unit of measure IT | FM3-EE041201 | Y | Y | Y | Y | Y
M3NHFScheduleOfRatesCode | FM3/Buried Cable:Non Armoured Repair Upto 10.0Mm2 | FM3 - Buried Cable:Non Armoured Repair Upto 10.0Mm2, unit of measure IT | FM3-EE041203 | Y | Y | Y | Y | Y
M3NHFScheduleOfRatesCode | FM3/Buried Cable:Non Armoured Repair Upto 16.0M2 | FM3 - Buried Cable:Non Armoured Repair Upto 16.0M2, unit of measure IT | FM3-EE041205 | Y | Y | Y | Y | Y
M3NHFScheduleOfRatesCode | FM3/Buried Cable:Non Armoured Repair Upto 25.0Mm2 | FM3 - Buried Cable:Non Armoured Repair Upto 25.0Mm2, unit of measure IT | FM3-EE041207 | Y | Y | Y | Y | Y
M3NHFScheduleOfRatesCode | FM3/Buried Cable:Armoured Repair Upto 10.0Mm2 | FM3 - Buried Cable:Armoured Repair Upto 10.0Mm2, unit of measure IT | FM3-EE041209 | Y | Y | Y | Y | Y
M3NHFScheduleOfRatesCode | FM3/Buried Cable:Armoured Repair Upto 16.0M2 | FM3 - Buried Cable:Armoured Repair Upto 16.0M2, unit of measure IT | FM3-EE041211 | Y | Y | Y | Y | Y
M3NHFScheduleOfRatesCode | FM3/Buried Cable:Armoured Repair Upto 25.0Mm2 | FM3 - Buried Cable:Armoured Repair Upto 25.0Mm2, unit of measure IT | FM3-EE041213 | Y | Y | Y | Y | Y
M3NHFScheduleOfRatesCode | FM3/Cable:Install 16Mm 2 Core Swa Cable | FM3 - Cable:Install 16Mm 2 Core Swa Cable, unit of measure LM | FM3-EE041301 | Y
M3NHFScheduleOfRatesCode | FM3/Cable:Install 16Mm 3 Core Swa Cable | FM3 - Cable:Install 16Mm 3 Core Swa Cable, unit of measure LM | FM3-EE041303 | Y
M3NHFScheduleOfRatesCode | FM3/Cable:Install 16Mm 4 Core Swa Cable | FM3 - Cable:Install 16Mm 4 Core Swa Cable, unit of measure LM | FM3-EE041305 | Y
M3NHFScheduleOfRatesCode | FM3/Cable:Draw Upto 6Mm Single Cable | FM3 - Cable:Draw Upto 6Mm Single Cable, unit of measure LM | FM3-EE041401 | Y | Y | Y | Y | Y
M3NHFScheduleOfRatesCode | FM3/Cable:Draw 10Mm Single Cable | FM3 - Cable:Draw 10Mm Single Cable, unit of measure LM | FM3-EE041403 | Y | Y | Y | Y | Y
M3NHFScheduleOfRatesCode | FM3/Cable:Draw 16Mm Single Cable | FM3 - Cable:Draw 16Mm Single Cable, unit of measure LM | FM3-EE041405 | Y | Y | Y | Y | Y
M3NHFScheduleOfRatesCode | FM3/Cable:Draw 25Mm Single Cable | FM3 - Cable:Draw 25Mm Single Cable, unit of measure LM | FM3-EE041407 | Y | Y | Y | Y | Y
M3NHFScheduleOfRatesCode | FM3/Cable:Draw 1.5Mm2 Or 2.5Mm2 Pvc Flat T And E | FM3 - Cable:Draw 1.5Mm2 Or 2.5Mm2 Pvc Flat T And E, unit of measure LM | FM3-EE041409 | Y | Y | Y | Y | Y
M3NHFScheduleOfRatesCode | FM3/Cable:Draw 4 Mm2 Or 6Mm2 Pvc Flat T And E | FM3 - Cable:Draw 4 Mm2 Or 6Mm2 Pvc Flat T And E, unit of measure LM | FM3-EE041411 | Y | Y | Y | Y | Y
M3NHFScheduleOfRatesCode | FM3/Cable:Draw 10Mm2 Pvc Flat T And E | FM3 - Cable:Draw 10Mm2 Pvc Flat T And E, unit of measure LM | FM3-EE041413 | Y | Y | Y | Y | Y
M3NHFScheduleOfRatesCode | FM3/Cable:Draw 16Mm2 Pvc Flat T And E | FM3 - Cable:Draw 16Mm2 Pvc Flat T And E, unit of measure LM | FM3-EE041415 | Y | Y | Y | Y | Y
M3NHFScheduleOfRatesCode | FM3/Cable:Draw 25Mm2 Pvc Flat T And E | FM3 - Cable:Draw 25Mm2 Pvc Flat T And E, unit of measure LM | FM3-EE041417 | Y | Y | Y | Y | Y
M3NHFScheduleOfRatesCode | FM3/Cable:Install 1.5Mm Or 2.5Mm Single Cable | FM3 - Cable:Install 1.5Mm Or 2.5Mm Single Cable, unit of measure LM | FM3-EE041501 | Y | Y | Y | Y | Y
M3NHFScheduleOfRatesCode | FM3/Cable:Install 4Mm2 Or 6Mm2 Cable | FM3 - Cable:Install 4Mm2 Or 6Mm2 Cable, unit of measure LM | FM3-EE041503 | Y | Y | Y | Y | Y
M3NHFScheduleOfRatesCode | FM3/Cable:Install 10Mm2 Single Cable | FM3 - Cable:Install 10Mm2 Single Cable, unit of measure LM | FM3-EE041505 | Y | Y | Y | Y | Y
M3NHFScheduleOfRatesCode | FM3/Cable:Install 16Mm2 Single Cable | FM3 - Cable:Install 16Mm2 Single Cable, unit of measure LM | FM3-EE041507 | Y | Y | Y | Y | Y
M3NHFScheduleOfRatesCode | FM3/Cable:Install 25Mm2 Cable | FM3 - Cable:Install 25Mm2 Cable, unit of measure LM | FM3-EE041509 | Y | Y | Y | Y | Y
M3NHFScheduleOfRatesCode | FM3/Cable:Install 1.5Mm2 Or 2.5Mm2 T And E | FM3 - Cable:Install 1.5Mm2 Or 2.5Mm2 T And E, unit of measure LM | FM3-EE041511 | Y | Y | Y | Y | Y
M3NHFScheduleOfRatesCode | FM3/Cable:Install Ne 6Mm2 T And E | FM3 - Cable:Install Ne 6Mm2 T And E, unit of measure LM | FM3-EE041513 | Y | Y | Y | Y | Y
M3NHFScheduleOfRatesCode | FM3/Cable:Install 10Mm2 T And E | FM3 - Cable:Install 10Mm2 T And E, unit of measure LM | FM3-EE041515 | Y | Y | Y | Y | Y
M3NHFScheduleOfRatesCode | FM3/Cable:Install 16Mm2 T And E | FM3 - Cable:Install 16Mm2 T And E, unit of measure LM | FM3-EE041517 | Y | Y | Y | Y | Y
M3NHFScheduleOfRatesCode | FM3/Cable:Install 25Mm2 T And E | FM3 - Cable:Install 25Mm2 T And E, unit of measure LM | FM3-EE041519 | Y | Y | Y | Y | Y
M3NHFScheduleOfRatesCode | FM3/Trunking:Install 100 X 100Mm Galvanised | FM3 - Trunking:Install 100 X 100Mm Galvanised, unit of measure LM | FM3-EE041601 | Y
M3NHFScheduleOfRatesCode | FM3/Trunking:Install 150 X 100Mm Galvanised | FM3 - Trunking:Install 150 X 100Mm Galvanised, unit of measure LM | FM3-EE041603 | Y
M3NHFScheduleOfRatesCode | FM3/Trunking:Install 150 X 150Mm Galvanised | FM3 - Trunking:Install 150 X 150Mm Galvanised, unit of measure LM | FM3-EE041605 | Y
M3NHFScheduleOfRatesCode | FM3/Trunking:Install Powder Coated 50 X 50Mm White | FM3 - Trunking:Install Powder Coated 50 X 50Mm White, unit of measure LM | FM3-EE041701 | Y
M3NHFScheduleOfRatesCode | FM3/Trunking:Install Powder Coated Bend 50X50Mm White | FM3 - Trunking:Install Powder Coated Bend 50X50Mm White, unit of measure IT | FM3-EE041703 | Y
M3NHFScheduleOfRatesCode | FM3/Trunking:Install Pc 100X50Mm To 50X50Mm Reducer | FM3 - Trunking:Install Pc 100X50Mm To 50X50Mm Reducer, unit of measure IT | FM3-EE041705 | Y
M3NHFScheduleOfRatesCode | FM3/Cable:Install 25Mm Swa Lsf Cable | FM3 - Cable:Install 25Mm Swa Lsf Cable, unit of measure LM | FM3-EE042401 | Y
M3NHFScheduleOfRatesCode | FM3/Cable:Install 35Mm Swa Lsf Cable | FM3 - Cable:Install 35Mm Swa Lsf Cable, unit of measure LM | FM3-EE042403 | Y
M3NHFScheduleOfRatesCode | FM3/Cable:Install 50Mm Swa Lsf Cable | FM3 - Cable:Install 50Mm Swa Lsf Cable, unit of measure LM | FM3-EE042405 | Y
M3NHFScheduleOfRatesCode | FM3/Cable:Install 70Mm Swa Lsf Cable | FM3 - Cable:Install 70Mm Swa Lsf Cable, unit of measure LM | FM3-EE042407 | Y
M3NHFScheduleOfRatesCode | FM3/Cable:Install 95Mm Swa Lsf Cable | FM3 - Cable:Install 95Mm Swa Lsf Cable, unit of measure LM | FM3-EE042409 | Y
M3NHFScheduleOfRatesCode | FM3/Light:Renew Circuit 1 Way | FM3 - Light:Renew Circuit 1 Way, unit of measure NO | FM3-EE050101 | Y | Y | Y | Y | Y
M3NHFScheduleOfRatesCode | FM3/Light:Renew Circuit 2 Way | FM3 - Light:Renew Circuit 2 Way, unit of measure NO | FM3-EE050103 | Y | Y | Y | Y | Y
M3NHFScheduleOfRatesCode | FM3/Light:Additional Light Point | FM3 - Light:Additional Light Point, unit of measure NO | FM3-EE050105 | Y | Y | Y | Y | Y
M3NHFScheduleOfRatesCode | FM3/Light:Additional Switch Point | FM3 - Light:Additional Switch Point, unit of measure NO | FM3-EE050107 | Y | Y | Y | Y | Y
M3NHFScheduleOfRatesCode | FM3/Light:Renew Hall/Stairway Circuit 2 Way | FM3 - Light:Renew Hall/Stairway Circuit 2 Way, unit of measure NO | FM3-EE050109 | Y | Y | Y | Y | Y
M3NHFScheduleOfRatesCode | FM3/Power:Renew Circuit Ne 4 No Sockets | FM3 - Power:Renew Circuit Ne 4 No Sockets, unit of measure NO | FM3-EE050201 | Y | Y | Y | Y | Y
M3NHFScheduleOfRatesCode | FM3/Power:Renew Circuit 4-8 No Sockets | FM3 - Power:Renew Circuit 4-8 No Sockets, unit of measure NO | FM3-EE050203 | Y | Y | Y | Y | Y
M3NHFScheduleOfRatesCode | FM3/Power:Renew Circuit 8-12 No Sockets | FM3 - Power:Renew Circuit 8-12 No Sockets, unit of measure NO | FM3-EE050205 | Y | Y | Y | Y | Y
M3NHFScheduleOfRatesCode | FM3/Power:Additional Outlets | FM3 - Power:Additional Outlets, unit of measure NO | FM3-EE050207 | Y | Y | Y | Y | Y
M3NHFScheduleOfRatesCode | FM3/Power:Renew Spur Outlet Ne 10M | FM3 - Power:Renew Spur Outlet Ne 10M, unit of measure NO | FM3-EE050209 | Y | Y | Y | Y | Y
M3NHFScheduleOfRatesCode | FM3/Power:New Spur Outlet Ground Floor Ne 10M | FM3 - Power:New Spur Outlet Ground Floor Ne 10M, unit of measure NO | FM3-EE050211 | Y | Y | Y | Y | Y
M3NHFScheduleOfRatesCode | FM3/Power:Renew Socket Outlet | FM3 - Power:Renew Socket Outlet, unit of measure NO | FM3-EE050213 | Y | Y | Y | Y | Y
M3NHFScheduleOfRatesCode | FM3/Power:Install Socket Outlet | FM3 - Power:Install Socket Outlet, unit of measure NO | FM3-EE050215 | Y | Y | Y | Y | Y
M3NHFScheduleOfRatesCode | FM3/Power:New Switch Spur Outlet Ne 10M | FM3 - Power:New Switch Spur Outlet Ne 10M, unit of measure NO | FM3-EE050217 | Y | Y | Y | Y | Y
M3NHFScheduleOfRatesCode | FM3/Distribution Board:Renew 4 Way | FM3 - Distribution Board:Renew 4 Way, unit of measure NO | FM3-EE060101 | Y | Y | Y | Y | Y
M3NHFScheduleOfRatesCode | FM3/Distribution Board:Renew 8 Way | FM3 - Distribution Board:Renew 8 Way, unit of measure NO | FM3-EE060103 | Y | Y | Y | Y | Y
M3NHFScheduleOfRatesCode | FM3/Distribution Board:Renew 12 Way | FM3 - Distribution Board:Renew 12 Way, unit of measure NO | FM3-EE060105 | Y | Y | Y | Y | Y
M3NHFScheduleOfRatesCode | FM3/Distribution Board:Renew Ryefield 12 Way | FM3 - Distribution Board:Renew Ryefield 12 Way, unit of measure IT | FM3-EE060107 | Y
M3NHFScheduleOfRatesCode | FM3/Ccu:Renew Ne 4 Way Moulded Unit | FM3 - Ccu:Renew Ne 4 Way Moulded Unit, unit of measure NO | FM3-EE060201 |  | Y | Y | Y | Y
M3NHFScheduleOfRatesCode | FM3/Ccu:Renew Ne 6 Way Moulded Metalclad Unit | FM3 - Ccu:Renew Ne 6 Way Moulded Metalclad Unit, unit of measure NO | FM3-EE060203 | Y | Y | Y | Y | Y
M3NHFScheduleOfRatesCode | FM3/Ccu:Renew 7 To 12 Way Moulded Unit | FM3 - Ccu:Renew 7 To 12 Way Moulded Unit, unit of measure NO | FM3-EE060205 |  | Y | Y | Y | Y
M3NHFScheduleOfRatesCode | FM3/Ccu:Renew Ne 10 Way Moulded Split Load Unit | FM3 - Ccu:Renew Ne 10 Way Moulded Split Load Unit, unit of measure NO | FM3-EE060207 |  | Y | Y | Y | Y
M3NHFScheduleOfRatesCode | FM3/Ccu:Renew 11 To 14 Way Moulded Split Load Unit | FM3 - Ccu:Renew 11 To 14 Way Moulded Split Load Unit, unit of measure NO | FM3-EE060209 |  | Y | Y | Y | Y
M3NHFScheduleOfRatesCode | FM3/Ccu:Ren 11-14 Way Moulded Metaclad Split Load Unit | FM3 - Ccu:Ren 11-14 Way Moulded Metaclad Split Load Unit, unit of measure NO | FM3-EE060210 | Y
M3NHFScheduleOfRatesCode | FM3/Ccu:Install Any Size Rcd New Meter Tails | FM3 - Ccu:Install Any Size Rcd New Meter Tails, unit of measure NO | FM3-EE060211 | Y | Y | Y | Y | Y
M3NHFScheduleOfRatesCode | FM3/Ccu:Renew 2 Way Moulded Metalclad Unit | FM3 - Ccu:Renew 2 Way Moulded Metalclad Unit, unit of measure NO | FM3-EE060212 | Y
M3NHFScheduleOfRatesCode | FM3/Ccu:Install Any Size Rcd | FM3 - Ccu:Install Any Size Rcd, unit of measure NO | FM3-EE060213 | Y | Y | Y | Y | Y
M3NHFScheduleOfRatesCode | FM3/Ccu:Renew 7-12 Way Moulded Metalclad Unit | FM3 - Ccu:Renew 7-12 Way Moulded Metalclad Unit, unit of measure NO | FM3-EE060214 | Y
M3NHFScheduleOfRatesCode | FM3/Ccu:Install Rcbo/Rcd To Bath/Wetroom Circuits | FM3 - Ccu:Install Rcbo/Rcd To Bath/Wetroom Circuits, unit of measure NO | FM3-EE060215 | Y | Y | Y | Y | Y
M3NHFScheduleOfRatesCode | FM3/Ccu:Ren Ne10 Way Moulded Metalclad Split Load Unit | FM3 - Ccu:Ren Ne10 Way Moulded Metalclad Split Load Unit, unit of measure NO | FM3-EE060216 | Y
M3NHFScheduleOfRatesCode | FM3/Ccu:Install New Meter Tails | FM3 - Ccu:Install New Meter Tails, unit of measure IT | FM3-EE060217 | Y | Y | Y | Y | Y
M3NHFScheduleOfRatesCode | FM3/Ccu:Renew Ne 4 Way Moulded Metalclad Unit | FM3 - Ccu:Renew Ne 4 Way Moulded Metalclad Unit, unit of measure NO | FM3-EE060218 | Y
M3NHFScheduleOfRatesCode | FM3/Ccu:Renew Mounting Board | FM3 - Ccu:Renew Mounting Board, unit of measure NO | FM3-EE060219 | Y | Y | Y | Y | Y
M3NHFScheduleOfRatesCode | FM3/Ccu:Renew 1 Way Moulded Metalclad Unit | FM3 - Ccu:Renew 1 Way Moulded Metalclad Unit, unit of measure NO | FM3-EE060220 | Y
M3NHFScheduleOfRatesCode | FM3/Ccu:Modify Backboard | FM3 - Ccu:Modify Backboard, unit of measure NO | FM3-EE060221 | Y | Y | Y | Y | Y
M3NHFScheduleOfRatesCode | FM3/Consumer Unit:Reposition | FM3 - Consumer Unit:Reposition, unit of measure IT | FM3-EE060223 | Y | Y | Y | Y | Y
M3NHFScheduleOfRatesCode | FM3/Ccu:Renew Any Size Mcb | FM3 - Ccu:Renew Any Size Mcb, unit of measure NO | FM3-EE060225 | Y | Y | Y | Y | Y
M3NHFScheduleOfRatesCode | FM3/Ccu:Renew Fuse Carrier Or Shield | FM3 - Ccu:Renew Fuse Carrier Or Shield, unit of measure NO | FM3-EE060227 | Y | Y | Y | Y | Y
M3NHFScheduleOfRatesCode | FM3/Ccu:Install Rcbo | FM3 - Ccu:Install Rcbo, unit of measure NO | FM3-EE060228 | Y
M3NHFScheduleOfRatesCode | FM3/Ccu:Renew Hrc Fuse | FM3 - Ccu:Renew Hrc Fuse, unit of measure NO | FM3-EE060229 | Y | Y | Y | Y | Y
M3NHFScheduleOfRatesCode | FM3/Ccu:Renew Or Install 100Amp Dp Isolator | FM3 - Ccu:Renew Or Install 100Amp Dp Isolator, unit of measure NO | FM3-EE060231 | Y | Y | Y | Y
M3NHFScheduleOfRatesCode | FM3/Ccu:Renew Or Install 100Amp Dp Isolator Switch | FM3 - Ccu:Renew Or Install 100Amp Dp Isolator Switch, unit of measure NO | FM3-EE060233 | Y
M3NHFScheduleOfRatesCode | FM3/Ccu:Renew Or Install 100Amp Service Connection Box | FM3 - Ccu:Renew Or Install 100Amp Service Connection Box, unit of measure NO | FM3-EE060235 | Y
M3NHFScheduleOfRatesCode | FM3/Switchgear:Renew 3 Phase Contactor 20A | FM3 - Switchgear:Renew 3 Phase Contactor 20A, unit of measure NO | FM3-EE060301 | Y | Y | Y | Y | Y
M3NHFScheduleOfRatesCode | FM3/Switchgear:Renew 3 Phase Contactor 25A | FM3 - Switchgear:Renew 3 Phase Contactor 25A, unit of measure NO | FM3-EE060303 | Y | Y | Y | Y | Y
M3NHFScheduleOfRatesCode | FM3/Switchgear:Renew 3 Phase Contactor 40A | FM3 - Switchgear:Renew 3 Phase Contactor 40A, unit of measure NO | FM3-EE060305 | Y | Y | Y | Y | Y
M3NHFScheduleOfRatesCode | FM3/Switchgear:Renew 3 Phase Contactor 63A | FM3 - Switchgear:Renew 3 Phase Contactor 63A, unit of measure NO | FM3-EE060307 | Y | Y | Y | Y | Y
M3NHFScheduleOfRatesCode | FM3/Switchgear:Renew 3 Phase Contactor 100A | FM3 - Switchgear:Renew 3 Phase Contactor 100A, unit of measure NO | FM3-EE060309 | Y | Y | Y | Y | Y
M3NHFScheduleOfRatesCode | FM3/Switchgear:Renew 3 Phase Contactor 125A | FM3 - Switchgear:Renew 3 Phase Contactor 125A, unit of measure NO | FM3-EE060311 | Y | Y | Y | Y | Y
M3NHFScheduleOfRatesCode | FM3/Switchgear:Renew 3 Phase Contactor 160A | FM3 - Switchgear:Renew 3 Phase Contactor 160A, unit of measure NO | FM3-EE060313 | Y | Y | Y | Y | Y
M3NHFScheduleOfRatesCode | FM3/Switchgear:Renew 20 Amp On/Off | FM3 - Switchgear:Renew 20 Amp On/Off, unit of measure NO | FM3-EE060315 | Y | Y | Y | Y | Y
M3NHFScheduleOfRatesCode | FM3/Switchgear:Renew 25 Amp On/Off | FM3 - Switchgear:Renew 25 Amp On/Off, unit of measure NO | FM3-EE060317 | Y | Y | Y | Y | Y
M3NHFScheduleOfRatesCode | FM3/Switchgear:Renew 32 Amp On/Off | FM3 - Switchgear:Renew 32 Amp On/Off, unit of measure NO | FM3-EE060319 | Y | Y | Y | Y | Y
M3NHFScheduleOfRatesCode | FM3/Switchgear:Renew 63 Amp On/Off | FM3 - Switchgear:Renew 63 Amp On/Off, unit of measure NO | FM3-EE060321 | Y | Y | Y | Y | Y
M3NHFScheduleOfRatesCode | FM3/Switchgear:Renew 100 Amp On/Off | FM3 - Switchgear:Renew 100 Amp On/Off, unit of measure NO | FM3-EE060323 | Y | Y | Y | Y | Y
M3NHFScheduleOfRatesCode | FM3/Switchgear:Renew 63 Amp Sp | FM3 - Switchgear:Renew 63 Amp Sp, unit of measure NO | FM3-EE060325 | Y | Y | Y | Y | Y
M3NHFScheduleOfRatesCode | FM3/Switchgear:Renew 63 Amp Tp&N | FM3 - Switchgear:Renew 63 Amp Tp&N, unit of measure NO | FM3-EE060327 | Y | Y | Y | Y | Y
M3NHFScheduleOfRatesCode | FM3/Light:Renew Flex Lampholder Rose | FM3 - Light:Renew Flex Lampholder Rose, unit of measure NO | FM3-EE070101 | Y | Y | Y | Y | Y
M3NHFScheduleOfRatesCode | FM3/Light:Renew Batten Holder | FM3 - Light:Renew Batten Holder, unit of measure NO | FM3-EE070103 | Y | Y | Y | Y | Y
M3NHFScheduleOfRatesCode | FM3/Lamp Or Batten Holder:Remove And Refix | FM3 - Lamp Or Batten Holder:Remove And Refix, unit of measure NO | FM3-EE070105 | Y | Y | Y | Y
M3NHFScheduleOfRatesCode | FM3/Light Fitting:Renew 2X8W Bulkhead Type | FM3 - Light Fitting:Renew 2X8W Bulkhead Type, unit of measure NO | FM3-EE070201 | Y | Y | Y | Y | Y
M3NHFScheduleOfRatesCode | FM3/Light Fitting:Renew Rampart Light-70 W Type | FM3 - Light Fitting:Renew Rampart Light-70 W Type, unit of measure NO | FM3-EE070203 | Y | Y | Y | Y | Y
M3NHFScheduleOfRatesCode | FM3/Light:Renew 500W Amenity Fitting | FM3 - Light:Renew 500W Amenity Fitting, unit of measure NO | FM3-EE070205 | Y | Y | Y | Y | Y
M3NHFScheduleOfRatesCode | FM3/Light Fitting:Renew 1000W Security Type | FM3 - Light Fitting:Renew 1000W Security Type, unit of measure NO | FM3-EE070207 | Y | Y | Y | Y | Y
M3NHFScheduleOfRatesCode | FM3/Light Fitting:Renew 16W Lv Bulkhead Type | FM3 - Light Fitting:Renew 16W Lv Bulkhead Type, unit of measure NO | FM3-EE070209 | Y | Y | Y | Y | Y
M3NHFScheduleOfRatesCode | FM3/Light Fitting:Renew 28W Lv Bulkhead Type | FM3 - Light Fitting:Renew 28W Lv Bulkhead Type, unit of measure NO | FM3-EE070211 | Y | Y | Y | Y | Y
M3NHFScheduleOfRatesCode | FM3/Light Fitting:Renew Son-T 70W Amenity Type | FM3 - Light Fitting:Renew Son-T 70W Amenity Type, unit of measure NO | FM3-EE070212 | Y
M3NHFScheduleOfRatesCode | FM3/Light Fitting:Remove And Refix Any Type | FM3 - Light Fitting:Remove And Refix Any Type, unit of measure NO | FM3-EE070213 | Y | Y | Y | Y | Y
M3NHFScheduleOfRatesCode | FM3/Bath/Wetroom Light Fitting:Renew With Sealed Unit | FM3 - Bath/Wetroom Light Fitting:Renew With Sealed Unit, unit of measure NO | FM3-EE070215 | Y | Y | Y | Y | Y
M3NHFScheduleOfRatesCode | FM3/Lamp:Renew 8 Watt Bulkhead Lamp | FM3 - Lamp:Renew 8 Watt Bulkhead Lamp, unit of measure NO | FM3-EE070301 | Y | Y | Y | Y | Y
M3NHFScheduleOfRatesCode | FM3/Lamp:Renew 150W Halogen Lamp | FM3 - Lamp:Renew 150W Halogen Lamp, unit of measure NO | FM3-EE070303 | Y | Y | Y | Y | Y
M3NHFScheduleOfRatesCode | FM3/Lamp:Renew 500W Halogen Lamp | FM3 - Lamp:Renew 500W Halogen Lamp, unit of measure NO | FM3-EE070305 | Y | Y | Y | Y | Y
M3NHFScheduleOfRatesCode | FM3/Lamp:Renew 1000W Halogen Lamp | FM3 - Lamp:Renew 1000W Halogen Lamp, unit of measure NO | FM3-EE070309 | Y | Y | Y | Y | Y
M3NHFScheduleOfRatesCode | FM3/Lamp:Renew 70W Son-T Lamp | FM3 - Lamp:Renew 70W Son-T Lamp, unit of measure NO | FM3-EE070311 | Y | Y | Y | Y | Y
M3NHFScheduleOfRatesCode | FM3/Lamp:Renew 16 Watt 2D Lamp | FM3 - Lamp:Renew 16 Watt 2D Lamp, unit of measure NO | FM3-EE070313 | Y | Y | Y | Y | Y
M3NHFScheduleOfRatesCode | FM3/Lamp:Renew 28 Watt 2D Lamp | FM3 - Lamp:Renew 28 Watt 2D Lamp, unit of measure NO | FM3-EE070315 | Y | Y | Y | Y | Y
M3NHFScheduleOfRatesCode | FM3/Lamp:Renew 80W Spot Light | FM3 - Lamp:Renew 80W Spot Light, unit of measure NO | FM3-EE070319 | Y | Y | Y | Y | Y
M3NHFScheduleOfRatesCode | FM3/Lamp:Renew 300W Spot Light | FM3 - Lamp:Renew 300W Spot Light, unit of measure NO | FM3-EE070321 | Y | Y | Y | Y | Y
M3NHFScheduleOfRatesCode | FM3/Lamp:Renew With Pl Low Energy | FM3 - Lamp:Renew With Pl Low Energy, unit of measure NO | FM3-EE070323 | Y | Y | Y | Y | Y
M3NHFScheduleOfRatesCode | FM3/Lamp:Renew With Sl Low Energy | FM3 - Lamp:Renew With Sl Low Energy, unit of measure NO | FM3-EE070325 | Y | Y | Y | Y | Y
M3NHFScheduleOfRatesCode | FM3/Lamp:Renew With Plce To Bulkhead | FM3 - Lamp:Renew With Plce To Bulkhead, unit of measure NO | FM3-EE070327 | Y | Y | Y | Y | Y
M3NHFScheduleOfRatesCode | FM3/Light Fitting:Renew Bulkhead Diffuser | FM3 - Light Fitting:Renew Bulkhead Diffuser, unit of measure NO | FM3-EE070401 | Y | Y | Y | Y | Y
M3NHFScheduleOfRatesCode | FM3/Light Fitting:Renew Single Fluorescent With Tube | FM3 - Light Fitting:Renew Single Fluorescent With Tube, unit of measure NO | FM3-EE070501 | Y | Y | Y | Y | Y
M3NHFScheduleOfRatesCode | FM3/Light Fitting:Renew Double Fluorescent With Tubes | FM3 - Light Fitting:Renew Double Fluorescent With Tubes, unit of measure NO | FM3-EE070503 | Y | Y | Y | Y | Y
M3NHFScheduleOfRatesCode | FM3/Light Fitting:Remove Refix Any Fluorescent Type | FM3 - Light Fitting:Remove Refix Any Fluorescent Type, unit of measure NO | FM3-EE070505 | Y | Y | Y | Y | Y
M3NHFScheduleOfRatesCode | FM3/Light Fitting:Overhaul Fluorescent Any Type | FM3 - Light Fitting:Overhaul Fluorescent Any Type, unit of measure IT | FM3-EE070507 | Y | Y | Y | Y | Y
M3NHFScheduleOfRatesCode | FM3/Light:Renew 28W Ballast To Fitting | FM3 - Light:Renew 28W Ballast To Fitting, unit of measure IT | FM3-EE070509 | Y
M3NHFScheduleOfRatesCode | FM3/Light:Renew Single Fluorescent Waterproof 1.2M 18W | FM3 - Light:Renew Single Fluorescent Waterproof 1.2M 18W, unit of measure NO | FM3-EE070601 | Y | Y | Y | Y | Y
M3NHFScheduleOfRatesCode | FM3/Light:Renew Single Fluorescent Waterproof 1.2M 36W | FM3 - Light:Renew Single Fluorescent Waterproof 1.2M 36W, unit of measure NO | FM3-EE070603 | Y | Y | Y | Y | Y
M3NHFScheduleOfRatesCode | FM3/Light:Renew Single Fluorescent Waterproof 1.5M 58W | FM3 - Light:Renew Single Fluorescent Waterproof 1.5M 58W, unit of measure NO | FM3-EE070605 | Y | Y | Y | Y | Y
M3NHFScheduleOfRatesCode | FM3/Light:Renew Double Fluorescent Waterproof 1.2M 18W | FM3 - Light:Renew Double Fluorescent Waterproof 1.2M 18W, unit of measure NO | FM3-EE070607 | Y | Y | Y | Y | Y
M3NHFScheduleOfRatesCode | FM3/Light:Renew Double Fluorescent Waterproof 1.2M 36W | FM3 - Light:Renew Double Fluorescent Waterproof 1.2M 36W, unit of measure NO | FM3-EE070609 | Y | Y | Y | Y | Y
M3NHFScheduleOfRatesCode | FM3/Light:Renew Double Fluorescent Waterproof 1.5M 58W | FM3 - Light:Renew Double Fluorescent Waterproof 1.5M 58W, unit of measure NO | FM3-EE070611 | Y | Y | Y | Y | Y
M3NHFScheduleOfRatesCode | FM3/Light:Renew Single Fluorescent Explosion 1.2M 36W | FM3 - Light:Renew Single Fluorescent Explosion 1.2M 36W, unit of measure NO | FM3-EE070701 | Y | Y | Y | Y | Y
M3NHFScheduleOfRatesCode | FM3/Light:Renew Single Fluorescent Explosion 1.5M 58W | FM3 - Light:Renew Single Fluorescent Explosion 1.5M 58W, unit of measure NO | FM3-EE070703 | Y | Y | Y | Y | Y
M3NHFScheduleOfRatesCode | FM3/Light:Renew Double Fluorescent Explosion 1.2M 36W | FM3 - Light:Renew Double Fluorescent Explosion 1.2M 36W, unit of measure NO | FM3-EE070705 | Y | Y | Y | Y | Y
M3NHFScheduleOfRatesCode | FM3/Light:Renew Double Fluorescent Explosion 1.5M 58W | FM3 - Light:Renew Double Fluorescent Explosion 1.5M 58W, unit of measure NO | FM3-EE070707 | Y | Y | Y | Y | Y
M3NHFScheduleOfRatesCode | FM3/Fitting:Renew With Cat1 Light Single 1200 36W | FM3 - Fitting:Renew With Cat1 Light Single 1200 36W, unit of measure NO | FM3-EE070801 | Y | Y | Y | Y | Y
M3NHFScheduleOfRatesCode | FM3/Fitting:Renew With Cat1 Light Single 1500 58W | FM3 - Fitting:Renew With Cat1 Light Single 1500 58W, unit of measure NO | FM3-EE070803 | Y | Y | Y | Y | Y
M3NHFScheduleOfRatesCode | FM3/Fitting:Renew With Cat1 Light Single 1800 58W | FM3 - Fitting:Renew With Cat1 Light Single 1800 58W, unit of measure NO | FM3-EE070805 | Y | Y | Y | Y | Y
M3NHFScheduleOfRatesCode | FM3/Fitting:Renew With Cat1 Light Double 1200 36W | FM3 - Fitting:Renew With Cat1 Light Double 1200 36W, unit of measure NO | FM3-EE070807 | Y | Y | Y | Y | Y
M3NHFScheduleOfRatesCode | FM3/Fitting:Renew With Cat1 Light Double 1500 58W | FM3 - Fitting:Renew With Cat1 Light Double 1500 58W, unit of measure NO | FM3-EE070809 | Y | Y | Y | Y | Y
M3NHFScheduleOfRatesCode | FM3/Fitting:Renew With Cat1 Light Double 1800 58W | FM3 - Fitting:Renew With Cat1 Light Double 1800 58W, unit of measure NO | FM3-EE070811 | Y | Y | Y | Y | Y
M3NHFScheduleOfRatesCode | FM3/Fitting:Renew With Cat1 Modular Light 600 X 600 | FM3 - Fitting:Renew With Cat1 Modular Light 600 X 600, unit of measure NO | FM3-EE070813 | Y | Y | Y | Y | Y
M3NHFScheduleOfRatesCode | FM3/Fitting:Renew With Cat1 Modular Light 600 X 1200 | FM3 - Fitting:Renew With Cat1 Modular Light 600 X 1200, unit of measure NO | FM3-EE070815 | Y | Y | Y | Y | Y
M3NHFScheduleOfRatesCode | FM3/Light Fitting:Renew Single Fluorescent Diffuser | FM3 - Light Fitting:Renew Single Fluorescent Diffuser, unit of measure NO | FM3-EE070901 | Y | Y | Y | Y | Y
M3NHFScheduleOfRatesCode | FM3/Light Fitting:Renew Double Fluorescent Diffuser | FM3 - Light Fitting:Renew Double Fluorescent Diffuser, unit of measure NO | FM3-EE070903 | Y | Y | Y | Y | Y
M3NHFScheduleOfRatesCode | FM3/Light Fitting:Renew Any Size Fluorescent Tube | FM3 - Light Fitting:Renew Any Size Fluorescent Tube, unit of measure NO | FM3-EE071001 | Y | Y | Y | Y | Y
M3NHFScheduleOfRatesCode | FM3/Light:Renew Mirror | FM3 - Light:Renew Mirror, unit of measure NO | FM3-EE071101 | Y | Y | Y | Y | Y
M3NHFScheduleOfRatesCode | FM3/Light:Renew Mirror/Shaver | FM3 - Light:Renew Mirror/Shaver, unit of measure NO | FM3-EE071103 | Y | Y | Y | Y | Y
M3NHFScheduleOfRatesCode | FM3/Light Fitting:Renew Square Or Round | FM3 - Light Fitting:Renew Square Or Round, unit of measure NO | FM3-EE071105 | Y | Y | Y | Y | Y
M3NHFScheduleOfRatesCode | FM3/Light:Renew Glass Globe Type | FM3 - Light:Renew Glass Globe Type, unit of measure NO | FM3-EE071107 | Y | Y | Y | Y | Y
M3NHFScheduleOfRatesCode | FM3/Light Fitting:Renew Uplighter Type | FM3 - Light Fitting:Renew Uplighter Type, unit of measure NO | FM3-EE071109 | Y | Y | Y | Y | Y
M3NHFScheduleOfRatesCode | FM3/Chandelier:Renew 3 Arm | FM3 - Chandelier:Renew 3 Arm, unit of measure NO | FM3-EE071111 | Y | Y | Y | Y | Y
M3NHFScheduleOfRatesCode | FM3/Chandelier:Renew 5 Arm | FM3 - Chandelier:Renew 5 Arm, unit of measure NO | FM3-EE071113 | Y | Y | Y | Y | Y
M3NHFScheduleOfRatesCode | FM3/Light Fitting:Renew Hanging | FM3 - Light Fitting:Renew Hanging, unit of measure NO | FM3-EE071115 | Y | Y | Y | Y | Y
M3NHFScheduleOfRatesCode | FM3/Pendant:Renew Rise/Fall | FM3 - Pendant:Renew Rise/Fall, unit of measure NO | FM3-EE071117 | Y | Y | Y | Y | Y
M3NHFScheduleOfRatesCode | FM3/Chandelier:Renew Glass Shade | FM3 - Chandelier:Renew Glass Shade, unit of measure NO | FM3-EE071118 | Y | Y | Y | Y | Y
M3NHFScheduleOfRatesCode | FM3/Luminaire:Repostion Any Type | FM3 - Luminaire:Repostion Any Type, unit of measure NO | FM3-EE071119 | Y | Y | Y | Y | Y
M3NHFScheduleOfRatesCode | FM3/Luminaire:Refix Any Type | FM3 - Luminaire:Refix Any Type, unit of measure NO | FM3-EE071121 | Y | Y | Y | Y | Y
M3NHFScheduleOfRatesCode | FM3/Hook:Refix/Renew | FM3 - Hook:Refix/Renew, unit of measure NO | FM3-EE071123 | Y | Y | Y | Y | Y
M3NHFScheduleOfRatesCode | FM3/Light Fitting:Renew Standard 18W Led Fitting | FM3 - Light Fitting:Renew Standard 18W Led Fitting, unit of measure IT | FM3-EE071201 | Y
M3NHFScheduleOfRatesCode | FM3/Light Fitting:Renew 3Hr Emergency 18W Led Fitting | FM3 - Light Fitting:Renew 3Hr Emergency 18W Led Fitting, unit of measure IT | FM3-EE071203 | Y
M3NHFScheduleOfRatesCode | FM3/Light Fitting:Renew 18W Led Fitting And Sensor | FM3 - Light Fitting:Renew 18W Led Fitting And Sensor, unit of measure IT | FM3-EE071205 | Y
M3NHFScheduleOfRatesCode | FM3/Light Fitting:Renew 3Hr 18W Led Fitting And Sensor | FM3 - Light Fitting:Renew 3Hr 18W Led Fitting And Sensor, unit of measure IT | FM3-EE071207 | Y
M3NHFScheduleOfRatesCode | FM3/Switch Or Outlet:Remove And Refix | FM3 - Switch Or Outlet:Remove And Refix, unit of measure NO | FM3-EE080101 | Y | Y | Y | Y | Y
M3NHFScheduleOfRatesCode | FM3/Switch Or Outlet:Fix Blank Plate | FM3 - Switch Or Outlet:Fix Blank Plate, unit of measure NO | FM3-EE080103 | Y | Y | Y | Y | Y
M3NHFScheduleOfRatesCode | FM3/Switch Or Outlet:Dry Lining Box | FM3 - Switch Or Outlet:Dry Lining Box, unit of measure NO | FM3-EE080105 | Y | Y | Y | Y | Y
M3NHFScheduleOfRatesCode | FM3/Switch Or Outlet:Secure Loose | FM3 - Switch Or Outlet:Secure Loose, unit of measure NO | FM3-EE080107 | Y | Y | Y | Y | Y
M3NHFScheduleOfRatesCode | FM3/Switch:Renew Flush Box | FM3 - Switch:Renew Flush Box, unit of measure NO | FM3-EE080201 | Y | Y | Y | Y | Y
M3NHFScheduleOfRatesCode | FM3/Switch:Renew Surface Box | FM3 - Switch:Renew Surface Box, unit of measure NO | FM3-EE080203 | Y | Y | Y | Y | Y
M3NHFScheduleOfRatesCode | FM3/Switch:Renew 5 Amp Ne 3 Gang Plate | FM3 - Switch:Renew 5 Amp Ne 3 Gang Plate, unit of measure NO | FM3-EE080205 | Y | Y | Y | Y | Y
M3NHFScheduleOfRatesCode | FM3/Switch:Renew 5Amp Ne 3 Gang 2 Way Plate | FM3 - Switch:Renew 5Amp Ne 3 Gang 2 Way Plate, unit of measure NO | FM3-EE080207 | Y | Y | Y | Y | Y
M3NHFScheduleOfRatesCode | FM3/Switch:Renew 5Amp Ne 3 Gang Plate And Box | FM3 - Switch:Renew 5Amp Ne 3 Gang Plate And Box, unit of measure NO | FM3-EE080209 | Y | Y | Y | Y | Y
M3NHFScheduleOfRatesCode | FM3/Switch:Renew 5Amp Ne 3 Gang 2 Way Plate And Box | FM3 - Switch:Renew 5Amp Ne 3 Gang 2 Way Plate And Box, unit of measure NO | FM3-EE080211 | Y | Y | Y | Y | Y
M3NHFScheduleOfRatesCode | FM3/Switch:Renew Ceiling Pull Switch | FM3 - Switch:Renew Ceiling Pull Switch, unit of measure NO | FM3-EE080213 | Y | Y | Y | Y | Y
M3NHFScheduleOfRatesCode | FM3/Switch:Renew Pull Switch Cord | FM3 - Switch:Renew Pull Switch Cord, unit of measure NO | FM3-EE080215 | Y | Y | Y | Y | Y
M3NHFScheduleOfRatesCode | FM3/Switch:Renew Dimmer Switch | FM3 - Switch:Renew Dimmer Switch, unit of measure NO | FM3-EE080217 | Y | Y | Y | Y | Y
M3NHFScheduleOfRatesCode | FM3/Switch:Renew Splashproof | FM3 - Switch:Renew Splashproof, unit of measure NO | FM3-EE080219 | Y | Y | Y | Y | Y
M3NHFScheduleOfRatesCode | FM3/Switch:Replace With Wide Rocker | FM3 - Switch:Replace With Wide Rocker, unit of measure NO | FM3-EE080221 | Y | Y | Y | Y | Y
M3NHFScheduleOfRatesCode | FM3/Switch:Lower Any Switch | FM3 - Switch:Lower Any Switch, unit of measure IT | FM3-EE080223 | Y | Y | Y | Y | Y
M3NHFScheduleOfRatesCode | FM3/Switch:Renew Concealed Door Operated | FM3 - Switch:Renew Concealed Door Operated, unit of measure NO | FM3-EE080225 | Y | Y | Y | Y | Y
M3NHFScheduleOfRatesCode | FM3/Socket:Renew Flush Box | FM3 - Socket:Renew Flush Box, unit of measure NO | FM3-EE080301 | Y | Y | Y | Y | Y
M3NHFScheduleOfRatesCode | FM3/Socket:Renew Surface Box | FM3 - Socket:Renew Surface Box, unit of measure NO | FM3-EE080303 | Y | Y | Y | Y | Y
M3NHFScheduleOfRatesCode | FM3/Socket:Renew 13A Single Plate | FM3 - Socket:Renew 13A Single Plate, unit of measure NO | FM3-EE080305 | Y | Y | Y | Y | Y
M3NHFScheduleOfRatesCode | FM3/Socket:Renew 13A Double Plate | FM3 - Socket:Renew 13A Double Plate, unit of measure NO | FM3-EE080307 | Y | Y | Y | Y | Y
M3NHFScheduleOfRatesCode | FM3/Socket:Renew 13A Triple Plate | FM3 - Socket:Renew 13A Triple Plate, unit of measure NO | FM3-EE080309 | Y | Y | Y | Y | Y
M3NHFScheduleOfRatesCode | FM3/Socket:Renew Single Outlet Plate And Box | FM3 - Socket:Renew Single Outlet Plate And Box, unit of measure NO | FM3-EE080311 | Y | Y | Y | Y | Y
M3NHFScheduleOfRatesCode | FM3/Socket:Renew Double Outlet Plate And Box | FM3 - Socket:Renew Double Outlet Plate And Box, unit of measure NO | FM3-EE080313 | Y | Y | Y | Y | Y
M3NHFScheduleOfRatesCode | FM3/Socket:Renew Triple Outlet Plate And Box | FM3 - Socket:Renew Triple Outlet Plate And Box, unit of measure NO | FM3-EE080315 | Y | Y | Y | Y | Y
M3NHFScheduleOfRatesCode | FM3/Socket:Renew Single Splashback | FM3 - Socket:Renew Single Splashback, unit of measure NO | FM3-EE080317 | Y | Y | Y | Y | Y
M3NHFScheduleOfRatesCode | FM3/Socket:Renew Double Splashback | FM3 - Socket:Renew Double Splashback, unit of measure NO | FM3-EE080319 | Y | Y | Y | Y | Y
M3NHFScheduleOfRatesCode | FM3/Socket:Renew Double Explosion Proof | FM3 - Socket:Renew Double Explosion Proof, unit of measure NO | FM3-EE080321 | Y | Y | Y | Y | Y
M3NHFScheduleOfRatesCode | FM3/Socket:Renew 13A Rcd Outlet | FM3 - Socket:Renew 13A Rcd Outlet, unit of measure NO | FM3-EE080323 | Y | Y | Y | Y | Y
M3NHFScheduleOfRatesCode | FM3/Socket:Single Surface Outlet Plate And Box | FM3 - Socket:Single Surface Outlet Plate And Box, unit of measure NO | FM3-EE080325 | Y | Y | Y | Y | Y
M3NHFScheduleOfRatesCode | FM3/Socket:Install 13A Double Outlet Plate And Box | FM3 - Socket:Install 13A Double Outlet Plate And Box, unit of measure NO | FM3-EE080327 | Y | Y | Y | Y | Y
M3NHFScheduleOfRatesCode | FM3/Socket:Renew Single Unswitched Outlet Plate + Box | FM3 - Socket:Renew Single Unswitched Outlet Plate + Box, unit of measure NO | FM3-EE080328 | Y
M3NHFScheduleOfRatesCode | FM3/Socket:Raise Height-Mini Trunk Or Kit | FM3 - Socket:Raise Height-Mini Trunk Or Kit, unit of measure IT | FM3-EE080329 | Y | Y | Y | Y | Y
M3NHFScheduleOfRatesCode | FM3/Socket:Lower Height-Mini Trunk Or Kit | FM3 - Socket:Lower Height-Mini Trunk Or Kit, unit of measure IT | FM3-EE080332 | Y
M3NHFScheduleOfRatesCode | FM3/Switch:Renew 20A Dp Switch | FM3 - Switch:Renew 20A Dp Switch, unit of measure NO | FM3-EE080401 | Y | Y | Y | Y | Y
M3NHFScheduleOfRatesCode | FM3/Switch:Renew Ne 20A Dp Ceiling Switch | FM3 - Switch:Renew Ne 20A Dp Ceiling Switch, unit of measure NO | FM3-EE080403 | Y | Y | Y | Y | Y
M3NHFScheduleOfRatesCode | FM3/Switch:Renew 15A/45A Dp Ceiling Switch | FM3 - Switch:Renew 15A/45A Dp Ceiling Switch, unit of measure NO | FM3-EE080404 | Y
M3NHFScheduleOfRatesCode | FM3/Socket:Renew 13A Dp Plate With Outlet | FM3 - Socket:Renew 13A Dp Plate With Outlet, unit of measure NO | FM3-EE080405 | Y | Y | Y | Y | Y
M3NHFScheduleOfRatesCode | FM3/Socket:Renew 13A Dp Plate With Indicator | FM3 - Socket:Renew 13A Dp Plate With Indicator, unit of measure NO | FM3-EE080407 | Y | Y | Y | Y | Y
M3NHFScheduleOfRatesCode | FM3/Switch:Renew 20A Dp Switch With Neon | FM3 - Switch:Renew 20A Dp Switch With Neon, unit of measure NO | FM3-EE080409 | Y
M3NHFScheduleOfRatesCode | FM3/Switch:Renew 20A Dp Switch With Neon And Marking | FM3 - Switch:Renew 20A Dp Switch With Neon And Marking, unit of measure NO | FM3-EE080411 | Y
M3NHFScheduleOfRatesCode | FM3/Connection Unit:Renew 13A Fused Switch | FM3 - Connection Unit:Renew 13A Fused Switch, unit of measure NO | FM3-EE080413 | Y
M3NHFScheduleOfRatesCode | FM3/Connection Unit:Renew 13A Fused Switch Neon | FM3 - Connection Unit:Renew 13A Fused Switch Neon, unit of measure NO | FM3-EE080415 | Y
M3NHFScheduleOfRatesCode | FM3/Connection Unit:Renew 13A Fused Unswitched | FM3 - Connection Unit:Renew 13A Fused Unswitched, unit of measure NO | FM3-EE080417 | Y
M3NHFScheduleOfRatesCode | FM3/Connection Unit:Renew 13A Fused Unswitched Neon | FM3 - Connection Unit:Renew 13A Fused Unswitched Neon, unit of measure NO | FM3-EE080419 | Y
M3NHFScheduleOfRatesCode | FM3/Shaver:Renew Shaver Supply Unit | FM3 - Shaver:Renew Shaver Supply Unit, unit of measure NO | FM3-EE080501 | Y | Y | Y | Y | Y
M3NHFScheduleOfRatesCode | FM3/Shaver Light:Install Complete | FM3 - Shaver Light:Install Complete, unit of measure NO | FM3-EE080503 | Y | Y | Y | Y | Y
M3NHFScheduleOfRatesCode | FM3/Shaver Light:Renew Complete | FM3 - Shaver Light:Renew Complete, unit of measure NO | FM3-EE080505 | Y | Y | Y | Y | Y
M3NHFScheduleOfRatesCode | FM3/Lamp:Renew Shaver Lamp | FM3 - Lamp:Renew Shaver Lamp, unit of measure NO | FM3-EE080507 | Y | Y | Y | Y
M3NHFScheduleOfRatesCode | FM3/Telephone:Supply And Fix Visual Aid | FM3 - Telephone:Supply And Fix Visual Aid, unit of measure IT | FM3-EE090101 | Y | Y | Y | Y
M3NHFScheduleOfRatesCode | FM3/Thermostat:Lower Position | FM3 - Thermostat:Lower Position, unit of measure IT | FM3-EE090201 | Y | Y | Y | Y | Y
M3NHFScheduleOfRatesCode | FM3/Wall Clock:Renew Analogue/Mains | FM3 - Wall Clock:Renew Analogue/Mains, unit of measure NO | FM3-EE090301 | Y | Y | Y | Y | Y
M3NHFScheduleOfRatesCode | FM3/Wall Clock:Renew Digital/Mains | FM3 - Wall Clock:Renew Digital/Mains, unit of measure NO | FM3-EE090303 | Y | Y | Y | Y | Y
M3NHFScheduleOfRatesCode | FM3/Wall Clock:Renew Analogue/Battery | FM3 - Wall Clock:Renew Analogue/Battery, unit of measure NO | FM3-EE090305 | Y | Y | Y | Y | Y
M3NHFScheduleOfRatesCode | FM3/Wall Clock:Renew Digital/Battery | FM3 - Wall Clock:Renew Digital/Battery, unit of measure NO | FM3-EE090307 | Y | Y | Y | Y | Y
M3NHFScheduleOfRatesCode | FM3/Wall Clock:Refix Loose | FM3 - Wall Clock:Refix Loose, unit of measure NO | FM3-EE090309 | Y | Y | Y | Y | Y
M3NHFScheduleOfRatesCode | FM3/Smoke Detector:Install Battery Operated Type | FM3 - Smoke Detector:Install Battery Operated Type, unit of measure NO | FM3-EE090401 | Y | Y | Y | Y | Y
M3NHFScheduleOfRatesCode | FM3/Smoke Detector:Install Mains Optical Type | FM3 - Smoke Detector:Install Mains Optical Type, unit of measure NO | FM3-EE090403 | Y | Y | Y | Y | Y
M3NHFScheduleOfRatesCode | FM3/Smoke Detector:Install Mains Ionisation Type | FM3 - Smoke Detector:Install Mains Ionisation Type, unit of measure NO | FM3-EE090405 | Y | Y | Y | Y | Y
M3NHFScheduleOfRatesCode | FM3/Smoke Detectors:Install Optical Ionisation System | FM3 - Smoke Detectors:Install Optical Ionisation System, unit of measure IT | FM3-EE090407 | Y | Y | Y | Y | Y
M3NHFScheduleOfRatesCode | FM3/Smoke Detector:Install Additional Detector | FM3 - Smoke Detector:Install Additional Detector, unit of measure NO | FM3-EE090409 | Y | Y | Y | Y | Y
M3NHFScheduleOfRatesCode | FM3/Smoke Detector:Renew With Optical Type | FM3 - Smoke Detector:Renew With Optical Type, unit of measure NO | FM3-EE090411 | Y | Y | Y | Y | Y
M3NHFScheduleOfRatesCode | FM3/Smoke Detector:Renew With Ionisation Type | FM3 - Smoke Detector:Renew With Ionisation Type, unit of measure NO | FM3-EE090413 | Y | Y | Y | Y | Y
M3NHFScheduleOfRatesCode | FM3/Smoke Detector:Install Visual Aid Type | FM3 - Smoke Detector:Install Visual Aid Type, unit of measure NO | FM3-EE090415 | Y | Y | Y | Y | Y
M3NHFScheduleOfRatesCode | FM3/Smoke Detector:Install Visual Aid Vibrating Pads | FM3 - Smoke Detector:Install Visual Aid Vibrating Pads, unit of measure NO | FM3-EE090416 | Y
M3NHFScheduleOfRatesCode | FM3/Smoke Detector:Service And Overhaul Any Type | FM3 - Smoke Detector:Service And Overhaul Any Type, unit of measure NO | FM3-EE090417 | Y | Y | Y | Y | Y
M3NHFScheduleOfRatesCode | FM3/Smoke Detector:Renew With Visual Aid Type | FM3 - Smoke Detector:Renew With Visual Aid Type, unit of measure NO | FM3-EE090418 | Y
M3NHFScheduleOfRatesCode | FM3/Smoke Detector:Install Wireless Optical Type | FM3 - Smoke Detector:Install Wireless Optical Type, unit of measure NO | FM3-EE090419 | Y | Y | Y | Y
M3NHFScheduleOfRatesCode | FM3/Smoke Detector:Install Wireless Ionisation Type | FM3 - Smoke Detector:Install Wireless Ionisation Type, unit of measure NO | FM3-EE090421 | Y | Y | Y | Y
M3NHFScheduleOfRatesCode | FM3/Smoke Detectors:Install Wireless System | FM3 - Smoke Detectors:Install Wireless System, unit of measure IT | FM3-EE090423 | Y | Y | Y | Y
M3NHFScheduleOfRatesCode | FM3/Smoke Detector:Install Additional Wireless | FM3 - Smoke Detector:Install Additional Wireless, unit of measure NO | FM3-EE090425 | Y | Y | Y | Y
M3NHFScheduleOfRatesCode | FM3/Smoke Detector:Renew With Wireless Optical | FM3 - Smoke Detector:Renew With Wireless Optical, unit of measure NO | FM3-EE090427 | Y | Y | Y | Y
M3NHFScheduleOfRatesCode | FM3/Smoke Detector:Renew With Wireless Ionisation | FM3 - Smoke Detector:Renew With Wireless Ionisation, unit of measure NO | FM3-EE090429 | Y | Y | Y | Y
M3NHFScheduleOfRatesCode | FM3/Smoke/Heat Detector:Renew Circuit | FM3 - Smoke/Heat Detector:Renew Circuit, unit of measure NO | FM3-EE090431 | Y
M3NHFScheduleOfRatesCode | FM3/Smoke/Heat Detector:Renew Circuit Disabled | FM3 - Smoke/Heat Detector:Renew Circuit Disabled, unit of measure NO | FM3-EE090433 | Y
M3NHFScheduleOfRatesCode | FM3/Heat Detector:Install | FM3 - Heat Detector:Install, unit of measure NO | FM3-EE090501 | Y | Y | Y | Y | Y
M3NHFScheduleOfRatesCode | FM3/Heat Detector:Install Wireless | FM3 - Heat Detector:Install Wireless, unit of measure NO | FM3-EE090503 | Y | Y | Y | Y
M3NHFScheduleOfRatesCode | FM3/Heat Detector:Service And Overhaul Hard Wire | FM3 - Heat Detector:Service And Overhaul Hard Wire, unit of measure IT | FM3-EE090505 | Y
M3NHFScheduleOfRatesCode | FM3/Carbon Monoxide Detector:Install Mains Operated | FM3 - Carbon Monoxide Detector:Install Mains Operated, unit of measure NO | FM3-EE090601 | Y | Y | Y | Y | Y
M3NHFScheduleOfRatesCode | FM3/Carbon Monoxide Detector:Install Battery Type | FM3 - Carbon Monoxide Detector:Install Battery Type, unit of measure NO | FM3-EE090603 | Y | Y | Y | Y | Y
M3NHFScheduleOfRatesCode | FM3/Carbon Monoxide Detector:Service Overhaul Wired | FM3 - Carbon Monoxide Detector:Service Overhaul Wired, unit of measure NO | FM3-EE090605 | Y | Y | Y | Y | Y
M3NHFScheduleOfRatesCode | FM3/Carbon Monoxide Detector:Install Wireless | FM3 - Carbon Monoxide Detector:Install Wireless, unit of measure NO | FM3-EE090607 | Y | Y | Y | Y
M3NHFScheduleOfRatesCode | FM3/Gas Detector:Install | FM3 - Gas Detector:Install, unit of measure NO | FM3-EE090701 | Y | Y | Y | Y | Y
M3NHFScheduleOfRatesCode | FM3/Gas Detector:Install Wireless | FM3 - Gas Detector:Install Wireless, unit of measure NO | FM3-EE090703 | Y | Y | Y | Y
M3NHFScheduleOfRatesCode | FM3/Stairlift:Obtain Quote And Attend | FM3 - Stairlift:Obtain Quote And Attend, unit of measure IT | FM3-EE090801 | Y | Y | Y | Y | Y
M3NHFScheduleOfRatesCode | FM3/Stairlift:Install Fused Spur | FM3 - Stairlift:Install Fused Spur, unit of measure NO | FM3-EE090803 | Y | Y | Y | Y | Y
M3NHFScheduleOfRatesCode | FM3/Stairlift:Install Fused Spur And Way | FM3 - Stairlift:Install Fused Spur And Way, unit of measure NO | FM3-EE090805 | Y | Y | Y | Y
M3NHFScheduleOfRatesCode | FM3/Computer/Power Floor Boxes:Renew | FM3 - Computer/Power Floor Boxes:Renew, unit of measure NO | FM3-EE091001 | Y | Y | Y | Y | Y
M3NHFScheduleOfRatesCode | FM3/Computer/Power Floor Boxes:Repairs No Parts | FM3 - Computer/Power Floor Boxes:Repairs No Parts, unit of measure NO | FM3-EE091003 | Y | Y | Y | Y | Y
M3NHFScheduleOfRatesCode | FM3/Computer/Power Floor Boxes:Call-Out And Fault | FM3 - Computer/Power Floor Boxes:Call-Out And Fault, unit of measure NO | FM3-EE091005 | Y | Y | Y | Y | Y
M3NHFScheduleOfRatesCode | FM3/Computer/Power Floor Boxes:Seal Redundant | FM3 - Computer/Power Floor Boxes:Seal Redundant, unit of measure NO | FM3-EE091007 | Y | Y | Y | Y | Y
M3NHFScheduleOfRatesCode | FM3/Time Switch:Reset Clock Or Switch | FM3 - Time Switch:Reset Clock Or Switch, unit of measure NO | FM3-EE100101 | Y | Y | Y | Y | Y
M3NHFScheduleOfRatesCode | FM3/Time Switch:Repair Switch Clock | FM3 - Time Switch:Repair Switch Clock, unit of measure NO | FM3-EE100103 | Y | Y | Y | Y | Y
M3NHFScheduleOfRatesCode | FM3/Time Switch:Renew Switch Clock | FM3 - Time Switch:Renew Switch Clock, unit of measure NO | FM3-EE100105 | Y | Y | Y | Y | Y
M3NHFScheduleOfRatesCode | FM3/Time Switch:Renew Photo Electric Type | FM3 - Time Switch:Renew Photo Electric Type, unit of measure NO | FM3-EE100107 | Y | Y | Y | Y | Y
M3NHFScheduleOfRatesCode | FM3/Time Switch:Renew With Photo Electric Type | FM3 - Time Switch:Renew With Photo Electric Type, unit of measure NO | FM3-EE100109 | Y | Y | Y | Y | Y
M3NHFScheduleOfRatesCode | FM3/Time Switch:Renew Passive Infra Red | FM3 - Time Switch:Renew Passive Infra Red, unit of measure NO | FM3-EE100111 | Y | Y | Y | Y | Y
M3NHFScheduleOfRatesCode | FM3/Light:Install Pir Unit Complete | FM3 - Light:Install Pir Unit Complete, unit of measure NO | FM3-EE100113 | Y | Y | Y | Y | Y
M3NHFScheduleOfRatesCode | FM3/Switch:Renew With Time Lag Switch | FM3 - Switch:Renew With Time Lag Switch, unit of measure NO | FM3-EE100115 | Y | Y | Y | Y | Y
M3NHFScheduleOfRatesCode | FM3/External Light:Install 1000W Pir Unit Complete | FM3 - External Light:Install 1000W Pir Unit Complete, unit of measure NO | FM3-EE100201 | Y | Y | Y | Y
M3NHFScheduleOfRatesCode | FM3/External Light:Install 150W Pir Unit Complete | FM3 - External Light:Install 150W Pir Unit Complete, unit of measure NO | FM3-EE100203 | Y | Y | Y | Y
M3NHFScheduleOfRatesCode | FM3/External Light:Install 500W Pir Unit Complete | FM3 - External Light:Install 500W Pir Unit Complete, unit of measure NO | FM3-EE100205 | Y | Y | Y | Y
M3NHFScheduleOfRatesCode | FM3/Power:Temporary Connection - 30Amp | FM3 - Power:Temporary Connection - 30Amp, unit of measure NO | FM3-EE110101 | Y | Y | Y | Y | Y
M3NHFScheduleOfRatesCode | FM3/Power:Temporary Connection - 63Amp | FM3 - Power:Temporary Connection - 63Amp, unit of measure NO | FM3-EE110103 | Y | Y | Y | Y | Y
M3NHFScheduleOfRatesCode | FM3/Power:Temporary Connection - 100Amp | FM3 - Power:Temporary Connection - 100Amp, unit of measure NO | FM3-EE110105 | Y | Y | Y | Y | Y
M3NHFScheduleOfRatesCode | FM3/Light:Temporary Connection | FM3 - Light:Temporary Connection, unit of measure NO | FM3-EE110107 | Y | Y | Y | Y | Y
M3NHFScheduleOfRatesCode | FM3/Power And Light:Temporary Connection | FM3 - Power And Light:Temporary Connection, unit of measure NO | FM3-EE110109 | Y | Y | Y | Y | Y
M3NHFScheduleOfRatesCode | FM3/Heater:Supply Temporary 3Kw Heater [Rate Per Week] | FM3 - Heater:Supply Temporary 3Kw Heater [Rate Per Week], unit of measure WK | FM3-EE110201 | Y | Y | Y | Y | Y
M3NHFScheduleOfRatesCode | FM3/Water Heater:Supply Temporary [Rate Per Week] | FM3 - Water Heater:Supply Temporary [Rate Per Week], unit of measure WK | FM3-EE110203 | Y | Y | Y | Y | Y
M3NHFScheduleOfRatesCode | FM3/De-Humidifier:Supply Temporary [Rate Per Week] | FM3 - De-Humidifier:Supply Temporary [Rate Per Week], unit of measure WK | FM3-EE110205 | Y | Y | Y | Y | Y
M3NHFScheduleOfRatesCode | FM3/Wet-Vac:Supply Temporary [Rate Per Week] | FM3 - Wet-Vac:Supply Temporary [Rate Per Week], unit of measure WK | FM3-EE110207 | Y | Y | Y | Y | Y
M3NHFScheduleOfRatesCode | FM3/Earth:Cross Bond Plumbing | FM3 - Earth:Cross Bond Plumbing, unit of measure IT | FM3-EE120101 | Y | Y | Y | Y | Y
M3NHFScheduleOfRatesCode | FM3/Earth:Renew Main Equipotential Bonding | FM3 - Earth:Renew Main Equipotential Bonding, unit of measure IT | FM3-EE120103 | Y | Y | Y | Y | Y
M3NHFScheduleOfRatesCode | FM3/Earth:Install Electrode And Cable | FM3 - Earth:Install Electrode And Cable, unit of measure NO | FM3-EE120105 | Y | Y | Y | Y | Y
M3NHFScheduleOfRatesCode | FM3/Earth:Refix Electrode | FM3 - Earth:Refix Electrode, unit of measure NO | FM3-EE120107 | Y | Y | Y | Y | Y
M3NHFScheduleOfRatesCode | FM3/Earth:Cross Bond Bathroom/Wetroom | FM3 - Earth:Cross Bond Bathroom/Wetroom, unit of measure IT | FM3-EE120109 | Y | Y | Y | Y | Y
M3NHFScheduleOfRatesCode | FM3/Earth:Supplementary Equipotential Bonding Any Item | FM3 - Earth:Supplementary Equipotential Bonding Any Item, unit of measure IT | FM3-EE120111 | Y | Y | Y | Y | Y
M3NHFScheduleOfRatesCode | FM3/Earth:Install 16Mm Cable | FM3 - Earth:Install 16Mm Cable, unit of measure LM | FM3-EE120113 | Y | Y | Y | Y | Y
M3NHFScheduleOfRatesCode | FM3/Earth:Reconnect Earth Bond | FM3 - Earth:Reconnect Earth Bond, unit of measure IT | FM3-EE120115 | Y | Y | Y | Y | Y
M3NHFScheduleOfRatesCode | FM3/Earth:Install 4.0Mm2 Cable | FM3 - Earth:Install 4.0Mm2 Cable, unit of measure LM | FM3-EE120117 | Y | Y | Y | Y | Y
M3NHFScheduleOfRatesCode | FM3/Earth:Install 6.0Mm2 Cable | FM3 - Earth:Install 6.0Mm2 Cable, unit of measure LM | FM3-EE120119 | Y | Y | Y | Y | Y
M3NHFScheduleOfRatesCode | FM3/Earth:Install 10.0Mm2 Cable | FM3 - Earth:Install 10.0Mm2 Cable, unit of measure LM | FM3-EE120121 | Y | Y | Y | Y | Y
M3NHFScheduleOfRatesCode | FM3/Earth:Install 16.0Mm2 Cable | FM3 - Earth:Install 16.0Mm2 Cable, unit of measure LM | FM3-EE120123 | Y | Y | Y | Y | Y
M3NHFScheduleOfRatesCode | FM3/Severe Penetration:Disconnect Repair Test | FM3 - Severe Penetration:Disconnect Repair Test, unit of measure IT | FM3-EE130101 | Y | Y | Y | Y | Y
M3NHFScheduleOfRatesCode | FM3/Client Inspection:Electrical | FM3 - Client Inspection:Electrical, unit of measure IT | FM3-EE140101 | Y | Y | Y | Y | Y
M3NHFScheduleOfRatesCode | FM3/Lighting:Response Call-Out Repair No Parts | FM3 - Lighting:Response Call-Out Repair No Parts, unit of measure IT | FM3-EE150101 | Y | Y | Y | Y | Y
M3NHFScheduleOfRatesCode | FM3/Lighting:Response Call-Out Additional Lum No Parts | FM3 - Lighting:Response Call-Out Additional Lum No Parts, unit of measure NO | FM3-EE150103 | Y | Y | Y | Y | Y
M3NHFScheduleOfRatesCode | FM3/Power:Response Call-Out Repair No Parts | FM3 - Power:Response Call-Out Repair No Parts, unit of measure IT | FM3-EE150105 | Y | Y | Y | Y | Y
M3NHFScheduleOfRatesCode | FM3/Power:Response Call-Out Additional Socket No Parts | FM3 - Power:Response Call-Out Additional Socket No Parts, unit of measure NO | FM3-EE150107 | Y | Y | Y | Y | Y
M3NHFScheduleOfRatesCode | FM3/Domestic Appliance:Response Callout No Parts | FM3 - Domestic Appliance:Response Callout No Parts, unit of measure IT | FM3-EE150109 | Y | Y | Y | Y | Y
M3NHFScheduleOfRatesCode | FM3/Domestic Appliance:Response Add Outlets No Parts | FM3 - Domestic Appliance:Response Add Outlets No Parts, unit of measure NO | FM3-EE150111 | Y | Y | Y | Y | Y
M3NHFScheduleOfRatesCode | FM3/Equipment:Response Call-Out Repair No Parts | FM3 - Equipment:Response Call-Out Repair No Parts, unit of measure IT | FM3-EE150113 | Y | Y | Y | Y | Y
M3NHFScheduleOfRatesCode | FM3/Lighting:Response Call-Out Repair Parts £35.00 | FM3 - Lighting:Response Call-Out Repair Parts £35.00, unit of measure IT | FM3-EE150201 | Y | Y | Y | Y | Y
M3NHFScheduleOfRatesCode | FM3/Lighting:Response Call-Out Add Luminaires Parts £5 | FM3 - Lighting:Response Call-Out Add Luminaires Parts £5, unit of measure NO | FM3-EE150203 | Y | Y | Y | Y | Y
M3NHFScheduleOfRatesCode | FM3/Power:Response Call-Out Repairs Parts £35.00 | FM3 - Power:Response Call-Out Repairs Parts £35.00, unit of measure IT | FM3-EE150205 | Y | Y | Y | Y | Y
M3NHFScheduleOfRatesCode | FM3/Power:Response Call-Out Add Sockets Parts £5.00 | FM3 - Power:Response Call-Out Add Sockets Parts £5.00, unit of measure NO | FM3-EE150209 | Y | Y | Y | Y | Y
M3NHFScheduleOfRatesCode | FM3/Equipment:Response Call-Out Repairs Parts £35.00 | FM3 - Equipment:Response Call-Out Repairs Parts £35.00, unit of measure IT | FM3-EE150211 | Y | Y | Y | Y | Y
M3NHFScheduleOfRatesCode | FM3/Equipment:Response Call-Out Repairs Parts £200.00 | FM3 - Equipment:Response Call-Out Repairs Parts £200.00, unit of measure IT | FM3-EE150213 | Y | Y | Y | Y | Y
M3NHFScheduleOfRatesCode | FM3/Street Lighting:Install Jasper 60W Led Light Ftg | FM3 - Street Lighting:Install Jasper 60W Led Light Ftg, unit of measure IT | FM3-EI010207 | Y
M3NHFScheduleOfRatesCode | FM3/Street Lighting:Install Lamp Post Cut Out Switch | FM3 - Street Lighting:Install Lamp Post Cut Out Switch, unit of measure IT | FM3-EI010209 | Y
M3NHFScheduleOfRatesCode | FM3/Street Lighting:Install Belfry 40W Led Light Ftg | FM3 - Street Lighting:Install Belfry 40W Led Light Ftg, unit of measure IT | FM3-EI011201 | Y
M3NHFScheduleOfRatesCode | FM3/Street Lighting:Install Belfry 60W Led Light Ftg | FM3 - Street Lighting:Install Belfry 60W Led Light Ftg, unit of measure IT | FM3-EI011203 | Y
M3NHFScheduleOfRatesCode | FM3/Street Lighting:Install Jasper 40W Led Light Ftg | FM3 - Street Lighting:Install Jasper 40W Led Light Ftg, unit of measure IT | FM3-EI011205 | Y
M3NHFScheduleOfRatesCode | FM3/Emergency Lighting:Install Led Bulkhead Fitting | FM3 - Emergency Lighting:Install Led Bulkhead Fitting, unit of measure IT | FM3-EL010515 | Y
M3NHFScheduleOfRatesCode | FM3/Emergency Lighting:Install Led Asd Light Fitting | FM3 - Emergency Lighting:Install Led Asd Light Fitting, unit of measure IT | FM3-EL010517 | Y
M3NHFScheduleOfRatesCode | FM3/Coil Heater:Renew To Megaflow | FM3 - Coil Heater:Renew To Megaflow, unit of measure IT | FM3-GA675050 | Y
M3NHFScheduleOfRatesCode | FM3/Radiator Valve:Renew Valve And Drain Down | FM3 - Radiator Valve:Renew Valve And Drain Down, unit of measure IT | FM3-HE010101 | Y | Y | Y | Y | Y
M3NHFScheduleOfRatesCode | FM3/Radiator Valve:Renew Whilst System Drained | FM3 - Radiator Valve:Renew Whilst System Drained, unit of measure IT | FM3-HE010103 | Y | Y | Y | Y | Y
M3NHFScheduleOfRatesCode | FM3/Radiator Valve:Renew Thermostatic And Drain Down | FM3 - Radiator Valve:Renew Thermostatic And Drain Down, unit of measure IT | FM3-HE010105 | Y | Y | Y | Y | Y
M3NHFScheduleOfRatesCode | FM3/Radiator Valve:Renew Thermostatic System Drained | FM3 - Radiator Valve:Renew Thermostatic System Drained, unit of measure IT | FM3-HE010107 | Y | Y | Y | Y | Y
M3NHFScheduleOfRatesCode | FM3/Radiator:Renew Single Panel Ne 600X600 | FM3 - Radiator:Renew Single Panel Ne 600X600, unit of measure IT | FM3-HE010201 | Y | Y | Y | Y | Y
M3NHFScheduleOfRatesCode | FM3/Radiator:Renew Single Panel Ne 1200X600 | FM3 - Radiator:Renew Single Panel Ne 1200X600, unit of measure IT | FM3-HE010203 | Y | Y | Y | Y | Y
M3NHFScheduleOfRatesCode | FM3/Radiator:Renew Single Panel Ne 1800X600 | FM3 - Radiator:Renew Single Panel Ne 1800X600, unit of measure IT | FM3-HE010204 | Y | Y | Y | Y | Y
M3NHFScheduleOfRatesCode | FM3/Radiator:Renew Single Panel Over 1800X600 | FM3 - Radiator:Renew Single Panel Over 1800X600, unit of measure IT | FM3-HE010205 | Y | Y | Y | Y | Y
M3NHFScheduleOfRatesCode | FM3/Radiator:Renew Single Convector Ne 600X600 | FM3 - Radiator:Renew Single Convector Ne 600X600, unit of measure IT | FM3-HE010301 | Y | Y | Y | Y | Y
M3NHFScheduleOfRatesCode | FM3/Radiator:Renew Single Convector Ne 1200X600 | FM3 - Radiator:Renew Single Convector Ne 1200X600, unit of measure IT | FM3-HE010303 | Y | Y | Y | Y | Y
M3NHFScheduleOfRatesCode | FM3/Radiator:Renew Single Convector Ne 1800X600 | FM3 - Radiator:Renew Single Convector Ne 1800X600, unit of measure IT | FM3-HE010305 | Y | Y | Y | Y | Y
M3NHFScheduleOfRatesCode | FM3/Radiator:Renew Single Convector Over 1800X600 | FM3 - Radiator:Renew Single Convector Over 1800X600, unit of measure IT | FM3-HE010307 | Y | Y | Y | Y | Y
M3NHFScheduleOfRatesCode | FM3/Radiator:Renew Double Convector Ne 600X600 | FM3 - Radiator:Renew Double Convector Ne 600X600, unit of measure IT | FM3-HE010401 | Y | Y | Y | Y | Y
M3NHFScheduleOfRatesCode | FM3/Radiator:Renew Double Convector Ne 1200X600 | FM3 - Radiator:Renew Double Convector Ne 1200X600, unit of measure IT | FM3-HE010403 | Y | Y | Y | Y | Y
M3NHFScheduleOfRatesCode | FM3/Radiator:Renew Double Convector Ne 1500X600 | FM3 - Radiator:Renew Double Convector Ne 1500X600, unit of measure IT | FM3-HE010405 | Y | Y | Y | Y | Y
M3NHFScheduleOfRatesCode | FM3/Radiator:Renew Double Convector Ne 1800X600 | FM3 - Radiator:Renew Double Convector Ne 1800X600, unit of measure IT | FM3-HE010407 | Y | Y | Y | Y | Y
M3NHFScheduleOfRatesCode | FM3/Radiator:Renew Double Convector Over 1800X600 | FM3 - Radiator:Renew Double Convector Over 1800X600, unit of measure IT | FM3-HE010409 | Y | Y | Y | Y | Y
M3NHFScheduleOfRatesCode | FM3/Radiator:Install Single Ne 600X600 | FM3 - Radiator:Install Single Ne 600X600, unit of measure NO | FM3-HE010501 | Y | Y | Y | Y | Y
M3NHFScheduleOfRatesCode | FM3/Radiator:Install Single Ne 1200X600 | FM3 - Radiator:Install Single Ne 1200X600, unit of measure NO | FM3-HE010503 | Y | Y | Y | Y | Y
M3NHFScheduleOfRatesCode | FM3/Radiator:Install Single Ne 1500X600 | FM3 - Radiator:Install Single Ne 1500X600, unit of measure NO | FM3-HE010505 | Y | Y | Y | Y | Y
M3NHFScheduleOfRatesCode | FM3/Radiator:Install Single Ne 1800X600 | FM3 - Radiator:Install Single Ne 1800X600, unit of measure NO | FM3-HE010507 | Y | Y | Y | Y | Y
M3NHFScheduleOfRatesCode | FM3/Radiator:Install Double Ne 1500X600 | FM3 - Radiator:Install Double Ne 1500X600, unit of measure NO | FM3-HE010601 | Y | Y | Y | Y | Y
M3NHFScheduleOfRatesCode | FM3/Radiator:Install Double Ne 1800X600 | FM3 - Radiator:Install Double Ne 1800X600, unit of measure NO | FM3-HE010603 | Y | Y | Y | Y | Y
M3NHFScheduleOfRatesCode | FM3/Radiator:Renew Sectional Ne 700X600 | FM3 - Radiator:Renew Sectional Ne 700X600, unit of measure IT | FM3-HE010701 | Y | Y | Y | Y | Y
M3NHFScheduleOfRatesCode | FM3/Radiator:Renew Sectional Ne 1000X600 | FM3 - Radiator:Renew Sectional Ne 1000X600, unit of measure IT | FM3-HE010703 | Y | Y | Y | Y | Y
M3NHFScheduleOfRatesCode | FM3/Radiator:Renew Sectional Ne 1200X600Mm | FM3 - Radiator:Renew Sectional Ne 1200X600Mm, unit of measure IT | FM3-HE010705 | Y | Y | Y | Y | Y
M3NHFScheduleOfRatesCode | FM3/Radiator:Renew Sectional Ne 700X1000Mm | FM3 - Radiator:Renew Sectional Ne 700X1000Mm, unit of measure IT | FM3-HE010707 | Y | Y | Y | Y | Y
M3NHFScheduleOfRatesCode | FM3/Radiator:Renew Sectional Ne 900X1000Mm | FM3 - Radiator:Renew Sectional Ne 900X1000Mm, unit of measure IT | FM3-HE010709 | Y | Y | Y | Y | Y
M3NHFScheduleOfRatesCode | FM3/Radiator:Renew Sectional Ne 1200X1000Mm | FM3 - Radiator:Renew Sectional Ne 1200X1000Mm, unit of measure IT | FM3-HE010711 | Y | Y | Y | Y | Y
M3NHFScheduleOfRatesCode | FM3/Water Heater:Renew Instantaneous To Sink | FM3 - Water Heater:Renew Instantaneous To Sink, unit of measure IT | FM3-HE020101 | Y | Y | Y | Y | Y
M3NHFScheduleOfRatesCode | FM3/Water Heater:Renew Gas Multipoint Type | FM3 - Water Heater:Renew Gas Multipoint Type, unit of measure IT | FM3-HE020103 | Y | Y | Y | Y | Y
M3NHFScheduleOfRatesCode | FM3/Water Heater:Supply Gas Instantaneous To Sink | FM3 - Water Heater:Supply Gas Instantaneous To Sink, unit of measure IT | FM3-HE020105 | Y | Y | Y | Y | Y
M3NHFScheduleOfRatesCode | FM3/Water Heater:Supply Gas Multipoint Type | FM3 - Water Heater:Supply Gas Multipoint Type, unit of measure IT | FM3-HE020107 | Y | Y | Y | Y | Y
M3NHFScheduleOfRatesCode | FM3/Wau:Renew Warm Air Unit | FM3 - Wau:Renew Warm Air Unit, unit of measure IT | FM3-HE020201 | Y | Y | Y | Y | Y
M3NHFScheduleOfRatesCode | FM3/Gas Convector:Install Wall Mounted Bal Flue | FM3 - Gas Convector:Install Wall Mounted Bal Flue, unit of measure IT | FM3-HE020301 | Y | Y | Y | Y | Y
M3NHFScheduleOfRatesCode | FM3/Gas Convector:Renew Wall Mounted Bal Flue | FM3 - Gas Convector:Renew Wall Mounted Bal Flue, unit of measure IT | FM3-HE020303 | Y | Y | Y | Y | Y
M3NHFScheduleOfRatesCode | FM3/Gas Cooker:Renewal Freestanding Complete | FM3 - Gas Cooker:Renewal Freestanding Complete, unit of measure NO | FM3-HE020401 | Y | Y | Y | Y | Y
M3NHFScheduleOfRatesCode | FM3/Gas Hob Unit:Renew Complete | FM3 - Gas Hob Unit:Renew Complete, unit of measure NO | FM3-HE020403 | Y | Y | Y | Y
M3NHFScheduleOfRatesCode | FM3/Gas Cooker:Renew Grille Pan | FM3 - Gas Cooker:Renew Grille Pan, unit of measure NO | FM3-HE020405 | Y | Y | Y | Y
M3NHFScheduleOfRatesCode | FM3/Gas Cooker:Renew Grille Pan Grid | FM3 - Gas Cooker:Renew Grille Pan Grid, unit of measure NO | FM3-HE020407 | Y | Y | Y | Y
M3NHFScheduleOfRatesCode | FM3/Gas Cooker:Renew Top Plate | FM3 - Gas Cooker:Renew Top Plate, unit of measure NO | FM3-HE020409 | Y | Y | Y | Y
M3NHFScheduleOfRatesCode | FM3/Gas Cooker:Renew Cake Tray | FM3 - Gas Cooker:Renew Cake Tray, unit of measure NO | FM3-HE020411 | Y | Y | Y | Y
M3NHFScheduleOfRatesCode | FM3/Gas Cooker:Renew Burner | FM3 - Gas Cooker:Renew Burner, unit of measure NO | FM3-HE020413 | Y | Y | Y | Y
M3NHFScheduleOfRatesCode | FM3/Gas Cooker:Renew Control Knob | FM3 - Gas Cooker:Renew Control Knob, unit of measure NO | FM3-HE020415 | Y | Y | Y | Y
M3NHFScheduleOfRatesCode | FM3/Gas Cooker:Renew Door Handle | FM3 - Gas Cooker:Renew Door Handle, unit of measure NO | FM3-HE020417 | Y | Y | Y | Y
M3NHFScheduleOfRatesCode | FM3/Gas Cooker:Renew Self Cleaning Panel | FM3 - Gas Cooker:Renew Self Cleaning Panel, unit of measure NO | FM3-HE020419 | Y | Y | Y | Y
M3NHFScheduleOfRatesCode | FM3/Gas Cooker:Renew Lighter | FM3 - Gas Cooker:Renew Lighter, unit of measure NO | FM3-HE020421 | Y | Y | Y | Y
M3NHFScheduleOfRatesCode | FM3/Gas Cooker:Renew Supply Hose 500Mm | FM3 - Gas Cooker:Renew Supply Hose 500Mm, unit of measure NO | FM3-HE020501 | Y | Y | Y | Y | Y
M3NHFScheduleOfRatesCode | FM3/Gas Cooker:Renew Supply Hose 1000Mm | FM3 - Gas Cooker:Renew Supply Hose 1000Mm, unit of measure NO | FM3-HE020503 | Y | Y | Y | Y | Y
M3NHFScheduleOfRatesCode | FM3/Gas Cooker:Response Call-Out Repair No Parts | FM3 - Gas Cooker:Response Call-Out Repair No Parts, unit of measure IT | FM3-HE020601 | Y | Y | Y | Y | Y
M3NHFScheduleOfRatesCode | FM3/Gas Cooker:Response Call-Out Repair Parts £35.00 | FM3 - Gas Cooker:Response Call-Out Repair Parts £35.00, unit of measure IT | FM3-HE020603 | Y | Y | Y | Y | Y
M3NHFScheduleOfRatesCode | FM3/Gas Cooker:Disconnect Bayonet Type Seal Make Safe | FM3 - Gas Cooker:Disconnect Bayonet Type Seal Make Safe, unit of measure NO | FM3-HE020701 | Y | Y | Y | Y | Y
M3NHFScheduleOfRatesCode | FM3/Gas Cooker:Disconnect Seal Cap Make Safe | FM3 - Gas Cooker:Disconnect Seal Cap Make Safe, unit of measure NO | FM3-HE020703 | Y | Y | Y | Y | Y
M3NHFScheduleOfRatesCode | FM3/Gas Cooker:Reconnect With Bayonet Test | FM3 - Gas Cooker:Reconnect With Bayonet Test, unit of measure NO | FM3-HE020705 | Y | Y | Y | Y | Y
M3NHFScheduleOfRatesCode | FM3/Gas Cooker:Reconnect And Test | FM3 - Gas Cooker:Reconnect And Test, unit of measure NO | FM3-HE020707 | Y | Y | Y | Y | Y
M3NHFScheduleOfRatesCode | FM3/Gas Cooker:Renew Stability Chain | FM3 - Gas Cooker:Renew Stability Chain, unit of measure NO | FM3-HE020709 | Y | Y | Y | Y | Y
M3NHFScheduleOfRatesCode | FM3/Gas Cooker:Supply Or Renew Supply Bayonet Fitting | FM3 - Gas Cooker:Supply Or Renew Supply Bayonet Fitting, unit of measure NO | FM3-HE020711 | Y | Y | Y | Y | Y
M3NHFScheduleOfRatesCode | FM3/Gas Cooker:Supply Or Renew Bayonet And Extend Pipe | FM3 - Gas Cooker:Supply Or Renew Bayonet And Extend Pipe, unit of measure NO | FM3-HE020713 | Y | Y | Y | Y | Y
M3NHFScheduleOfRatesCode | FM3/Gas Vent:Install Proprietary Vent Kit | FM3 - Gas Vent:Install Proprietary Vent Kit, unit of measure NO | FM3-HE020751 | Y
M3NHFScheduleOfRatesCode | FM3/Gas Fire:Adapt For Gas | FM3 - Gas Fire:Adapt For Gas, unit of measure NO | FM3-HE020753 | Y
M3NHFScheduleOfRatesCode | FM3/Fire:Remove Gas Appliance And Seal Supply | FM3 - Fire:Remove Gas Appliance And Seal Supply, unit of measure IT | FM3-HE030101 | Y | Y | Y | Y | Y
M3NHFScheduleOfRatesCode | FM3/Void:Blank Off Redundant Point | FM3 - Void:Blank Off Redundant Point, unit of measure IT | FM3-HE030103 | Y | Y | Y | Y | Y
M3NHFScheduleOfRatesCode | FM3/Isolated Building:Test And Commission Ch System | FM3 - Isolated Building:Test And Commission Ch System, unit of measure IT | FM3-HE030105 | Y | Y | Y | Y | Y
M3NHFScheduleOfRatesCode | FM3/Isolated Building:Check And Test Gas Installation | FM3 - Isolated Building:Check And Test Gas Installation, unit of measure IT | FM3-HE030107 | Y | Y | Y | Y | Y
M3NHFScheduleOfRatesCode | FM3/Isolated Building:Safety Check And Test Gas | FM3 - Isolated Building:Safety Check And Test Gas, unit of measure IT | FM3-HE030109 | Y | Y | Y | Y | Y
M3NHFScheduleOfRatesCode | FM3/Isolated Building:Temporary Cap Gas Supply | FM3 - Isolated Building:Temporary Cap Gas Supply, unit of measure IT | FM3-HE030111 | Y | Y | Y | Y | Y
M3NHFScheduleOfRatesCode | FM3/Isolated Building:Strip Gas Carcassing | FM3 - Isolated Building:Strip Gas Carcassing, unit of measure IT | FM3-HE040101 | Y | Y | Y | Y | Y
M3NHFScheduleOfRatesCode | FM3/Isolated Building:Install Gas Carcassing | FM3 - Isolated Building:Install Gas Carcassing, unit of measure IT | FM3-HE040103 | Y | Y | Y | Y | Y
M3NHFScheduleOfRatesCode | FM3/Radiator:Relocate Position | FM3 - Radiator:Relocate Position, unit of measure IT | FM3-HE050101 | Y | Y | Y | Y | Y
M3NHFScheduleOfRatesCode | FM3/Power Flush:Existing Heating System | FM3 - Power Flush:Existing Heating System, unit of measure IT | FM3-HE060101 | Y | Y | Y | Y | Y
M3NHFScheduleOfRatesCode | FM3/Boiler:Renew Thermostat | FM3 - Boiler:Renew Thermostat, unit of measure IT | FM3-HE070101 | Y | Y | Y | Y
M3NHFScheduleOfRatesCode | FM3/Boiler:Renew Room Thermostat | FM3 - Boiler:Renew Room Thermostat, unit of measure IT | FM3-HE070103 | Y | Y | Y | Y
M3NHFScheduleOfRatesCode | FM3/Boiler:Renew Programmer | FM3 - Boiler:Renew Programmer, unit of measure IT | FM3-HE070105 | Y | Y | Y | Y
M3NHFScheduleOfRatesCode | FM3/Boiler:Renew Central Heating Time Clock | FM3 - Boiler:Renew Central Heating Time Clock, unit of measure IT | FM3-HE070107 | Y | Y | Y | Y
M3NHFScheduleOfRatesCode | FM3/Boiler:Remedy Fault To Controls | FM3 - Boiler:Remedy Fault To Controls, unit of measure IT | FM3-HE070109 | Y | Y | Y | Y
M3NHFScheduleOfRatesCode | FM3/Boiler:Renew Room Thermostat - Wireless | FM3 - Boiler:Renew Room Thermostat - Wireless, unit of measure IT | FM3-HE070111 | Y | Y | Y | Y
M3NHFScheduleOfRatesCode | FM3/Boiler:Renew Programmer - Wireless | FM3 - Boiler:Renew Programmer - Wireless, unit of measure IT | FM3-HE070113 | Y | Y | Y | Y
M3NHFScheduleOfRatesCode | FM3/Downpipe:Renew Pvcu Ne 2 Storey | FM3 - Downpipe:Renew Pvcu Ne 2 Storey, unit of measure IT | FM3-PL010101 | Y | Y | Y | Y | Y
M3NHFScheduleOfRatesCode | FM3/Downpipe:Renew Pvcu 2-4 Storey | FM3 - Downpipe:Renew Pvcu 2-4 Storey, unit of measure IT | FM3-PL010103 | Y | Y | Y | Y | Y
M3NHFScheduleOfRatesCode | FM3/Downpipe:Renew Pvcu Pipe | FM3 - Downpipe:Renew Pvcu Pipe, unit of measure LM | FM3-PL010105 | Y | Y | Y | Y | Y
M3NHFScheduleOfRatesCode | FM3/Downpipe:Remove And Refix Pvcu Complete | FM3 - Downpipe:Remove And Refix Pvcu Complete, unit of measure LM | FM3-PL010107 | Y | Y | Y | Y | Y
M3NHFScheduleOfRatesCode | FM3/Downpipe:Renew Ne 300Mm Pvcu Offset | FM3 - Downpipe:Renew Ne 300Mm Pvcu Offset, unit of measure NO | FM3-PL010109 | Y | Y | Y | Y | Y
M3NHFScheduleOfRatesCode | FM3/Downpipe:Renew Pvcu Hopper Head | FM3 - Downpipe:Renew Pvcu Hopper Head, unit of measure NO | FM3-PL010111 | Y | Y | Y | Y | Y
M3NHFScheduleOfRatesCode | FM3/Downpipe:Renew Pvcu Shoe | FM3 - Downpipe:Renew Pvcu Shoe, unit of measure NO | FM3-PL010113 | Y | Y | Y | Y | Y
M3NHFScheduleOfRatesCode | FM3/Downpipe:Renew Pvcu Branch | FM3 - Downpipe:Renew Pvcu Branch, unit of measure NO | FM3-PL010115 | Y | Y | Y | Y | Y
M3NHFScheduleOfRatesCode | FM3/Downpipe:Remake Pvcu Joints Or Refix Fitting | FM3 - Downpipe:Remake Pvcu Joints Or Refix Fitting, unit of measure IT | FM3-PL010117 | Y | Y | Y | Y | Y
M3NHFScheduleOfRatesCode | FM3/Downpipe:Renew Or Refix Pvcu Clip | FM3 - Downpipe:Renew Or Refix Pvcu Clip, unit of measure NO | FM3-PL010119 | Y | Y | Y | Y | Y
M3NHFScheduleOfRatesCode | FM3/Downpipe:76.5Mm Cast Aluminium Ne 2 Storey | FM3 - Downpipe:76.5Mm Cast Aluminium Ne 2 Storey, unit of measure IT | FM3-PL010201 | Y | Y | Y | Y | Y
M3NHFScheduleOfRatesCode | FM3/Downpipe:76.5Mm Cast Aluminium 2-4 Storey | FM3 - Downpipe:76.5Mm Cast Aluminium 2-4 Storey, unit of measure IT | FM3-PL010203 | Y | Y | Y | Y | Y
M3NHFScheduleOfRatesCode | FM3/Downpipe:102Mm Aluminium Ne 2 Storey | FM3 - Downpipe:102Mm Aluminium Ne 2 Storey, unit of measure IT | FM3-PL010205 | Y | Y | Y | Y | Y
M3NHFScheduleOfRatesCode | FM3/Downpipe:102Mm Aluminium 2-4 Storey | FM3 - Downpipe:102Mm Aluminium 2-4 Storey, unit of measure IT | FM3-PL010207 | Y | Y | Y | Y | Y
M3NHFScheduleOfRatesCode | FM3/Downpipe:Renew Ne 76.5Mm Aluminium | FM3 - Downpipe:Renew Ne 76.5Mm Aluminium, unit of measure LM | FM3-PL010209 | Y | Y | Y | Y | Y
M3NHFScheduleOfRatesCode | FM3/Downpipe:Renew 102Mm Aluminium | FM3 - Downpipe:Renew 102Mm Aluminium, unit of measure LM | FM3-PL010211 | Y | Y | Y | Y | Y
M3NHFScheduleOfRatesCode | FM3/Downpipe:Remove And Refix Cast Aluminium Complete | FM3 - Downpipe:Remove And Refix Cast Aluminium Complete, unit of measure LM | FM3-PL010213 | Y | Y | Y | Y | Y
M3NHFScheduleOfRatesCode | FM3/Downpipe:76.5Mm Pc Aluminium Ne 2 Storey | FM3 - Downpipe:76.5Mm Pc Aluminium Ne 2 Storey, unit of measure IT | FM3-PL010301 | Y | Y | Y | Y | Y
M3NHFScheduleOfRatesCode | FM3/Downpipe:76.5Mm Pc Aluminium 2-4 Storey | FM3 - Downpipe:76.5Mm Pc Aluminium 2-4 Storey, unit of measure IT | FM3-PL010303 | Y | Y | Y | Y | Y
M3NHFScheduleOfRatesCode | FM3/Downpipe:102Mm Pc Aluminium Ne 2 Storey | FM3 - Downpipe:102Mm Pc Aluminium Ne 2 Storey, unit of measure IT | FM3-PL010305 | Y | Y | Y | Y | Y
M3NHFScheduleOfRatesCode | FM3/Downpipe:102Mm Pc Aluminium 2-4 Storey | FM3 - Downpipe:102Mm Pc Aluminium 2-4 Storey, unit of measure IT | FM3-PL010307 | Y | Y | Y | Y | Y
M3NHFScheduleOfRatesCode | FM3/Downpipe:Renew 76.5Mm Pc Aluminium | FM3 - Downpipe:Renew 76.5Mm Pc Aluminium, unit of measure LM | FM3-PL010313 | Y | Y | Y | Y | Y
M3NHFScheduleOfRatesCode | FM3/Downpipe:Renew 102Mm Pc Aluminium | FM3 - Downpipe:Renew 102Mm Pc Aluminium, unit of measure LM | FM3-PL010315 | Y | Y | Y | Y
M3NHFScheduleOfRatesCode | FM3/Downpipe:Remove And Refix Pc Aluminium | FM3 - Downpipe:Remove And Refix Pc Aluminium, unit of measure LM | FM3-PL010319 | Y | Y | Y | Y
M3NHFScheduleOfRatesCode | FM3/Downpipe:Renew 50Mm Cast Iron Pipe | FM3 - Downpipe:Renew 50Mm Cast Iron Pipe, unit of measure LM | FM3-PL010401 | Y | Y | Y | Y | Y
M3NHFScheduleOfRatesCode | FM3/Downpipe:Renew 63Mm Cast Iron Pipe | FM3 - Downpipe:Renew 63Mm Cast Iron Pipe, unit of measure LM | FM3-PL010403 | Y | Y | Y | Y | Y
M3NHFScheduleOfRatesCode | FM3/Downpipe:Renew 75Mm Cast Iron Pipe | FM3 - Downpipe:Renew 75Mm Cast Iron Pipe, unit of measure LM | FM3-PL010405 | Y | Y | Y | Y | Y
M3NHFScheduleOfRatesCode | FM3/Downpipe:Renew Upto 100Mm Cast Iron Pipe | FM3 - Downpipe:Renew Upto 100Mm Cast Iron Pipe, unit of measure IT | FM3-PL010407 | Y | Y | Y | Y | Y
M3NHFScheduleOfRatesCode | FM3/Downpipe:Remove And Refix Cast Iron Complete | FM3 - Downpipe:Remove And Refix Cast Iron Complete, unit of measure LM | FM3-PL010409 | Y | Y | Y | Y | Y
M3NHFScheduleOfRatesCode | FM3/Downpipe:Renew Cast Iron Pipe Bracket | FM3 - Downpipe:Renew Cast Iron Pipe Bracket, unit of measure NO | FM3-PL010411 | Y | Y | Y | Y | Y
M3NHFScheduleOfRatesCode | FM3/Downpipe:Refix Loose Cast Iron Bracket | FM3 - Downpipe:Refix Loose Cast Iron Bracket, unit of measure NO | FM3-PL010413 | Y | Y | Y | Y | Y
M3NHFScheduleOfRatesCode | FM3/Downpipe:Remake Cast Iron Joints | FM3 - Downpipe:Remake Cast Iron Joints, unit of measure IT | FM3-PL010415 | Y | Y | Y | Y | Y
M3NHFScheduleOfRatesCode | FM3/Gutter:Renew Ne 112Mm Pvcu Complete | FM3 - Gutter:Renew Ne 112Mm Pvcu Complete, unit of measure LM | FM3-PL020101 | Y | Y | Y | Y | Y
M3NHFScheduleOfRatesCode | FM3/Gutter:Renew 150Mm Pvcu Complete | FM3 - Gutter:Renew 150Mm Pvcu Complete, unit of measure LM | FM3-PL020103 | Y | Y | Y | Y | Y
M3NHFScheduleOfRatesCode | FM3/Gutter:Renew Ne 112Mm Pvcu | FM3 - Gutter:Renew Ne 112Mm Pvcu, unit of measure LM | FM3-PL020105 | Y | Y | Y | Y | Y
M3NHFScheduleOfRatesCode | FM3/Gutter:Renew 150Mm Pvcu | FM3 - Gutter:Renew 150Mm Pvcu, unit of measure LM | FM3-PL020107 | Y | Y | Y | Y | Y
M3NHFScheduleOfRatesCode | FM3/Gutter:Realign Pvcu Gutter | FM3 - Gutter:Realign Pvcu Gutter, unit of measure LM | FM3-PL020109 | Y | Y | Y | Y | Y
M3NHFScheduleOfRatesCode | FM3/Gutter:Renew Pvcu Stop End | FM3 - Gutter:Renew Pvcu Stop End, unit of measure NO | FM3-PL020111 | Y | Y | Y | Y | Y
M3NHFScheduleOfRatesCode | FM3/Gutter:Renew Pvcu Outlet | FM3 - Gutter:Renew Pvcu Outlet, unit of measure NO | FM3-PL020113 | Y | Y | Y | Y | Y
M3NHFScheduleOfRatesCode | FM3/Gutter:Renew Pvcu Angle | FM3 - Gutter:Renew Pvcu Angle, unit of measure NO | FM3-PL020115 | Y | Y | Y | Y | Y
M3NHFScheduleOfRatesCode | FM3/Gutter:Renew Pvcu Union | FM3 - Gutter:Renew Pvcu Union, unit of measure NO | FM3-PL020117 | Y | Y | Y | Y | Y
M3NHFScheduleOfRatesCode | FM3/Gutter:Renew Pvcu Bracket | FM3 - Gutter:Renew Pvcu Bracket, unit of measure NO | FM3-PL020119 | Y | Y | Y | Y | Y
M3NHFScheduleOfRatesCode | FM3/Gutter:Take Down And Refix Pvcu Outlet | FM3 - Gutter:Take Down And Refix Pvcu Outlet, unit of measure NO | FM3-PL020121 | Y | Y | Y | Y | Y
M3NHFScheduleOfRatesCode | FM3/Gutter:Remake Pvcu Joint | FM3 - Gutter:Remake Pvcu Joint, unit of measure NO | FM3-PL020123 | Y | Y | Y | Y | Y
M3NHFScheduleOfRatesCode | FM3/Gutter:Renew In Cast Iron Complete | FM3 - Gutter:Renew In Cast Iron Complete, unit of measure LM | FM3-PL020201 | Y | Y | Y | Y | Y
M3NHFScheduleOfRatesCode | FM3/Gutter:Renew Length Of Cast Iron | FM3 - Gutter:Renew Length Of Cast Iron, unit of measure LM | FM3-PL020203 | Y | Y | Y | Y | Y
M3NHFScheduleOfRatesCode | FM3/Gutter:Realign Cast Iron Gutter | FM3 - Gutter:Realign Cast Iron Gutter, unit of measure LM | FM3-PL020205 | Y | Y | Y | Y | Y
M3NHFScheduleOfRatesCode | FM3/Gutter:Renew Cast Iron Stop End | FM3 - Gutter:Renew Cast Iron Stop End, unit of measure NO | FM3-PL020207 | Y | Y | Y | Y | Y
M3NHFScheduleOfRatesCode | FM3/Gutter:Renew Cast Iron Outlet | FM3 - Gutter:Renew Cast Iron Outlet, unit of measure NO | FM3-PL020209 | Y | Y | Y | Y | Y
M3NHFScheduleOfRatesCode | FM3/Gutter:Renew Cast Iron Angle | FM3 - Gutter:Renew Cast Iron Angle, unit of measure NO | FM3-PL020211 | Y | Y | Y | Y | Y
M3NHFScheduleOfRatesCode | FM3/Gutter:Renew Cast Iron Union | FM3 - Gutter:Renew Cast Iron Union, unit of measure NO | FM3-PL020213 | Y | Y | Y | Y | Y
M3NHFScheduleOfRatesCode | FM3/Gutter:Renew Cast Iron Bracket | FM3 - Gutter:Renew Cast Iron Bracket, unit of measure NO | FM3-PL020215 | Y | Y | Y | Y | Y
M3NHFScheduleOfRatesCode | FM3/Gutter:Take Down And Refix Cast Iron Outlet | FM3 - Gutter:Take Down And Refix Cast Iron Outlet, unit of measure NO | FM3-PL020217 | Y | Y | Y | Y | Y
M3NHFScheduleOfRatesCode | FM3/Gutter:Remake Cast Iron Joints | FM3 - Gutter:Remake Cast Iron Joints, unit of measure NO | FM3-PL020219 | Y | Y | Y | Y | Y
M3NHFScheduleOfRatesCode | FM3/Gutter:Renew Ne 113Mm Cast Aluminium Complete | FM3 - Gutter:Renew Ne 113Mm Cast Aluminium Complete, unit of measure LM | FM3-PL020301 | Y | Y | Y | Y | Y
M3NHFScheduleOfRatesCode | FM3/Gutter:Renew 125Mm Cast Aluminium Complete | FM3 - Gutter:Renew 125Mm Cast Aluminium Complete, unit of measure LM | FM3-PL020303 | Y | Y | Y | Y | Y
M3NHFScheduleOfRatesCode | FM3/Gutter:Renew Ne 113Mm Cast Aluminium | FM3 - Gutter:Renew Ne 113Mm Cast Aluminium, unit of measure LM | FM3-PL020305 | Y | Y | Y | Y | Y
M3NHFScheduleOfRatesCode | FM3/Gutter:Renew 125Mm Cast Aluminium | FM3 - Gutter:Renew 125Mm Cast Aluminium, unit of measure LM | FM3-PL020307 | Y | Y | Y | Y | Y
M3NHFScheduleOfRatesCode | FM3/Gutter:Realign Cast Aluminium Gutter | FM3 - Gutter:Realign Cast Aluminium Gutter, unit of measure LM | FM3-PL020309 | Y | Y | Y | Y | Y
M3NHFScheduleOfRatesCode | FM3/Gutter:Renew Ne 113Mm Pc Cast Aluminium Complete | FM3 - Gutter:Renew Ne 113Mm Pc Cast Aluminium Complete, unit of measure LM | FM3-PL020401 | Y | Y | Y | Y | Y
M3NHFScheduleOfRatesCode | FM3/Gutter:Renew 125Mm Pc Cast Aluminium Complete | FM3 - Gutter:Renew 125Mm Pc Cast Aluminium Complete, unit of measure LM | FM3-PL020403 | Y | Y | Y | Y | Y
M3NHFScheduleOfRatesCode | FM3/Gutter:Renew Ne 113Mm Pc Cast Aluminium | FM3 - Gutter:Renew Ne 113Mm Pc Cast Aluminium, unit of measure LM | FM3-PL020405 | Y | Y | Y | Y | Y
M3NHFScheduleOfRatesCode | FM3/Gutter:Renew 125Mm Pc Cast Aluminium | FM3 - Gutter:Renew 125Mm Pc Cast Aluminium, unit of measure LM | FM3-PL020407 | Y | Y | Y | Y | Y
M3NHFScheduleOfRatesCode | FM3/Gutter:Realign Pc Cast Aluminium Gutter | FM3 - Gutter:Realign Pc Cast Aluminium Gutter, unit of measure LM | FM3-PL020409 | Y | Y | Y | Y | Y
M3NHFScheduleOfRatesCode | FM3/Gutter:Renew Seamless Metal Complete | FM3 - Gutter:Renew Seamless Metal Complete, unit of measure LM | FM3-PL020501 | Y | Y | Y | Y | Y
M3NHFScheduleOfRatesCode | FM3/Gutter:Renew Seamless Metal | FM3 - Gutter:Renew Seamless Metal, unit of measure LM | FM3-PL020503 | Y | Y | Y | Y | Y
M3NHFScheduleOfRatesCode | FM3/Gutter:Realign Seamless Metal Gutter | FM3 - Gutter:Realign Seamless Metal Gutter, unit of measure LM | FM3-PL020505 | Y | Y | Y | Y | Y
M3NHFScheduleOfRatesCode | FM3/Downpipe:Clear Blockage Ne 2 Storey | FM3 - Downpipe:Clear Blockage Ne 2 Storey, unit of measure IT | FM3-PL020601 | Y | Y | Y | Y | Y
M3NHFScheduleOfRatesCode | FM3/Downpipe:Clear Blockage 2 To 4 Storey | FM3 - Downpipe:Clear Blockage 2 To 4 Storey, unit of measure IT | FM3-PL020603 | Y | Y | Y | Y | Y
M3NHFScheduleOfRatesCode | FM3/Gutter:Clean And Flush Out Per Elevation | FM3 - Gutter:Clean And Flush Out Per Elevation, unit of measure IT | FM3-PL020605 | Y | Y | Y | Y | Y
M3NHFScheduleOfRatesCode | FM3/Hopper:Clear Out Blocked Hopper Head | FM3 - Hopper:Clear Out Blocked Hopper Head, unit of measure NO | FM3-PL020607 | Y | Y | Y | Y | Y
M3NHFScheduleOfRatesCode | FM3/Flat Roof Outlet:Clear Blocked | FM3 - Flat Roof Outlet:Clear Blocked, unit of measure IT | FM3-PL020609 | Y | Y | Y | Y | Y
M3NHFScheduleOfRatesCode | FM3/Gutter:Provide Leaf Guard 100Mm | FM3 - Gutter:Provide Leaf Guard 100Mm, unit of measure LM | FM3-PL020701 | Y | Y | Y | Y | Y
M3NHFScheduleOfRatesCode | FM3/Gutter:Provide Leaf Guard 150Mm | FM3 - Gutter:Provide Leaf Guard 150Mm, unit of measure LM | FM3-PL020703 | Y | Y | Y | Y | Y
M3NHFScheduleOfRatesCode | FM3/Stack:Renew External Pvcu Complete Ne 2 Storey | FM3 - Stack:Renew External Pvcu Complete Ne 2 Storey, unit of measure IT | FM3-PL030101 | Y | Y | Y | Y | Y
M3NHFScheduleOfRatesCode | FM3/Stack:Renew External Pvcu Complete 2 To 4 Storey | FM3 - Stack:Renew External Pvcu Complete 2 To 4 Storey, unit of measure IT | FM3-PL030103 | Y | Y | Y | Y | Y
M3NHFScheduleOfRatesCode | FM3/Stack:Renew External 110Mm Pvcu Soil Stack | FM3 - Stack:Renew External 110Mm Pvcu Soil Stack, unit of measure LM | FM3-PL030105 | Y | Y | Y | Y | Y
M3NHFScheduleOfRatesCode | FM3/Stack:Renew External Pvcu Soil Stack Bracket | FM3 - Stack:Renew External Pvcu Soil Stack Bracket, unit of measure NO | FM3-PL030107 | Y | Y | Y | Y | Y
M3NHFScheduleOfRatesCode | FM3/Stack:Renew External Pvcu Wc Branch Pipe | FM3 - Stack:Renew External Pvcu Wc Branch Pipe, unit of measure NO | FM3-PL030109 | Y | Y | Y | Y | Y
M3NHFScheduleOfRatesCode | FM3/Stack:Renew External Pvcu Offset | FM3 - Stack:Renew External Pvcu Offset, unit of measure NO | FM3-PL030111 | Y | Y | Y | Y | Y
M3NHFScheduleOfRatesCode | FM3/Stack:Renew External Pvcu Junction | FM3 - Stack:Renew External Pvcu Junction, unit of measure NO | FM3-PL030113 | Y | Y | Y | Y | Y
M3NHFScheduleOfRatesCode | FM3/Stack:Renew External Pvcu Access Bend | FM3 - Stack:Renew External Pvcu Access Bend, unit of measure NO | FM3-PL030115 | Y | Y | Y | Y | Y
M3NHFScheduleOfRatesCode | FM3/Stack:Renew External Pvcu Access Pipe | FM3 - Stack:Renew External Pvcu Access Pipe, unit of measure NO | FM3-PL030117 | Y | Y | Y | Y | Y
M3NHFScheduleOfRatesCode | FM3/Stack:Renew External Pvcu Vent Terminal | FM3 - Stack:Renew External Pvcu Vent Terminal, unit of measure NO | FM3-PL030119 | Y | Y | Y | Y | Y
M3NHFScheduleOfRatesCode | FM3/Stack:Renew External Pvcu Double Socket | FM3 - Stack:Renew External Pvcu Double Socket, unit of measure NO | FM3-PL030121 | Y | Y | Y | Y | Y
M3NHFScheduleOfRatesCode | FM3/Stack:Renew External Pvcu Drain Connector | FM3 - Stack:Renew External Pvcu Drain Connector, unit of measure NO | FM3-PL030123 | Y | Y | Y | Y | Y
M3NHFScheduleOfRatesCode | FM3/Stack:Renew External Pvcu 110Mm Boss Connector | FM3 - Stack:Renew External Pvcu 110Mm Boss Connector, unit of measure NO | FM3-PL030125 | Y | Y | Y | Y | Y
M3NHFScheduleOfRatesCode | FM3/Stack:Renew External Pvcu Boss Adaptor | FM3 - Stack:Renew External Pvcu Boss Adaptor, unit of measure NO | FM3-PL030127 | Y | Y | Y | Y | Y
M3NHFScheduleOfRatesCode | FM3/Stack:Repair Fracture On External Pvcu At Slab | FM3 - Stack:Repair Fracture On External Pvcu At Slab, unit of measure IT | FM3-PL030129 | Y | Y | Y | Y | Y
M3NHFScheduleOfRatesCode | FM3/Stack:Access Cover To Existing External Pvcu | FM3 - Stack:Access Cover To Existing External Pvcu, unit of measure IT | FM3-PL030131 | Y | Y | Y | Y | Y
M3NHFScheduleOfRatesCode | FM3/Stack:Renew Pvcu Balloon Grating | FM3 - Stack:Renew Pvcu Balloon Grating, unit of measure NO | FM3-PL030133 | Y | Y | Y | Y | Y
M3NHFScheduleOfRatesCode | FM3/Pipe:Remove Redundant Soil And Vent | FM3 - Pipe:Remove Redundant Soil And Vent, unit of measure NO | FM3-PL030135 | Y
M3NHFScheduleOfRatesCode | FM3/Stack:Renew Internal Pvcu Complete Ne 2 Storey | FM3 - Stack:Renew Internal Pvcu Complete Ne 2 Storey, unit of measure IT | FM3-PL030201 | Y | Y | Y | Y | Y
M3NHFScheduleOfRatesCode | FM3/Stack:Renew Internal Pvcu Complete 2-4 Storey | FM3 - Stack:Renew Internal Pvcu Complete 2-4 Storey, unit of measure IT | FM3-PL030203 | Y | Y | Y | Y | Y
M3NHFScheduleOfRatesCode | FM3/Stack:Renew Internal 110Mm Pvcu Soil Stack | FM3 - Stack:Renew Internal 110Mm Pvcu Soil Stack, unit of measure LM | FM3-PL030205 | Y | Y | Y | Y | Y
M3NHFScheduleOfRatesCode | FM3/Stack:Renew Internal Pvcu Soil Stack Brackets | FM3 - Stack:Renew Internal Pvcu Soil Stack Brackets, unit of measure NO | FM3-PL030207 | Y | Y | Y | Y | Y
M3NHFScheduleOfRatesCode | FM3/Stack:Renew Internal Pvcu Wc Branch Pipe | FM3 - Stack:Renew Internal Pvcu Wc Branch Pipe, unit of measure NO | FM3-PL030209 | Y | Y | Y | Y | Y
M3NHFScheduleOfRatesCode | FM3/Stack:Renew Internal Pvcu Offset | FM3 - Stack:Renew Internal Pvcu Offset, unit of measure NO | FM3-PL030211 | Y | Y | Y | Y | Y
M3NHFScheduleOfRatesCode | FM3/Stack:Renew Internal Pvcu Junction | FM3 - Stack:Renew Internal Pvcu Junction, unit of measure NO | FM3-PL030213 | Y | Y | Y | Y | Y
M3NHFScheduleOfRatesCode | FM3/Stack:Renew Internal Pvcu Access Bend | FM3 - Stack:Renew Internal Pvcu Access Bend, unit of measure NO | FM3-PL030215 | Y | Y | Y | Y | Y
M3NHFScheduleOfRatesCode | FM3/Stack:Renew Internal Pvcu Access Pipe | FM3 - Stack:Renew Internal Pvcu Access Pipe, unit of measure NO | FM3-PL030217 | Y | Y | Y | Y | Y
M3NHFScheduleOfRatesCode | FM3/Stack:Renew Internal Pvcu Double Socket | FM3 - Stack:Renew Internal Pvcu Double Socket, unit of measure NO | FM3-PL030219 | Y | Y | Y | Y | Y
M3NHFScheduleOfRatesCode | FM3/Stack:Renew Internal Pvcu 110Mm Boss Connector | FM3 - Stack:Renew Internal Pvcu 110Mm Boss Connector, unit of measure NO | FM3-PL030221 | Y | Y | Y | Y | Y
M3NHFScheduleOfRatesCode | FM3/Stack:Renew Internal Pvcu Boss Adaptor | FM3 - Stack:Renew Internal Pvcu Boss Adaptor, unit of measure NO | FM3-PL030223 | Y | Y | Y | Y | Y
M3NHFScheduleOfRatesCode | FM3/Stack:Repair Fracture On Internal Pvcu At Slab | FM3 - Stack:Repair Fracture On Internal Pvcu At Slab, unit of measure IT | FM3-PL030225 | Y | Y | Y | Y | Y
M3NHFScheduleOfRatesCode | FM3/Stack:Access Cover To Existing Internal Pvcu Stack | FM3 - Stack:Access Cover To Existing Internal Pvcu Stack, unit of measure IT | FM3-PL030227 | Y | Y | Y | Y | Y
M3NHFScheduleOfRatesCode | FM3/Stack:Renew Pvcu Air Admittance Valve | FM3 - Stack:Renew Pvcu Air Admittance Valve, unit of measure IT | FM3-PL030229 | Y | Y | Y | Y | Y
M3NHFScheduleOfRatesCode | FM3/Stack:Remake Joint Pvcu Stack | FM3 - Stack:Remake Joint Pvcu Stack, unit of measure NO | FM3-PL030231 | Y | Y | Y | Y | Y
M3NHFScheduleOfRatesCode | FM3/Stack:Renew Ne 150Mm Cast Iron Ne 2M | FM3 - Stack:Renew Ne 150Mm Cast Iron Ne 2M, unit of measure NO | FM3-PL030301 | Y | Y | Y | Y | Y
M3NHFScheduleOfRatesCode | FM3/Stack:Remake Joint To Cast Iron Stack | FM3 - Stack:Remake Joint To Cast Iron Stack, unit of measure NO | FM3-PL030303 | Y | Y | Y | Y | Y
M3NHFScheduleOfRatesCode | FM3/Stack:Renew Cast Iron Offset | FM3 - Stack:Renew Cast Iron Offset, unit of measure NO | FM3-PL030305 | Y | Y | Y | Y | Y
M3NHFScheduleOfRatesCode | FM3/Stack:Renew Cast Iron Branch | FM3 - Stack:Renew Cast Iron Branch, unit of measure NO | FM3-PL030307 | Y | Y | Y | Y | Y
M3NHFScheduleOfRatesCode | FM3/Waste:Renew 32Mm Pipe And Trap Basin | FM3 - Waste:Renew 32Mm Pipe And Trap Basin, unit of measure NO | FM3-PL030401 | Y | Y | Y | Y | Y
M3NHFScheduleOfRatesCode | FM3/Waste:Renew 40Mm Pipe And Trap Sink | FM3 - Waste:Renew 40Mm Pipe And Trap Sink, unit of measure NO | FM3-PL030403 | Y | Y | Y | Y | Y
M3NHFScheduleOfRatesCode | FM3/Waste:Renew 40Mm Pipe And Trap Bath | FM3 - Waste:Renew 40Mm Pipe And Trap Bath, unit of measure NO | FM3-PL030405 | Y | Y | Y | Y | Y
M3NHFScheduleOfRatesCode | FM3/Waste:Renew 40Mm Pipe And Trap Shower | FM3 - Waste:Renew 40Mm Pipe And Trap Shower, unit of measure NO | FM3-PL030407 | Y | Y | Y | Y | Y
M3NHFScheduleOfRatesCode | FM3/Waste:Renew 40Mm Pipe And Trap Urinal Bowl | FM3 - Waste:Renew 40Mm Pipe And Trap Urinal Bowl, unit of measure NO | FM3-PL030409 | Y | Y | Y | Y | Y
M3NHFScheduleOfRatesCode | FM3/Waste:Renew 40Mm Pipe And Trap Urinal Trough | FM3 - Waste:Renew 40Mm Pipe And Trap Urinal Trough, unit of measure NO | FM3-PL030411 | Y | Y | Y | Y | Y
M3NHFScheduleOfRatesCode | FM3/Trap:Renew 32Mm Sink Or Basin Trap | FM3 - Trap:Renew 32Mm Sink Or Basin Trap, unit of measure NO | FM3-PL030413 | Y | Y | Y | Y | Y
M3NHFScheduleOfRatesCode | FM3/Trap:Renew 40Mm Sink Or Basin Trap | FM3 - Trap:Renew 40Mm Sink Or Basin Trap, unit of measure NO | FM3-PL030415 | Y | Y | Y | Y | Y
M3NHFScheduleOfRatesCode | FM3/Trap:Renew Ne 40Mm Bath Trap | FM3 - Trap:Renew Ne 40Mm Bath Trap, unit of measure NO | FM3-PL030417 | Y | Y | Y | Y | Y
M3NHFScheduleOfRatesCode | FM3/Trap:Renew Ne 40Mm Shower Trap | FM3 - Trap:Renew Ne 40Mm Shower Trap, unit of measure NO | FM3-PL030419 | Y | Y | Y | Y | Y
M3NHFScheduleOfRatesCode | FM3/Trap:Renew Ne 40Mm Urinal Bowl Trap | FM3 - Trap:Renew Ne 40Mm Urinal Bowl Trap, unit of measure NO | FM3-PL030421 | Y | Y | Y | Y | Y
M3NHFScheduleOfRatesCode | FM3/Trap:Renew Ne 40Mm Urinal Trough Trap | FM3 - Trap:Renew Ne 40Mm Urinal Trough Trap, unit of measure NO | FM3-PL030423 | Y | Y | Y | Y | Y
M3NHFScheduleOfRatesCode | FM3/Trap:Renew Anti Vac To Urinal | FM3 - Trap:Renew Anti Vac To Urinal, unit of measure NO | FM3-PL030425 | Y | Y | Y | Y | Y
M3NHFScheduleOfRatesCode | FM3/Trap:Renew 40Mm Sink/Bottle Trap | FM3 - Trap:Renew 40Mm Sink/Bottle Trap, unit of measure NO | FM3-PL030427 | Y | Y | Y | Y | Y
M3NHFScheduleOfRatesCode | FM3/Pipe:Renew 32Mm Waste | FM3 - Pipe:Renew 32Mm Waste, unit of measure LM | FM3-PL030429 | Y | Y | Y | Y | Y
M3NHFScheduleOfRatesCode | FM3/Pipe:Renew 40Mm Waste | FM3 - Pipe:Renew 40Mm Waste, unit of measure LM | FM3-PL030431 | Y | Y | Y | Y | Y
M3NHFScheduleOfRatesCode | FM3/Pipe:Renew 50Mm Waste | FM3 - Pipe:Renew 50Mm Waste, unit of measure LM | FM3-PL030433 | Y | Y | Y | Y | Y
M3NHFScheduleOfRatesCode | FM3/Stack:Renew 50Mm Waste | FM3 - Stack:Renew 50Mm Waste, unit of measure IT | FM3-PL030435 | Y | Y | Y | Y | Y
M3NHFScheduleOfRatesCode | FM3/Stack:Renew 63Mm Waste | FM3 - Stack:Renew 63Mm Waste, unit of measure IT | FM3-PL030437 | Y | Y | Y | Y | Y
M3NHFScheduleOfRatesCode | FM3/Stack:Renew 75Mm Waste | FM3 - Stack:Renew 75Mm Waste, unit of measure IT | FM3-PL030439 | Y | Y | Y | Y | Y
M3NHFScheduleOfRatesCode | FM3/Waste:Renew Ne 40Mm Bend Or Connector | FM3 - Waste:Renew Ne 40Mm Bend Or Connector, unit of measure NO | FM3-PL030441 | Y | Y | Y | Y | Y
M3NHFScheduleOfRatesCode | FM3/Waste:Renew Ne 40Mm Tee | FM3 - Waste:Renew Ne 40Mm Tee, unit of measure NO | FM3-PL030443 | Y | Y | Y | Y | Y
M3NHFScheduleOfRatesCode | FM3/Waste:Renew Leaking Joint | FM3 - Waste:Renew Leaking Joint, unit of measure NO | FM3-PL030445 | Y | Y | Y | Y | Y
M3NHFScheduleOfRatesCode | FM3/Waste:Renew Plastic Pipe Clip | FM3 - Waste:Renew Plastic Pipe Clip, unit of measure NO | FM3-PL030447 | Y | Y | Y | Y | Y
M3NHFScheduleOfRatesCode | FM3/Pipe:Provide Capped End | FM3 - Pipe:Provide Capped End, unit of measure NO | FM3-PL030449 | Y | Y | Y | Y
M3NHFScheduleOfRatesCode | FM3/Pipe:Remove Redundant Waste | FM3 - Pipe:Remove Redundant Waste, unit of measure NO | FM3-PL030451 | Y
M3NHFScheduleOfRatesCode | FM3/Trap:Renew Ne 35Mm Copper Trap | FM3 - Trap:Renew Ne 35Mm Copper Trap, unit of measure NO | FM3-PL030501 | Y | Y | Y | Y | Y
M3NHFScheduleOfRatesCode | FM3/Trap:Renew Ne 42Mm Copper Trap | FM3 - Trap:Renew Ne 42Mm Copper Trap, unit of measure NO | FM3-PL030503 | Y | Y | Y | Y | Y
M3NHFScheduleOfRatesCode | FM3/Trap:Renew Ne 42Mm Copper Bath Trap | FM3 - Trap:Renew Ne 42Mm Copper Bath Trap, unit of measure NO | FM3-PL030505 | Y | Y | Y | Y | Y
M3NHFScheduleOfRatesCode | FM3/Waste:Repair Leak On Copper Waste | FM3 - Waste:Repair Leak On Copper Waste, unit of measure NO | FM3-PL030507 | Y | Y | Y | Y | Y
M3NHFScheduleOfRatesCode | FM3/Waste:Renew 32Mm Cp Pipe And Trap Basin | FM3 - Waste:Renew 32Mm Cp Pipe And Trap Basin, unit of measure NO | FM3-PL030601 | Y | Y | Y | Y | Y
M3NHFScheduleOfRatesCode | FM3/Waste:Renew 40Mm Cp Pipe And Trap Sink | FM3 - Waste:Renew 40Mm Cp Pipe And Trap Sink, unit of measure NO | FM3-PL030603 | Y | Y | Y | Y | Y
M3NHFScheduleOfRatesCode | FM3/Waste:Renew 40Mm Cp Pipe And Trap Urinal Bowl | FM3 - Waste:Renew 40Mm Cp Pipe And Trap Urinal Bowl, unit of measure NO | FM3-PL030609 | Y | Y | Y | Y | Y
M3NHFScheduleOfRatesCode | FM3/Waste:Renew 40Mm Cp Pipe And Trap Urinal Trough | FM3 - Waste:Renew 40Mm Cp Pipe And Trap Urinal Trough, unit of measure NO | FM3-PL030611 | Y | Y | Y | Y | Y
M3NHFScheduleOfRatesCode | FM3/Trap:Renew 32Mm Cp Sink Or Basin Trap | FM3 - Trap:Renew 32Mm Cp Sink Or Basin Trap, unit of measure NO | FM3-PL030613 | Y | Y | Y | Y | Y
M3NHFScheduleOfRatesCode | FM3/Trap:Renew 40Mm Cp Sink Or Basin Trap | FM3 - Trap:Renew 40Mm Cp Sink Or Basin Trap, unit of measure NO | FM3-PL030615 | Y | Y | Y | Y | Y
M3NHFScheduleOfRatesCode | FM3/Trap:Renew Ne 40Mm Cp Urinal Trap | FM3 - Trap:Renew Ne 40Mm Cp Urinal Trap, unit of measure NO | FM3-PL030617 | Y | Y | Y | Y
M3NHFScheduleOfRatesCode | FM3/Trap:Renew 40Mm Cp Sink/Bottle Trap | FM3 - Trap:Renew 40Mm Cp Sink/Bottle Trap, unit of measure NO | FM3-PL030621 | Y | Y | Y | Y | Y
M3NHFScheduleOfRatesCode | FM3/Pipe:Renew 32Mm Cp Waste | FM3 - Pipe:Renew 32Mm Cp Waste, unit of measure LM | FM3-PL030623 | Y | Y | Y | Y | Y
M3NHFScheduleOfRatesCode | FM3/Pipe:Renew 40Mm Cp Waste | FM3 - Pipe:Renew 40Mm Cp Waste, unit of measure LM | FM3-PL030625 | Y | Y | Y | Y | Y
M3NHFScheduleOfRatesCode | FM3/Pipe:Renew 50Mm Cp Waste | FM3 - Pipe:Renew 50Mm Cp Waste, unit of measure LM | FM3-PL030627 | Y | Y | Y | Y | Y
M3NHFScheduleOfRatesCode | FM3/Waste:Renew Ne 40Mm Cp Bend Or Connector | FM3 - Waste:Renew Ne 40Mm Cp Bend Or Connector, unit of measure NO | FM3-PL030629 | Y | Y | Y | Y | Y
M3NHFScheduleOfRatesCode | FM3/Waste:Renew Ne 40Mm Cp Tee | FM3 - Waste:Renew Ne 40Mm Cp Tee, unit of measure NO | FM3-PL030631 | Y | Y | Y | Y | Y
M3NHFScheduleOfRatesCode | FM3/Waste:Renew Leaking Joint Cp Pipe | FM3 - Waste:Renew Leaking Joint Cp Pipe, unit of measure NO | FM3-PL030633 | Y | Y | Y | Y | Y
M3NHFScheduleOfRatesCode | FM3/Waste:Renew Cp Pipe Clip | FM3 - Waste:Renew Cp Pipe Clip, unit of measure NO | FM3-PL030635 | Y | Y | Y | Y | Y
M3NHFScheduleOfRatesCode | FM3/Stack:Clear Blockage | FM3 - Stack:Clear Blockage, unit of measure LM | FM3-PL030701 | Y | Y | Y | Y | Y
M3NHFScheduleOfRatesCode | FM3/Stack:Clean By Jet | FM3 - Stack:Clean By Jet, unit of measure LM | FM3-PL030703 | Y | Y | Y | Y | Y
M3NHFScheduleOfRatesCode | FM3/Stack:Cctv Survey | FM3 - Stack:Cctv Survey, unit of measure HR | FM3-PL030705 | Y | Y | Y | Y | Y
M3NHFScheduleOfRatesCode | FM3/Bath:Clear Blockage To Waste | FM3 - Bath:Clear Blockage To Waste, unit of measure NO | FM3-PL030707 | Y | Y | Y | Y | Y
M3NHFScheduleOfRatesCode | FM3/Basin Or Sink:Clear Blockage | FM3 - Basin Or Sink:Clear Blockage, unit of measure NO | FM3-PL030709 | Y | Y | Y | Y | Y
M3NHFScheduleOfRatesCode | FM3/Washing Machine:Clear Blocked Waste | FM3 - Washing Machine:Clear Blocked Waste, unit of measure NO | FM3-PL030711 | Y | Y | Y | Y | Y
M3NHFScheduleOfRatesCode | FM3/Wc Pan:Clear Blockage Including Remove | FM3 - Wc Pan:Clear Blockage Including Remove, unit of measure NO | FM3-PL030713 | Y | Y | Y | Y | Y
M3NHFScheduleOfRatesCode | FM3/Shower:Clear Blockage Including Remove | FM3 - Shower:Clear Blockage Including Remove, unit of measure NO | FM3-PL030715 | Y | Y | Y | Y | Y
M3NHFScheduleOfRatesCode | FM3/Urinal Bowl:Clear Blockage Including Remove | FM3 - Urinal Bowl:Clear Blockage Including Remove, unit of measure NO | FM3-PL030717 | Y | Y | Y | Y | Y
M3NHFScheduleOfRatesCode | FM3/Urinal Trough:Clear Blockage Including Remove | FM3 - Urinal Trough:Clear Blockage Including Remove, unit of measure NO | FM3-PL030719 | Y | Y | Y | Y | Y
M3NHFScheduleOfRatesCode | FM3/Floor Drain:Clear Blockage | FM3 - Floor Drain:Clear Blockage, unit of measure NO | FM3-PL030721 | Y | Y | Y | Y | Y
M3NHFScheduleOfRatesCode | FM3/Macerator:Clear Blockage | FM3 - Macerator:Clear Blockage, unit of measure NO | FM3-PL030723 | Y | Y | Y | Y
M3NHFScheduleOfRatesCode | FM3/Sink Top:Renew Single Drainer Top | FM3 - Sink Top:Renew Single Drainer Top, unit of measure NO | FM3-PL040101 | Y | Y | Y | Y | Y
M3NHFScheduleOfRatesCode | FM3/Sink Top:Renew Double Drainer Top | FM3 - Sink Top:Renew Double Drainer Top, unit of measure NO | FM3-PL040103 | Y | Y | Y | Y | Y
M3NHFScheduleOfRatesCode | FM3/Sink Unit:Renew Single Drainer Top Taps Base Unit | FM3 - Sink Unit:Renew Single Drainer Top Taps Base Unit, unit of measure NO | FM3-PL040105 | Y | Y | Y | Y | Y
M3NHFScheduleOfRatesCode | FM3/Sink Unit:Renew Single Drainer Top Mixer Base Unit | FM3 - Sink Unit:Renew Single Drainer Top Mixer Base Unit, unit of measure NO | FM3-PL040106 | Y
M3NHFScheduleOfRatesCode | FM3/Sink Top:Refix Any Loose Sink Top | FM3 - Sink Top:Refix Any Loose Sink Top, unit of measure NO | FM3-PL040107 | Y | Y | Y | Y | Y
M3NHFScheduleOfRatesCode | FM3/Sink:Renew Plug And Chain | FM3 - Sink:Renew Plug And Chain, unit of measure NO | FM3-PL040109 | Y | Y | Y | Y | Y
M3NHFScheduleOfRatesCode | FM3/Sink:Renew Ne 42Mm Cp Waste | FM3 - Sink:Renew Ne 42Mm Cp Waste, unit of measure NO | FM3-PL040111 | Y | Y | Y | Y | Y
M3NHFScheduleOfRatesCode | FM3/Sink:Renew Ne 42Mm Cp Combined Waste | FM3 - Sink:Renew Ne 42Mm Cp Combined Waste, unit of measure NO | FM3-PL040113 | Y | Y | Y | Y | Y
M3NHFScheduleOfRatesCode | FM3/Sink:Refix Or Renew Cantilever Brackets | FM3 - Sink:Refix Or Renew Cantilever Brackets, unit of measure NO | FM3-PL040115 | Y | Y | Y | Y | Y
M3NHFScheduleOfRatesCode | FM3/Sink:Overhaul | FM3 - Sink:Overhaul, unit of measure IT | FM3-PL040117 | Y
M3NHFScheduleOfRatesCode | FM3/Sink:Disconnect And Remove | FM3 - Sink:Disconnect And Remove, unit of measure IT | FM3-PL040119 | Y
M3NHFScheduleOfRatesCode | FM3/Sink Top:Renew Single Drainer Deep Bowl Top Taps | FM3 - Sink Top:Renew Single Drainer Deep Bowl Top Taps, unit of measure NO | FM3-PL040201 | Y | Y | Y | Y | Y
M3NHFScheduleOfRatesCode | FM3/Sink Top:Renew Single Drainer Deep Bowl Top Mixer | FM3 - Sink Top:Renew Single Drainer Deep Bowl Top Mixer, unit of measure NO | FM3-PL040202 | Y
M3NHFScheduleOfRatesCode | FM3/Sink Top:Renew Double Drainer Deep Bowl Top Taps | FM3 - Sink Top:Renew Double Drainer Deep Bowl Top Taps, unit of measure NO | FM3-PL040203 | Y | Y | Y | Y | Y
M3NHFScheduleOfRatesCode | FM3/Sink Top:Renew Double Drainer Deep Bowl Top Mixer | FM3 - Sink Top:Renew Double Drainer Deep Bowl Top Mixer, unit of measure NO | FM3-PL040204 | Y
M3NHFScheduleOfRatesCode | FM3/Sink Unit:Renew Single Drainer Deep Top Taps Base | FM3 - Sink Unit:Renew Single Drainer Deep Top Taps Base, unit of measure NO | FM3-PL040205 | Y | Y | Y | Y | Y
M3NHFScheduleOfRatesCode | FM3/Sink Unit:Renew Single Drainer Deep Top Mixer Base | FM3 - Sink Unit:Renew Single Drainer Deep Top Mixer Base, unit of measure NO | FM3-PL040206 | Y
M3NHFScheduleOfRatesCode | FM3/Sink Top:Supply Inset Taps | FM3 - Sink Top:Supply Inset Taps, unit of measure NO | FM3-PL040301 | Y | Y | Y | Y | Y
M3NHFScheduleOfRatesCode | FM3/Sink Top:Supply Inset Mixer | FM3 - Sink Top:Supply Inset Mixer, unit of measure NO | FM3-PL040302 | Y
M3NHFScheduleOfRatesCode | FM3/Sink Top:Renew Inset With Taps | FM3 - Sink Top:Renew Inset With Taps, unit of measure NO | FM3-PL040303 | Y | Y | Y | Y | Y
M3NHFScheduleOfRatesCode | FM3/Sink Top:Renew Inset With Mixer | FM3 - Sink Top:Renew Inset With Mixer, unit of measure NO | FM3-PL040304 | Y
M3NHFScheduleOfRatesCode | FM3/Sink Top:Supply Deep Bowl Inset Taps | FM3 - Sink Top:Supply Deep Bowl Inset Taps, unit of measure NO | FM3-PL040305 | Y | Y | Y | Y | Y
M3NHFScheduleOfRatesCode | FM3/Sink Top:Supply Deep Bowl Inset Mixer | FM3 - Sink Top:Supply Deep Bowl Inset Mixer, unit of measure NO | FM3-PL040306 | Y
M3NHFScheduleOfRatesCode | FM3/Sink Top:Renew With Deep Bowl Inset Taps | FM3 - Sink Top:Renew With Deep Bowl Inset Taps, unit of measure NO | FM3-PL040307 | Y | Y | Y | Y | Y
M3NHFScheduleOfRatesCode | FM3/Sink Top:Renew With Deep Bowl Inset Mixer | FM3 - Sink Top:Renew With Deep Bowl Inset Mixer, unit of measure NO | FM3-PL040308 | Y
M3NHFScheduleOfRatesCode | FM3/Sink:Renew Single Deep Bowl | FM3 - Sink:Renew Single Deep Bowl, unit of measure NO | FM3-PL040401 | Y | Y | Y | Y | Y
M3NHFScheduleOfRatesCode | FM3/Sink:Renew Double Bowl Top | FM3 - Sink:Renew Double Bowl Top, unit of measure NO | FM3-PL040403 | Y | Y | Y | Y | Y
M3NHFScheduleOfRatesCode | FM3/Sink:Renew Deep Washing | FM3 - Sink:Renew Deep Washing, unit of measure NO | FM3-PL040405 | Y | Y | Y | Y | Y
M3NHFScheduleOfRatesCode | FM3/Overflow:Renew | FM3 - Overflow:Renew, unit of measure NO | FM3-PL040407 | Y | Y | Y | Y | Y
M3NHFScheduleOfRatesCode | FM3/Belfast Sink:Renew Or Supply And Install | FM3 - Belfast Sink:Renew Or Supply And Install, unit of measure IT | FM3-PL040501 | Y | Y | Y | Y | Y
M3NHFScheduleOfRatesCode | FM3/Sink:Renew Bucket | FM3 - Sink:Renew Bucket, unit of measure NO | FM3-PL040503 | Y | Y | Y | Y | Y
M3NHFScheduleOfRatesCode | FM3/Cleaners Sink:Renew | FM3 - Cleaners Sink:Renew, unit of measure IT | FM3-PL040505 | Y | Y | Y | Y | Y
M3NHFScheduleOfRatesCode | FM3/Sink:Renew Sluice | FM3 - Sink:Renew Sluice, unit of measure NO | FM3-PL040507 | Y | Y | Y | Y | Y
M3NHFScheduleOfRatesCode | FM3/Wc Suite:Renew Low Level With Plastic Cistern | FM3 - Wc Suite:Renew Low Level With Plastic Cistern, unit of measure NO | FM3-PL040601 | Y | Y | Y | Y | Y
M3NHFScheduleOfRatesCode | FM3/Wc Suite:Renew Low Level With China Cistern | FM3 - Wc Suite:Renew Low Level With China Cistern, unit of measure NO | FM3-PL040603 | Y | Y | Y | Y | Y
M3NHFScheduleOfRatesCode | FM3/Wc Suite:Renew High Level With Plastic Cistern | FM3 - Wc Suite:Renew High Level With Plastic Cistern, unit of measure NO | FM3-PL040605 | Y | Y | Y | Y | Y
M3NHFScheduleOfRatesCode | FM3/Wc Suite:Renew High Level With China Cistern | FM3 - Wc Suite:Renew High Level With China Cistern, unit of measure NO | FM3-PL040607 | Y | Y | Y | Y | Y
M3NHFScheduleOfRatesCode | FM3/Wc Suite:Renew Close Coupled | FM3 - Wc Suite:Renew Close Coupled, unit of measure NO | FM3-PL040609 | Y | Y | Y | Y | Y
M3NHFScheduleOfRatesCode | FM3/Wc Suite:Renew Stainless Low Level With Cistern | FM3 - Wc Suite:Renew Stainless Low Level With Cistern, unit of measure NO | FM3-PL040611 | Y | Y | Y | Y | Y
M3NHFScheduleOfRatesCode | FM3/Wc Suite:Install Special Needs Type | FM3 - Wc Suite:Install Special Needs Type, unit of measure NO | FM3-PL040613 | Y | Y | Y | Y | Y
M3NHFScheduleOfRatesCode | FM3/Wc Suite:Install Close Coupled Special Needs Type | FM3 - Wc Suite:Install Close Coupled Special Needs Type, unit of measure NO | FM3-PL040615 | Y | Y | Y | Y | Y
M3NHFScheduleOfRatesCode | FM3/Wc Pan:Install Special Needs Type | FM3 - Wc Pan:Install Special Needs Type, unit of measure NO | FM3-PL040617 | Y | Y | Y | Y | Y
M3NHFScheduleOfRatesCode | FM3/Wc Pan:Renew Complete | FM3 - Wc Pan:Renew Complete, unit of measure NO | FM3-PL040619 | Y | Y | Y | Y | Y
M3NHFScheduleOfRatesCode | FM3/Wc Pan:Renew Seat Complete | FM3 - Wc Pan:Renew Seat Complete, unit of measure NO | FM3-PL040621 | Y | Y | Y | Y | Y
M3NHFScheduleOfRatesCode | FM3/Wc Suite:Remove Complete | FM3 - Wc Suite:Remove Complete, unit of measure NO | FM3-PL040622 | Y
M3NHFScheduleOfRatesCode | FM3/Wc Pan:Renew Childrens Seat Complete | FM3 - Wc Pan:Renew Childrens Seat Complete, unit of measure NO | FM3-PL040623 | Y | Y | Y | Y | Y
M3NHFScheduleOfRatesCode | FM3/Wc Pan:Remove Pan Complete | FM3 - Wc Pan:Remove Pan Complete, unit of measure NO | FM3-PL040625 |  | Y | Y | Y | Y
M3NHFScheduleOfRatesCode | FM3/Wc Pan:Overhaul Any Type | FM3 - Wc Pan:Overhaul Any Type, unit of measure NO | FM3-PL040627 | Y | Y | Y | Y | Y
M3NHFScheduleOfRatesCode | FM3/Wc Pan:Renew Flush Pipe | FM3 - Wc Pan:Renew Flush Pipe, unit of measure NO | FM3-PL040629 | Y | Y | Y | Y | Y
M3NHFScheduleOfRatesCode | FM3/Wc Suite:Refix In Association With Other Works | FM3 - Wc Suite:Refix In Association With Other Works, unit of measure IT | FM3-PL040631 | Y | Y | Y | Y | Y
M3NHFScheduleOfRatesCode | FM3/Wc Pan:Provide 55Mm Proprietary Plinth | FM3 - Wc Pan:Provide 55Mm Proprietary Plinth, unit of measure NO | FM3-PL040633 | Y | Y | Y | Y | Y
M3NHFScheduleOfRatesCode | FM3/Wc Pan:Provide 75Mm Proprietary Plinth | FM3 - Wc Pan:Provide 75Mm Proprietary Plinth, unit of measure NO | FM3-PL040635 | Y | Y | Y | Y | Y
M3NHFScheduleOfRatesCode | FM3/Wc Pan:Provide 105Mm Proprietary Plinth | FM3 - Wc Pan:Provide 105Mm Proprietary Plinth, unit of measure NO | FM3-PL040637 | Y | Y | Y | Y | Y
M3NHFScheduleOfRatesCode | FM3/Wc Cistern:Renew Or Supply Fix Spatulate Concealed | FM3 - Wc Cistern:Renew Or Supply Fix Spatulate Concealed, unit of measure NO | FM3-PL040639 | Y | Y | Y | Y | Y
M3NHFScheduleOfRatesCode | FM3/Wc Cistern:Renew With Extended Chain | FM3 - Wc Cistern:Renew With Extended Chain, unit of measure NO | FM3-PL040641 | Y | Y | Y | Y | Y
M3NHFScheduleOfRatesCode | FM3/Wc Cistern:Renew Low Level Plastic | FM3 - Wc Cistern:Renew Low Level Plastic, unit of measure NO | FM3-PL040643 | Y | Y | Y | Y | Y
M3NHFScheduleOfRatesCode | FM3/Wc Cistern:Renew Low Level China | FM3 - Wc Cistern:Renew Low Level China, unit of measure NO | FM3-PL040645 | Y | Y | Y | Y | Y
M3NHFScheduleOfRatesCode | FM3/Wc Cistern:Renew High Level Plastic | FM3 - Wc Cistern:Renew High Level Plastic, unit of measure NO | FM3-PL040647 | Y | Y | Y | Y | Y
M3NHFScheduleOfRatesCode | FM3/Wc Cistern:Renew High Level China | FM3 - Wc Cistern:Renew High Level China, unit of measure NO | FM3-PL040649 | Y | Y | Y | Y | Y
M3NHFScheduleOfRatesCode | FM3/Wc Cistern:Renew High With Low Plastic | FM3 - Wc Cistern:Renew High With Low Plastic, unit of measure NO | FM3-PL040651 | Y | Y | Y | Y | Y
M3NHFScheduleOfRatesCode | FM3/Wc Cistern:Renew High With Low China | FM3 - Wc Cistern:Renew High With Low China, unit of measure NO | FM3-PL040653 | Y | Y | Y | Y | Y
M3NHFScheduleOfRatesCode | FM3/Wc Cistern:Renew Timed Automatic Flush Type | FM3 - Wc Cistern:Renew Timed Automatic Flush Type, unit of measure NO | FM3-PL040655 | Y | Y | Y | Y | Y
M3NHFScheduleOfRatesCode | FM3/Wc Cistern:Renew Photocell Automatic Flush Type | FM3 - Wc Cistern:Renew Photocell Automatic Flush Type, unit of measure NO | FM3-PL040657 | Y | Y | Y | Y | Y
M3NHFScheduleOfRatesCode | FM3/Wc Cistern:Refix Including Renew Bracket | FM3 - Wc Cistern:Refix Including Renew Bracket, unit of measure NO | FM3-PL040659 | Y | Y | Y | Y | Y
M3NHFScheduleOfRatesCode | FM3/Wc Cistern:Disconnect And Remove | FM3 - Wc Cistern:Disconnect And Remove, unit of measure NO | FM3-PL040661 |  | Y | Y | Y | Y
M3NHFScheduleOfRatesCode | FM3/Wc Cistern:Renew Overflow | FM3 - Wc Cistern:Renew Overflow, unit of measure NO | FM3-PL040663 | Y | Y | Y | Y | Y
M3NHFScheduleOfRatesCode | FM3/Wc Cistern:Renew Dual Flush Control | FM3 - Wc Cistern:Renew Dual Flush Control, unit of measure NO | FM3-PL040665 | Y | Y | Y | Y | Y
M3NHFScheduleOfRatesCode | FM3/Wc Cistern:Renew Timed Automatic Flush Control | FM3 - Wc Cistern:Renew Timed Automatic Flush Control, unit of measure NO | FM3-PL040667 | Y | Y | Y | Y | Y
M3NHFScheduleOfRatesCode | FM3/Wc Cistern:Overhaul Any Type | FM3 - Wc Cistern:Overhaul Any Type, unit of measure IT | FM3-PL040669 | Y | Y | Y | Y | Y
M3NHFScheduleOfRatesCode | FM3/Wc Cistern/Pan:Overhaul Any Type | FM3 - Wc Cistern/Pan:Overhaul Any Type, unit of measure IT | FM3-PL040671 | Y | Y | Y | Y
M3NHFScheduleOfRatesCode | FM3/Urinal:Renew Slab Range Of 2 | FM3 - Urinal:Renew Slab Range Of 2, unit of measure NO | FM3-PL040701 | Y | Y | Y | Y | Y
M3NHFScheduleOfRatesCode | FM3/Urinal:Renew Slab Range Of 3 | FM3 - Urinal:Renew Slab Range Of 3, unit of measure NO | FM3-PL040703 | Y | Y | Y | Y | Y
M3NHFScheduleOfRatesCode | FM3/Urinal:Renew Slab Range Of 4 | FM3 - Urinal:Renew Slab Range Of 4, unit of measure NO | FM3-PL040705 | Y | Y | Y | Y | Y
M3NHFScheduleOfRatesCode | FM3/Urinal:Renew Stall Urinal | FM3 - Urinal:Renew Stall Urinal, unit of measure NO | FM3-PL040707 | Y | Y | Y | Y | Y
M3NHFScheduleOfRatesCode | FM3/Urinal:Renew Single Bowl And Trap | FM3 - Urinal:Renew Single Bowl And Trap, unit of measure NO | FM3-PL040709 | Y | Y | Y | Y | Y
M3NHFScheduleOfRatesCode | FM3/Urinal:Renew Range Of Three Bowls And Traps | FM3 - Urinal:Renew Range Of Three Bowls And Traps, unit of measure NO | FM3-PL040710 | Y | Y | Y | Y | Y
M3NHFScheduleOfRatesCode | FM3/Urinal:Renew Stainless Range Of 2 | FM3 - Urinal:Renew Stainless Range Of 2, unit of measure NO | FM3-PL040711 | Y | Y | Y | Y | Y
M3NHFScheduleOfRatesCode | FM3/Urinal:Renew Stainless Range Of 3 | FM3 - Urinal:Renew Stainless Range Of 3, unit of measure NO | FM3-PL040713 | Y | Y | Y | Y | Y
M3NHFScheduleOfRatesCode | FM3/Urinal:Renew Stainless Range Of 4 | FM3 - Urinal:Renew Stainless Range Of 4, unit of measure NO | FM3-PL040715 | Y | Y | Y | Y | Y
M3NHFScheduleOfRatesCode | FM3/Urinal:Renew Stainless Stall | FM3 - Urinal:Renew Stainless Stall, unit of measure IT | FM3-PL040717 | Y | Y | Y | Y | Y
M3NHFScheduleOfRatesCode | FM3/Urinal:Renew Single Stainless Steel Bowl And Trap | FM3 - Urinal:Renew Single Stainless Steel Bowl And Trap, unit of measure NO | FM3-PL040719 | Y | Y | Y | Y | Y
M3NHFScheduleOfRatesCode | FM3/Urinal:Renew Range Of Three Ss Bowls And Traps | FM3 - Urinal:Renew Range Of Three Ss Bowls And Traps, unit of measure NO | FM3-PL040720 | Y | Y | Y | Y | Y
M3NHFScheduleOfRatesCode | FM3/Urinal:Renew 1800Mm Stainless Steel Trough & Trap | FM3 - Urinal:Renew 1800Mm Stainless Steel Trough & Trap, unit of measure NO | FM3-PL040721 | Y | Y | Y | Y | Y
M3NHFScheduleOfRatesCode | FM3/Urinal:Renew Slotted Waste | FM3 - Urinal:Renew Slotted Waste, unit of measure NO | FM3-PL040723 | Y | Y | Y | Y | Y
M3NHFScheduleOfRatesCode | FM3/Urinal:Renew Push Button Flush Control | FM3 - Urinal:Renew Push Button Flush Control, unit of measure NO | FM3-PL040725 | Y | Y | Y | Y | Y
M3NHFScheduleOfRatesCode | FM3/Urinal:Renew Lever Flush Control | FM3 - Urinal:Renew Lever Flush Control, unit of measure NO | FM3-PL040727 | Y | Y | Y | Y | Y
M3NHFScheduleOfRatesCode | FM3/Urinal:Renew Timed Automatic Flush Cistern | FM3 - Urinal:Renew Timed Automatic Flush Cistern, unit of measure NO | FM3-PL040729 | Y | Y | Y | Y | Y
M3NHFScheduleOfRatesCode | FM3/Urinal:Renew Photocell Automatic Flush Cistern | FM3 - Urinal:Renew Photocell Automatic Flush Cistern, unit of measure NO | FM3-PL040731 | Y | Y | Y | Y | Y
M3NHFScheduleOfRatesCode | FM3/Urinal:Overhaul Automatic Flush Cistern | FM3 - Urinal:Overhaul Automatic Flush Cistern, unit of measure NO | FM3-PL040733 | Y | Y | Y | Y | Y
M3NHFScheduleOfRatesCode | FM3/Urinal:Overhaul And Repair | FM3 - Urinal:Overhaul And Repair, unit of measure NO | FM3-PL040735 | Y | Y | Y | Y | Y
M3NHFScheduleOfRatesCode | FM3/Urinal:Response Callout Repairs No Parts | FM3 - Urinal:Response Callout Repairs No Parts, unit of measure IT | FM3-PL040737 | Y | Y | Y | Y | Y
M3NHFScheduleOfRatesCode | FM3/Urinal:Response Callout Repairs Parts £35.00 | FM3 - Urinal:Response Callout Repairs Parts £35.00, unit of measure IT | FM3-PL040739 | Y | Y | Y | Y | Y
M3NHFScheduleOfRatesCode | FM3/Basin:Renew On Brackets Complete | FM3 - Basin:Renew On Brackets Complete, unit of measure NO | FM3-PL040801 | Y | Y | Y | Y | Y
M3NHFScheduleOfRatesCode | FM3/Basin:Renew Complete With Pedestal | FM3 - Basin:Renew Complete With Pedestal, unit of measure NO | FM3-PL040803 | Y | Y | Y | Y | Y
M3NHFScheduleOfRatesCode | FM3/Basin:Install Adjustable Height Type Taps | FM3 - Basin:Install Adjustable Height Type Taps, unit of measure NO | FM3-PL040805 | Y | Y | Y | Y | Y
M3NHFScheduleOfRatesCode | FM3/Basin:Install Special Needs On Brackets | FM3 - Basin:Install Special Needs On Brackets, unit of measure NO | FM3-PL040807 | Y | Y | Y | Y | Y
M3NHFScheduleOfRatesCode | FM3/Basin:Install Special Needs Lever Action Taps | FM3 - Basin:Install Special Needs Lever Action Taps, unit of measure NO | FM3-PL040809 | Y | Y | Y | Y | Y
M3NHFScheduleOfRatesCode | FM3/Basin:Renew Triangular On Brackets Complete | FM3 - Basin:Renew Triangular On Brackets Complete, unit of measure NO | FM3-PL040811 | Y | Y | Y | Y | Y
M3NHFScheduleOfRatesCode | FM3/Basin:Renew Hand Wash On Brackets Complete | FM3 - Basin:Renew Hand Wash On Brackets Complete, unit of measure NO | FM3-PL040813 | Y | Y | Y | Y | Y
M3NHFScheduleOfRatesCode | FM3/Basin:Renew Vanitory Top Complete | FM3 - Basin:Renew Vanitory Top Complete, unit of measure NO | FM3-PL040815 | Y | Y | Y | Y | Y
M3NHFScheduleOfRatesCode | FM3/Basin:Renew Stainless On Brackets Complete | FM3 - Basin:Renew Stainless On Brackets Complete, unit of measure NO | FM3-PL040817 | Y | Y | Y | Y | Y
M3NHFScheduleOfRatesCode | FM3/Basin:Renew Triangular Stainless On Brackets Compl | FM3 - Basin:Renew Triangular Stainless On Brackets Compl, unit of measure NO | FM3-PL040819 | Y | Y | Y | Y | Y
M3NHFScheduleOfRatesCode | FM3/Basin:Renew Hand Wash Stainless On Brackets Compl | FM3 - Basin:Renew Hand Wash Stainless On Brackets Compl, unit of measure NO | FM3-PL040821 | Y | Y | Y | Y | Y
M3NHFScheduleOfRatesCode | FM3/Basin:Renew Range Of 2 On Legs Complete | FM3 - Basin:Renew Range Of 2 On Legs Complete, unit of measure NO | FM3-PL040823 | Y | Y | Y | Y | Y
M3NHFScheduleOfRatesCode | FM3/Basin:Renew Range Of 3 On Legs Complete | FM3 - Basin:Renew Range Of 3 On Legs Complete, unit of measure NO | FM3-PL040825 | Y | Y | Y | Y | Y
M3NHFScheduleOfRatesCode | FM3/Basin:Renew Range Of 4 On Legs Complete | FM3 - Basin:Renew Range Of 4 On Legs Complete, unit of measure NO | FM3-PL040827 | Y | Y | Y | Y | Y
M3NHFScheduleOfRatesCode | FM3/Basin:Renew Range Of 2 Stainless On Legs Complete | FM3 - Basin:Renew Range Of 2 Stainless On Legs Complete, unit of measure NO | FM3-PL040829 | Y | Y | Y | Y | Y
M3NHFScheduleOfRatesCode | FM3/Basin:Renew Range Of 3 Stainless On Legs Complete | FM3 - Basin:Renew Range Of 3 Stainless On Legs Complete, unit of measure NO | FM3-PL040831 | Y | Y | Y | Y | Y
M3NHFScheduleOfRatesCode | FM3/Basin:Renew Range Of 4 Stainless On Legs Complete | FM3 - Basin:Renew Range Of 4 Stainless On Legs Complete, unit of measure NO | FM3-PL040833 | Y | Y | Y | Y | Y
M3NHFScheduleOfRatesCode | FM3/Basin:Renew Hairdressing On Brackets Complete | FM3 - Basin:Renew Hairdressing On Brackets Complete, unit of measure NO | FM3-PL040835 | Y | Y | Y | Y | Y
M3NHFScheduleOfRatesCode | FM3/Basin:Renew Pedestal Only | FM3 - Basin:Renew Pedestal Only, unit of measure NO | FM3-PL040837 | Y | Y | Y | Y | Y
M3NHFScheduleOfRatesCode | FM3/Basin:Disconnect And Remove | FM3 - Basin:Disconnect And Remove, unit of measure NO | FM3-PL040839 | Y | Y | Y | Y | Y
M3NHFScheduleOfRatesCode | FM3/Basin:Refix Wash Hand Basin | FM3 - Basin:Refix Wash Hand Basin, unit of measure NO | FM3-PL040841 | Y | Y | Y | Y | Y
M3NHFScheduleOfRatesCode | FM3/Basin:Resite Whb | FM3 - Basin:Resite Whb, unit of measure NO | FM3-PL040843 | Y | Y | Y | Y | Y
M3NHFScheduleOfRatesCode | FM3/Wall:Remove And Refix Washbasin In Association | FM3 - Wall:Remove And Refix Washbasin In Association, unit of measure IT | FM3-PL040845 | Y | Y | Y | Y | Y
M3NHFScheduleOfRatesCode | FM3/Basin:Renew Leg Support | FM3 - Basin:Renew Leg Support, unit of measure NO | FM3-PL040847 | Y | Y | Y | Y | Y
M3NHFScheduleOfRatesCode | FM3/Basin:Raise Height | FM3 - Basin:Raise Height, unit of measure NO | FM3-PL040849 | Y | Y | Y | Y | Y
M3NHFScheduleOfRatesCode | FM3/Basin:Lower Height | FM3 - Basin:Lower Height, unit of measure NO | FM3-PL040851 | Y | Y | Y | Y | Y
M3NHFScheduleOfRatesCode | FM3/Basin:Renew Plug And Chain | FM3 - Basin:Renew Plug And Chain, unit of measure NO | FM3-PL040853 | Y | Y | Y | Y | Y
M3NHFScheduleOfRatesCode | FM3/Basin:Renew Cp Waste Fitting | FM3 - Basin:Renew Cp Waste Fitting, unit of measure NO | FM3-PL040855 | Y | Y | Y | Y | Y
M3NHFScheduleOfRatesCode | FM3/Basin:Renew Cp Pop-Up Waste | FM3 - Basin:Renew Cp Pop-Up Waste, unit of measure NO | FM3-PL040857 | Y | Y | Y | Y | Y
M3NHFScheduleOfRatesCode | FM3/Basin:Overhaul Cp Pop-Up Waste | FM3 - Basin:Overhaul Cp Pop-Up Waste, unit of measure NO | FM3-PL040859 | Y | Y | Y | Y | Y
M3NHFScheduleOfRatesCode | FM3/Basin:Overhaul | FM3 - Basin:Overhaul, unit of measure IT | FM3-PL040861 | Y | Y | Y | Y
M3NHFScheduleOfRatesCode | FM3/Bath:Renew 1700Mm Steel With Taps | FM3 - Bath:Renew 1700Mm Steel With Taps, unit of measure NO | FM3-PL040901 | Y | Y | Y | Y | Y
M3NHFScheduleOfRatesCode | FM3/Bath:Renew 1700Mm Acrylic | FM3 - Bath:Renew 1700Mm Acrylic, unit of measure NO | FM3-PL040903 | Y | Y | Y | Y | Y
M3NHFScheduleOfRatesCode | FM3/Bath:Install Special Needs Bath | FM3 - Bath:Install Special Needs Bath, unit of measure NO | FM3-PL040905 | Y | Y | Y | Y | Y
M3NHFScheduleOfRatesCode | FM3/Bath:Install Special Needs Hip Type | FM3 - Bath:Install Special Needs Hip Type, unit of measure NO | FM3-PL040907 | Y | Y | Y | Y | Y
M3NHFScheduleOfRatesCode | FM3/Bath:Remove And Refix For Other Service Provider'S | FM3 - Bath:Remove And Refix For Other Service Provider'S, unit of measure NO | FM3-PL040909 | Y | Y | Y | Y | Y
M3NHFScheduleOfRatesCode | FM3/Bath:Remove And Prepare For Shower Tray | FM3 - Bath:Remove And Prepare For Shower Tray, unit of measure IT | FM3-PL040911 | Y | Y | Y | Y | Y
M3NHFScheduleOfRatesCode | FM3/Bath:Renew Plug And Chain | FM3 - Bath:Renew Plug And Chain, unit of measure NO | FM3-PL040913 | Y | Y | Y | Y | Y
M3NHFScheduleOfRatesCode | FM3/Bath:Renew 42Mm Cp Waste | FM3 - Bath:Renew 42Mm Cp Waste, unit of measure NO | FM3-PL040915 | Y | Y | Y | Y | Y
M3NHFScheduleOfRatesCode | FM3/Bath:Renew 42Mm Cp Waste Overflow | FM3 - Bath:Renew 42Mm Cp Waste Overflow, unit of measure NO | FM3-PL040917 | Y | Y | Y | Y | Y
M3NHFScheduleOfRatesCode | FM3/Bath:Renew 42Mm Cp Pop-Up Waste | FM3 - Bath:Renew 42Mm Cp Pop-Up Waste, unit of measure NO | FM3-PL040919 | Y | Y | Y | Y | Y
M3NHFScheduleOfRatesCode | FM3/Bath:Renew 42Mm Cp Pop-Up Waste Overflow | FM3 - Bath:Renew 42Mm Cp Pop-Up Waste Overflow, unit of measure NO | FM3-PL040921 | Y | Y | Y | Y | Y
M3NHFScheduleOfRatesCode | FM3/Bath:Overhaul Cp Pop-Up Waste | FM3 - Bath:Overhaul Cp Pop-Up Waste, unit of measure NO | FM3-PL040923 | Y | Y | Y | Y | Y
M3NHFScheduleOfRatesCode | FM3/Bath:Regrind And Repolish Ne 1800Mm | FM3 - Bath:Regrind And Repolish Ne 1800Mm, unit of measure NO | FM3-PL040925 | Y | Y | Y | Y | Y
M3NHFScheduleOfRatesCode | FM3/Bath:Touch Up Chip | FM3 - Bath:Touch Up Chip, unit of measure IT | FM3-PL040927 | Y | Y | Y | Y | Y
M3NHFScheduleOfRatesCode | FM3/Bath:Re-Enamel | FM3 - Bath:Re-Enamel, unit of measure IT | FM3-PL040929 | Y | Y | Y | Y | Y
M3NHFScheduleOfRatesCode | FM3/Bath:Overhaul | FM3 - Bath:Overhaul, unit of measure IT | FM3-PL040931 | Y | Y | Y | Y
M3NHFScheduleOfRatesCode | FM3/Shower Tray:Renew Fireclay Complete | FM3 - Shower Tray:Renew Fireclay Complete, unit of measure NO | FM3-PL041001 | Y | Y | Y | Y | Y
M3NHFScheduleOfRatesCode | FM3/Shower Tray:Renew Acrylic Complete | FM3 - Shower Tray:Renew Acrylic Complete, unit of measure NO | FM3-PL041003 | Y | Y | Y | Y | Y
M3NHFScheduleOfRatesCode | FM3/Shower Tray:Renew Enamelled Steel Complete | FM3 - Shower Tray:Renew Enamelled Steel Complete, unit of measure NO | FM3-PL041005 | Y | Y | Y | Y | Y
M3NHFScheduleOfRatesCode | FM3/Shower:Install Front Entry Tray - Concrete Floor | FM3 - Shower:Install Front Entry Tray - Concrete Floor, unit of measure NO | FM3-PL041007 | Y | Y | Y | Y | Y
M3NHFScheduleOfRatesCode | FM3/Shower:Install Corner Entry Tray - Concrete Floor | FM3 - Shower:Install Corner Entry Tray - Concrete Floor, unit of measure NO | FM3-PL041009 | Y | Y | Y | Y | Y
M3NHFScheduleOfRatesCode | FM3/Shower:Overhaul Tray | FM3 - Shower:Overhaul Tray, unit of measure IT | FM3-PL041011 | Y | Y | Y | Y
M3NHFScheduleOfRatesCode | FM3/Shower:Install Shower Tray Half Screen - Timber | FM3 - Shower:Install Shower Tray Half Screen - Timber, unit of measure NO | FM3-PL041100 | Y
M3NHFScheduleOfRatesCode | FM3/Shower:Install Shower Tray Full Screen - Timber | FM3 - Shower:Install Shower Tray Full Screen - Timber, unit of measure NO | FM3-PL041101 | Y | Y | Y | Y | Y
M3NHFScheduleOfRatesCode | FM3/Shower:Install Shower Tray Half Screen - Concrete | FM3 - Shower:Install Shower Tray Half Screen - Concrete, unit of measure NO | FM3-PL041102 | Y
M3NHFScheduleOfRatesCode | FM3/Shower:Install Shower Tray Full Screen - Concrete | FM3 - Shower:Install Shower Tray Full Screen - Concrete, unit of measure NO | FM3-PL041103 | Y | Y | Y | Y | Y
M3NHFScheduleOfRatesCode | FM3/Shower:Install Ramp Access Tray Screen - Timber | FM3 - Shower:Install Ramp Access Tray Screen - Timber, unit of measure NO | FM3-PL041104 | Y
M3NHFScheduleOfRatesCode | FM3/Shower:Install Ramp Access Tray Screen - Concrete | FM3 - Shower:Install Ramp Access Tray Screen - Concrete, unit of measure NO | FM3-PL041105 | Y | Y | Y | Y | Y
M3NHFScheduleOfRatesCode | FM3/Shower:Install Wet Floor Former Screen - Concrete | FM3 - Shower:Install Wet Floor Former Screen - Concrete, unit of measure NO | FM3-PL041107 | Y | Y | Y | Y | Y
M3NHFScheduleOfRatesCode | FM3/Shower:Install Wet Floor Former Screen - Timber | FM3 - Shower:Install Wet Floor Former Screen - Timber, unit of measure NO | FM3-PL041108 | Y
M3NHFScheduleOfRatesCode | FM3/Shower:Install Or Renew Pumped Waste Preparation | FM3 - Shower:Install Or Renew Pumped Waste Preparation, unit of measure NO | FM3-PL041109 | Y | Y | Y | Y | Y
M3NHFScheduleOfRatesCode | FM3/Shower:Install Or Renew Automatic Pump Kit | FM3 - Shower:Install Or Renew Automatic Pump Kit, unit of measure NO | FM3-PL041111 | Y | Y | Y | Y | Y
M3NHFScheduleOfRatesCode | FM3/Shower:Install Or Renew Surge Damper | FM3 - Shower:Install Or Renew Surge Damper, unit of measure NO | FM3-PL041113 | Y | Y | Y | Y | Y
M3NHFScheduleOfRatesCode | FM3/Shower:Renew Non-Thermostatic Mix Valve | FM3 - Shower:Renew Non-Thermostatic Mix Valve, unit of measure NO | FM3-PL041201 | Y | Y | Y | Y | Y
M3NHFScheduleOfRatesCode | FM3/Shower:Renew Thermostatic Mixing Valve | FM3 - Shower:Renew Thermostatic Mixing Valve, unit of measure NO | FM3-PL041203 | Y | Y | Y | Y | Y
M3NHFScheduleOfRatesCode | FM3/Shower:Renew Mechanical Type | FM3 - Shower:Renew Mechanical Type, unit of measure NO | FM3-PL041204 | Y
M3NHFScheduleOfRatesCode | FM3/Shower:Overhaul Mixing Valve | FM3 - Shower:Overhaul Mixing Valve, unit of measure NO | FM3-PL041205 | Y | Y | Y | Y | Y
M3NHFScheduleOfRatesCode | FM3/Shower:Renew Communal Pre-Set Mixing Valve | FM3 - Shower:Renew Communal Pre-Set Mixing Valve, unit of measure NO | FM3-PL041207 | Y | Y | Y | Y | Y
M3NHFScheduleOfRatesCode | FM3/Shower:Overhaul Communal Mixing Valve | FM3 - Shower:Overhaul Communal Mixing Valve, unit of measure NO | FM3-PL041209 | Y | Y | Y | Y | Y
M3NHFScheduleOfRatesCode | FM3/Shower:Renew Hose And Spray | FM3 - Shower:Renew Hose And Spray, unit of measure IT | FM3-PL041211 | Y | Y | Y | Y | Y
M3NHFScheduleOfRatesCode | FM3/Shower:Renew Arm And Spray Head | FM3 - Shower:Renew Arm And Spray Head, unit of measure IT | FM3-PL041213 | Y | Y | Y | Y | Y
M3NHFScheduleOfRatesCode | FM3/Shower:Renew Swivel Pattern Head | FM3 - Shower:Renew Swivel Pattern Head, unit of measure IT | FM3-PL041215 | Y | Y | Y | Y | Y
M3NHFScheduleOfRatesCode | FM3/Shower:Renew Rose Spray Head | FM3 - Shower:Renew Rose Spray Head, unit of measure IT | FM3-PL041217 | Y | Y | Y | Y | Y
M3NHFScheduleOfRatesCode | FM3/Shower:Renew Shower Kit | FM3 - Shower:Renew Shower Kit, unit of measure IT | FM3-PL041219 | Y | Y | Y | Y | Y
M3NHFScheduleOfRatesCode | FM3/Shower:Overhaul Shower Head | FM3 - Shower:Overhaul Shower Head, unit of measure NO | FM3-PL041221 | Y | Y | Y | Y | Y
M3NHFScheduleOfRatesCode | FM3/Shower Screen:Remove And Refix | FM3 - Shower Screen:Remove And Refix, unit of measure IT | FM3-PL041222 | Y
M3NHFScheduleOfRatesCode | FM3/Shower:Renew Shower Slide Bar | FM3 - Shower:Renew Shower Slide Bar, unit of measure IT | FM3-PL041223 | Y | Y | Y | Y | Y
M3NHFScheduleOfRatesCode | FM3/Shower:Renew Extended Hose | FM3 - Shower:Renew Extended Hose, unit of measure IT | FM3-PL041225 | Y | Y | Y | Y | Y
M3NHFScheduleOfRatesCode | FM3/Shower:Renew Extended Bar | FM3 - Shower:Renew Extended Bar, unit of measure IT | FM3-PL041227 | Y | Y | Y | Y | Y
M3NHFScheduleOfRatesCode | FM3/Shower:Renew Overhead Shower With Pull Complete | FM3 - Shower:Renew Overhead Shower With Pull Complete, unit of measure NO | FM3-PL041229 | Y | Y | Y | Y | Y
M3NHFScheduleOfRatesCode | FM3/Shower:Renew Overhead Shower Rose | FM3 - Shower:Renew Overhead Shower Rose, unit of measure NO | FM3-PL041231 | Y | Y | Y | Y | Y
M3NHFScheduleOfRatesCode | FM3/Shower:Renew Overhead Shower Valve | FM3 - Shower:Renew Overhead Shower Valve, unit of measure NO | FM3-PL041233 | Y | Y | Y | Y | Y
M3NHFScheduleOfRatesCode | FM3/Shower:Renew Overhead Shower Complete | FM3 - Shower:Renew Overhead Shower Complete, unit of measure NO | FM3-PL041235 | Y | Y | Y | Y | Y
M3NHFScheduleOfRatesCode | FM3/Shower:Renew Overhead Shower Chain/Pull | FM3 - Shower:Renew Overhead Shower Chain/Pull, unit of measure NO | FM3-PL041237 | Y | Y | Y | Y | Y
M3NHFScheduleOfRatesCode | FM3/Shower:Renew Timed Automatic Sensor Control | FM3 - Shower:Renew Timed Automatic Sensor Control, unit of measure NO | FM3-PL041239 | Y | Y | Y | Y | Y
M3NHFScheduleOfRatesCode | FM3/Shower:Renew Photocell Automatic Sensor Control | FM3 - Shower:Renew Photocell Automatic Sensor Control, unit of measure NO | FM3-PL041241 | Y | Y | Y | Y | Y
M3NHFScheduleOfRatesCode | FM3/Shower:Renew Thermostatic Low Flow Mixing Valve | FM3 - Shower:Renew Thermostatic Low Flow Mixing Valve, unit of measure NO | FM3-PL041243 | Y | Y | Y | Y
M3NHFScheduleOfRatesCode | FM3/Shower:Renew Non-Thermostatic Mix Valve Low Flow | FM3 - Shower:Renew Non-Thermostatic Mix Valve Low Flow, unit of measure NO | FM3-PL041245 | Y | Y | Y | Y
M3NHFScheduleOfRatesCode | FM3/Shower:Overhaul Mechanical Shower Complete | FM3 - Shower:Overhaul Mechanical Shower Complete, unit of measure IT | FM3-PL041251 | Y
M3NHFScheduleOfRatesCode | FM3/Shower:Overhaul Mechanical Shower Carttridge | FM3 - Shower:Overhaul Mechanical Shower Carttridge, unit of measure IT | FM3-PL041253 | Y
M3NHFScheduleOfRatesCode | FM3/Shower:Renew Rails And Curtains | FM3 - Shower:Renew Rails And Curtains, unit of measure IT | FM3-PL041301 | Y | Y | Y | Y | Y
M3NHFScheduleOfRatesCode | FM3/Shower:Renew Curtain | FM3 - Shower:Renew Curtain, unit of measure IT | FM3-PL041303 | Y | Y | Y | Y | Y
M3NHFScheduleOfRatesCode | FM3/Shower:Renew Rails | FM3 - Shower:Renew Rails, unit of measure IT | FM3-PL041305 | Y | Y | Y | Y | Y
M3NHFScheduleOfRatesCode | FM3/Seat:Supply And Fix Shower Seat | FM3 - Seat:Supply And Fix Shower Seat, unit of measure NO | FM3-PL041401 | Y | Y | Y | Y | Y
M3NHFScheduleOfRatesCode | FM3/Seat:Supply And Fix Hinged With Leg | FM3 - Seat:Supply And Fix Hinged With Leg, unit of measure NO | FM3-PL041403 | Y | Y | Y | Y | Y
M3NHFScheduleOfRatesCode | FM3/Seat:Remove And Refix | FM3 - Seat:Remove And Refix, unit of measure NO | FM3-PL041404 | Y
M3NHFScheduleOfRatesCode | FM3/Seat:Supply And Fix Rigid Folding | FM3 - Seat:Supply And Fix Rigid Folding, unit of measure NO | FM3-PL041405 | Y | Y | Y | Y | Y
M3NHFScheduleOfRatesCode | FM3/Seat:Supply And Fix Rigid Folding With Hole | FM3 - Seat:Supply And Fix Rigid Folding With Hole, unit of measure NO | FM3-PL041407 | Y | Y | Y | Y | Y
M3NHFScheduleOfRatesCode | FM3/Seat:Supply And Fix Padded | FM3 - Seat:Supply And Fix Padded, unit of measure NO | FM3-PL041409 | Y | Y | Y | Y | Y
M3NHFScheduleOfRatesCode | FM3/Seat:Supply And Fix Padded - Extra Wide | FM3 - Seat:Supply And Fix Padded - Extra Wide, unit of measure NO | FM3-PL041411 | Y | Y | Y | Y | Y
M3NHFScheduleOfRatesCode | FM3/Seat:Supply And Fix Adjustable Padded | FM3 - Seat:Supply And Fix Adjustable Padded, unit of measure NO | FM3-PL041413 | Y | Y | Y | Y | Y
M3NHFScheduleOfRatesCode | FM3/Seat:Supply And Fix Adjustable Padded - Extra Wide | FM3 - Seat:Supply And Fix Adjustable Padded - Extra Wide, unit of measure NO | FM3-PL041415 | Y | Y | Y | Y | Y
M3NHFScheduleOfRatesCode | FM3/Seat:Supply And Fix Clinic | FM3 - Seat:Supply And Fix Clinic, unit of measure NO | FM3-PL041417 | Y | Y | Y | Y | Y
M3NHFScheduleOfRatesCode | FM3/Seat:Supply And Fix Clinic With Arms | FM3 - Seat:Supply And Fix Clinic With Arms, unit of measure NO | FM3-PL041419 | Y | Y | Y | Y | Y
M3NHFScheduleOfRatesCode | FM3/Seat:Supply And Fix Floor Support | FM3 - Seat:Supply And Fix Floor Support, unit of measure NO | FM3-PL041421 | Y | Y | Y | Y | Y
M3NHFScheduleOfRatesCode | FM3/Seat:Resite New Position | FM3 - Seat:Resite New Position, unit of measure NO | FM3-PL041423 | Y | Y | Y | Y | Y
M3NHFScheduleOfRatesCode | FM3/Soap Dish:Supply And Fix Wheelchair Height | FM3 - Soap Dish:Supply And Fix Wheelchair Height, unit of measure NO | FM3-PL041501 | Y | Y | Y | Y | Y
M3NHFScheduleOfRatesCode | FM3/Soap Dish:Renew | FM3 - Soap Dish:Renew, unit of measure NO | FM3-PL041503 | Y | Y | Y | Y | Y
M3NHFScheduleOfRatesCode | FM3/Soap Dish:Renew Vitreous China | FM3 - Soap Dish:Renew Vitreous China, unit of measure NO | FM3-PL041505 | Y | Y | Y | Y | Y
M3NHFScheduleOfRatesCode | FM3/Disabled Shower Room:Convert With Floor Drain | FM3 - Disabled Shower Room:Convert With Floor Drain, unit of measure IT | FM3-PL050101 | Y | Y | Y | Y | Y
M3NHFScheduleOfRatesCode | FM3/Disabled Shower Room:Convert With Shower Tray | FM3 - Disabled Shower Room:Convert With Shower Tray, unit of measure IT | FM3-PL050103 | Y | Y | Y | Y | Y
M3NHFScheduleOfRatesCode | FM3/Shower Room:Convert For Level Access Non Slip | FM3 - Shower Room:Convert For Level Access Non Slip, unit of measure IT | FM3-PL050105 | Y | Y | Y | Y | Y
M3NHFScheduleOfRatesCode | FM3/Shower Room:Convert With Graded Floor Non Slip | FM3 - Shower Room:Convert With Graded Floor Non Slip, unit of measure IT | FM3-PL050107 | Y | Y | Y | Y | Y
M3NHFScheduleOfRatesCode | FM3/Shower Room:Convert For Shower Loo - Non Slip | FM3 - Shower Room:Convert For Shower Loo - Non Slip, unit of measure IT | FM3-PL050109 | Y | Y | Y | Y | Y
M3NHFScheduleOfRatesCode | FM3/Shower Room:Convert To Receive Shower Loo | FM3 - Shower Room:Convert To Receive Shower Loo, unit of measure IT | FM3-PL050111 | Y | Y | Y | Y | Y
M3NHFScheduleOfRatesCode | FM3/Shower Room:Convert For Shower Cubicle-Non Slip | FM3 - Shower Room:Convert For Shower Cubicle-Non Slip, unit of measure IT | FM3-PL050113 | Y | Y | Y | Y | Y
M3NHFScheduleOfRatesCode | FM3/Shower Room:Convert To Receive Shower Cubicle | FM3 - Shower Room:Convert To Receive Shower Cubicle, unit of measure IT | FM3-PL050115 | Y | Y | Y | Y | Y
M3NHFScheduleOfRatesCode | FM3/Shower Room:Convert 8.7Kw Shower Graded Floor | FM3 - Shower Room:Convert 8.7Kw Shower Graded Floor, unit of measure IT | FM3-PL050117 | Y | Y | Y | Y | Y
M3NHFScheduleOfRatesCode | FM3/Shower Room:Convert 8.7Kw Shower Level Access | FM3 - Shower Room:Convert 8.7Kw Shower Level Access, unit of measure IT | FM3-PL050119 | Y | Y | Y | Y | Y
M3NHFScheduleOfRatesCode | FM3/Shower Room:Convert 8.7Kw Shower Low Step | FM3 - Shower Room:Convert 8.7Kw Shower Low Step, unit of measure IT | FM3-PL050121 | Y | Y | Y | Y | Y
M3NHFScheduleOfRatesCode | FM3/Shower Room:Convert 9.5Kw Graded Floor | FM3 - Shower Room:Convert 9.5Kw Graded Floor, unit of measure IT | FM3-PL050123 | Y | Y | Y | Y | Y
M3NHFScheduleOfRatesCode | FM3/Shower Room:Convert 9.5Kw Level Access | FM3 - Shower Room:Convert 9.5Kw Level Access, unit of measure IT | FM3-PL050125 | Y | Y | Y | Y | Y
M3NHFScheduleOfRatesCode | FM3/Shower Room:Convert 9.5Kw Low Step | FM3 - Shower Room:Convert 9.5Kw Low Step, unit of measure IT | FM3-PL050127 | Y | Y | Y | Y | Y
M3NHFScheduleOfRatesCode | FM3/Shower Loo:Side Entry Including Room Preparation | FM3 - Shower Loo:Side Entry Including Room Preparation, unit of measure IT | FM3-PL050201 | Y | Y | Y | Y | Y
M3NHFScheduleOfRatesCode | FM3/Shower Loo:Install Side Entry In Prepared Room | FM3 - Shower Loo:Install Side Entry In Prepared Room, unit of measure IT | FM3-PL050203 | Y | Y | Y | Y | Y
M3NHFScheduleOfRatesCode | FM3/Shower Loo:Front Entry Including Room Preparation | FM3 - Shower Loo:Front Entry Including Room Preparation, unit of measure IT | FM3-PL050205 | Y | Y | Y | Y
M3NHFScheduleOfRatesCode | FM3/Shower Loo:Install Front Entry In Prepared Room | FM3 - Shower Loo:Install Front Entry In Prepared Room, unit of measure IT | FM3-PL050207 | Y | Y | Y | Y | Y
M3NHFScheduleOfRatesCode | FM3/Shower Cubicle:Side Entry Including Room Prep | FM3 - Shower Cubicle:Side Entry Including Room Prep, unit of measure IT | FM3-PL050301 | Y | Y | Y | Y | Y
M3NHFScheduleOfRatesCode | FM3/Shower Cubicle:Front Entry Including Room Prep | FM3 - Shower Cubicle:Front Entry Including Room Prep, unit of measure IT | FM3-PL050303 | Y | Y | Y | Y | Y
M3NHFScheduleOfRatesCode | FM3/Shower Cubicle:Corner Entry Including Room Prep | FM3 - Shower Cubicle:Corner Entry Including Room Prep, unit of measure IT | FM3-PL050305 | Y | Y | Y | Y | Y
M3NHFScheduleOfRatesCode | FM3/Shower Cubicle:Install Side Entry In Prepared Room | FM3 - Shower Cubicle:Install Side Entry In Prepared Room, unit of measure IT | FM3-PL050401 | Y | Y | Y | Y | Y
M3NHFScheduleOfRatesCode | FM3/Shower Cubicle:Install Front Entry In Prep Room | FM3 - Shower Cubicle:Install Front Entry In Prep Room, unit of measure IT | FM3-PL050403 | Y | Y | Y | Y | Y
M3NHFScheduleOfRatesCode | FM3/Shower Cubicle:Install Corner Entry In Prep Room | FM3 - Shower Cubicle:Install Corner Entry In Prep Room, unit of measure IT | FM3-PL050405 | Y | Y | Y | Y | Y
M3NHFScheduleOfRatesCode | FM3/Screen:Install Carer Front Entry | FM3 - Screen:Install Carer Front Entry, unit of measure NO | FM3-PL050501 | Y | Y | Y | Y | Y
M3NHFScheduleOfRatesCode | FM3/Screen:Install Carer Corner Entry | FM3 - Screen:Install Carer Corner Entry, unit of measure NO | FM3-PL050503 | Y | Y | Y | Y | Y
M3NHFScheduleOfRatesCode | FM3/Shower:Install Front Entry Tray - Timber Floor | FM3 - Shower:Install Front Entry Tray - Timber Floor, unit of measure NO | FM3-PL051406 | Y
M3NHFScheduleOfRatesCode | FM3/Drinking Fountain:Renew Ceramic | FM3 - Drinking Fountain:Renew Ceramic, unit of measure NO | FM3-PL060101 | Y | Y | Y | Y | Y
M3NHFScheduleOfRatesCode | FM3/Drinking Fountain:Renew Stainless Steel | FM3 - Drinking Fountain:Renew Stainless Steel, unit of measure NO | FM3-PL060103 | Y | Y | Y | Y | Y
M3NHFScheduleOfRatesCode | FM3/Drinking Fountain:Overhaul | FM3 - Drinking Fountain:Overhaul, unit of measure IT | FM3-PL060105 | Y | Y | Y | Y | Y
M3NHFScheduleOfRatesCode | FM3/Tap:Renew Pair Basin Pillar Taps | FM3 - Tap:Renew Pair Basin Pillar Taps, unit of measure IT | FM3-PL070101 | Y | Y | Y | Y | Y
M3NHFScheduleOfRatesCode | FM3/Tap:Renew Pair Automatic Basin Pillar Taps | FM3 - Tap:Renew Pair Automatic Basin Pillar Taps, unit of measure IT | FM3-PL070103 | Y | Y | Y | Y | Y
M3NHFScheduleOfRatesCode | FM3/Tap:Renew Pair Bath Pillar Taps | FM3 - Tap:Renew Pair Bath Pillar Taps, unit of measure IT | FM3-PL070105 | Y | Y | Y | Y | Y
M3NHFScheduleOfRatesCode | FM3/Tap:Renew Pair Highneck Sink Pillar Taps | FM3 - Tap:Renew Pair Highneck Sink Pillar Taps, unit of measure IT | FM3-PL070107 | Y | Y | Y | Y | Y
M3NHFScheduleOfRatesCode | FM3/Tap:Renew Brass Bib Tap | FM3 - Tap:Renew Brass Bib Tap, unit of measure NO | FM3-PL070109 | Y | Y | Y | Y | Y
M3NHFScheduleOfRatesCode | FM3/Tap:Install External Brass Bib Tap | FM3 - Tap:Install External Brass Bib Tap, unit of measure NO | FM3-PL070111 | Y | Y | Y | Y | Y
M3NHFScheduleOfRatesCode | FM3/Tap:Overhaul Any Type Of Tap | FM3 - Tap:Overhaul Any Type Of Tap, unit of measure NO | FM3-PL070113 | Y | Y | Y | Y | Y
M3NHFScheduleOfRatesCode | FM3/Tap:Renew Pair Basin Taps-Ceramic Disc | FM3 - Tap:Renew Pair Basin Taps-Ceramic Disc, unit of measure IT | FM3-PL070201 | Y | Y | Y | Y | Y
M3NHFScheduleOfRatesCode | FM3/Tap:Renew Pair Bath Taps-Ceramic Disc | FM3 - Tap:Renew Pair Bath Taps-Ceramic Disc, unit of measure IT | FM3-PL070203 | Y | Y | Y | Y | Y
M3NHFScheduleOfRatesCode | FM3/Tap:Renew Pair High Neck Sink Taps-Ceramic Disc | FM3 - Tap:Renew Pair High Neck Sink Taps-Ceramic Disc, unit of measure IT | FM3-PL070205 | Y | Y | Y | Y | Y
M3NHFScheduleOfRatesCode | FM3/Taps:Convert Basin To Levers - Pair | FM3 - Taps:Convert Basin To Levers - Pair, unit of measure IT | FM3-PL070207 | Y | Y | Y | Y | Y
M3NHFScheduleOfRatesCode | FM3/Taps:Convert Sink To Levers - Pair | FM3 - Taps:Convert Sink To Levers - Pair, unit of measure IT | FM3-PL070209 | Y | Y | Y | Y | Y
M3NHFScheduleOfRatesCode | FM3/Taps:Convert Bath To Levers - Pair | FM3 - Taps:Convert Bath To Levers - Pair, unit of measure IT | FM3-PL070211 | Y | Y | Y | Y | Y
M3NHFScheduleOfRatesCode | FM3/Tap:Renew Pair Basin Taps-Ceramic Disc Levers | FM3 - Tap:Renew Pair Basin Taps-Ceramic Disc Levers, unit of measure IT | FM3-PL070227 | Y
M3NHFScheduleOfRatesCode | FM3/Tap:Renew Pair Bath Taps-Ceramic Disc Levers | FM3 - Tap:Renew Pair Bath Taps-Ceramic Disc Levers, unit of measure IT | FM3-PL070229 | Y
M3NHFScheduleOfRatesCode | FM3/Tap:Renew Pair High Neck Sink-Ceramic Disc Levers | FM3 - Tap:Renew Pair High Neck Sink-Ceramic Disc Levers, unit of measure IT | FM3-PL070231 | Y
M3NHFScheduleOfRatesCode | FM3/Tap:Renew Bath Mixer | FM3 - Tap:Renew Bath Mixer, unit of measure IT | FM3-PL070301 | Y | Y | Y | Y | Y
M3NHFScheduleOfRatesCode | FM3/Tap:Renew Bath Mixer With Shower Attachment | FM3 - Tap:Renew Bath Mixer With Shower Attachment, unit of measure IT | FM3-PL070303 | Y | Y | Y | Y | Y
M3NHFScheduleOfRatesCode | FM3/Tap:Renew Sink Mixer | FM3 - Tap:Renew Sink Mixer, unit of measure IT | FM3-PL070305 | Y | Y | Y | Y | Y
M3NHFScheduleOfRatesCode | FM3/Tap:Renew Sink Mixer With Spray Hose Attachment | FM3 - Tap:Renew Sink Mixer With Spray Hose Attachment, unit of measure IT | FM3-PL070307 | Y | Y | Y | Y | Y
M3NHFScheduleOfRatesCode | FM3/Tap:Renew Basin Mixer | FM3 - Tap:Renew Basin Mixer, unit of measure IT | FM3-PL070309 | Y | Y | Y | Y | Y
M3NHFScheduleOfRatesCode | FM3/Tap:Renew Basin Mixer With Hose Attachment | FM3 - Tap:Renew Basin Mixer With Hose Attachment, unit of measure IT | FM3-PL070311 | Y | Y | Y | Y | Y
M3NHFScheduleOfRatesCode | FM3/Tap:Renew Basin Timed Automatic Mixer | FM3 - Tap:Renew Basin Timed Automatic Mixer, unit of measure IT | FM3-PL070313 | Y | Y | Y | Y | Y
M3NHFScheduleOfRatesCode | FM3/Tap:Renew Basin Photocell Automatic Sensor Mixer | FM3 - Tap:Renew Basin Photocell Automatic Sensor Mixer, unit of measure IT | FM3-PL070315 | Y | Y | Y | Y | Y
M3NHFScheduleOfRatesCode | FM3/Tap:Renew Bath Timed Automatic Mixer | FM3 - Tap:Renew Bath Timed Automatic Mixer, unit of measure IT | FM3-PL070317 | Y | Y | Y | Y | Y
M3NHFScheduleOfRatesCode | FM3/Tap:Renew Bath Photocell Automatic Sensor Mixer | FM3 - Tap:Renew Bath Photocell Automatic Sensor Mixer, unit of measure IT | FM3-PL070319 | Y | Y | Y | Y | Y
M3NHFScheduleOfRatesCode | FM3/Tap:Overhaul Any Type Of Mixer | FM3 - Tap:Overhaul Any Type Of Mixer, unit of measure IT | FM3-PL070321 | Y | Y | Y | Y | Y
M3NHFScheduleOfRatesCode | FM3/Taps:Renew With Basin Levers - Pair | FM3 - Taps:Renew With Basin Levers - Pair, unit of measure IT | FM3-PL070401 | Y | Y | Y | Y | Y
M3NHFScheduleOfRatesCode | FM3/Taps:Renew With Sink Levers - Pair | FM3 - Taps:Renew With Sink Levers - Pair, unit of measure IT | FM3-PL070403 | Y | Y | Y | Y | Y
M3NHFScheduleOfRatesCode | FM3/Taps:Renew With Bath Levers - Pair | FM3 - Taps:Renew With Bath Levers - Pair, unit of measure IT | FM3-PL070405 | Y | Y | Y | Y | Y
M3NHFScheduleOfRatesCode | FM3/Taps:Install Sink Levers - Pair | FM3 - Taps:Install Sink Levers - Pair, unit of measure IT | FM3-PL070407 | Y | Y | Y | Y | Y
M3NHFScheduleOfRatesCode | FM3/Taps:Install Monobloc Sink Levers - Pair | FM3 - Taps:Install Monobloc Sink Levers - Pair, unit of measure IT | FM3-PL070409 | Y | Y | Y | Y | Y
M3NHFScheduleOfRatesCode | FM3/Taps:Install Quarter Action Basin Levers - Pair | FM3 - Taps:Install Quarter Action Basin Levers - Pair, unit of measure IT | FM3-PL070411 | Y | Y | Y | Y | Y
M3NHFScheduleOfRatesCode | FM3/Taps:Renew Kitchen Sink Pair Low Flow 3-4 L/S | FM3 - Taps:Renew Kitchen Sink Pair Low Flow 3-4 L/S, unit of measure NO | FM3-PL070501 | Y | Y | Y | Y
M3NHFScheduleOfRatesCode | FM3/Taps:Renew Wash Basin Pair Low Flow 2-3 L/S | FM3 - Taps:Renew Wash Basin Pair Low Flow 2-3 L/S, unit of measure NO | FM3-PL070503 | Y | Y | Y | Y
M3NHFScheduleOfRatesCode | FM3/Mixer:Renew Thermostatic To Bath | FM3 - Mixer:Renew Thermostatic To Bath, unit of measure IT | FM3-PL070601 | Y | Y | Y | Y
M3NHFScheduleOfRatesCode | FM3/Mixer:Renew Thermostatic To Bath Shower Attachment | FM3 - Mixer:Renew Thermostatic To Bath Shower Attachment, unit of measure IT | FM3-PL070603 | Y | Y | Y | Y
M3NHFScheduleOfRatesCode | FM3/Mixer:Renew Thermostatic To Sink | FM3 - Mixer:Renew Thermostatic To Sink, unit of measure IT | FM3-PL070605 | Y | Y | Y | Y
M3NHFScheduleOfRatesCode | FM3/Mixer:Renew Thermostatic To Basin | FM3 - Mixer:Renew Thermostatic To Basin, unit of measure IT | FM3-PL070607 | Y | Y | Y | Y
M3NHFScheduleOfRatesCode | FM3/Mixer:Overhaul Any Type Of Thermostatic | FM3 - Mixer:Overhaul Any Type Of Thermostatic, unit of measure IT | FM3-PL070609 | Y | Y | Y | Y
M3NHFScheduleOfRatesCode | FM3/Sealant:Renew To Sides And Ends Of Bath | FM3 - Sealant:Renew To Sides And Ends Of Bath, unit of measure IT | FM3-PL080101 | Y | Y | Y | Y | Y
M3NHFScheduleOfRatesCode | FM3/Sealant:Renew To Shower Tray | FM3 - Sealant:Renew To Shower Tray, unit of measure IT | FM3-PL080103 | Y | Y | Y | Y | Y
M3NHFScheduleOfRatesCode | FM3/Sealant:Renew To Basin Or Sink | FM3 - Sealant:Renew To Basin Or Sink, unit of measure IT | FM3-PL080105 | Y | Y | Y | Y | Y
M3NHFScheduleOfRatesCode | FM3/Sealant:Apply To Worktop And Wall | FM3 - Sealant:Apply To Worktop And Wall, unit of measure LM | FM3-PL080107 | Y | Y | Y | Y | Y
M3NHFScheduleOfRatesCode | FM3/Sealant:Pvc Trim To Bath | FM3 - Sealant:Pvc Trim To Bath, unit of measure IT | FM3-PL080109 | Y | Y | Y | Y | Y
M3NHFScheduleOfRatesCode | FM3/Trim:Fit Chrome Cover Fillets | FM3 - Trim:Fit Chrome Cover Fillets, unit of measure LM | FM3-PL080110 | Y
M3NHFScheduleOfRatesCode | FM3/Worktop:Fit Aluminium Joint Upstand Strip | FM3 - Worktop:Fit Aluminium Joint Upstand Strip, unit of measure LM | FM3-PL090101 | Y | Y | Y | Y | Y
M3NHFScheduleOfRatesCode | FM3/Worktop:Fit Pvc Joint Upstand Strip | FM3 - Worktop:Fit Pvc Joint Upstand Strip, unit of measure LM | FM3-PL090103 | Y | Y | Y | Y | Y
M3NHFScheduleOfRatesCode | FM3/Washing Machine:Form New Waste Outlet | FM3 - Washing Machine:Form New Waste Outlet, unit of measure IT | FM3-PL100101 | Y | Y | Y | Y | Y
M3NHFScheduleOfRatesCode | FM3/Washing Machine:Supply Valves Or Stop Taps | FM3 - Washing Machine:Supply Valves Or Stop Taps, unit of measure IT | FM3-PL100103 | Y | Y | Y | Y | Y
M3NHFScheduleOfRatesCode | FM3/Washing Machine:Renew Individual Valve | FM3 - Washing Machine:Renew Individual Valve, unit of measure NO | FM3-PL100105 | Y | Y | Y | Y | Y
M3NHFScheduleOfRatesCode | FM3/Washing Machine:Renew Pair Stop Taps | FM3 - Washing Machine:Renew Pair Stop Taps, unit of measure IT | FM3-PL100107 | Y | Y | Y | Y | Y
M3NHFScheduleOfRatesCode | FM3/Pipe:Renew Or Install 15Mm Copper | FM3 - Pipe:Renew Or Install 15Mm Copper, unit of measure LM | FM3-PL110101 | Y | Y | Y | Y | Y
M3NHFScheduleOfRatesCode | FM3/Pipe:Renew Or Install 22Mm Copper | FM3 - Pipe:Renew Or Install 22Mm Copper, unit of measure LM | FM3-PL110103 | Y | Y | Y | Y | Y
M3NHFScheduleOfRatesCode | FM3/Pipe:Renew Or Install 28Mm Copper | FM3 - Pipe:Renew Or Install 28Mm Copper, unit of measure LM | FM3-PL110105 | Y | Y | Y | Y | Y
M3NHFScheduleOfRatesCode | FM3/Pipe:Renew Or Install 35Mm Copper | FM3 - Pipe:Renew Or Install 35Mm Copper, unit of measure LM | FM3-PL110107 | Y | Y | Y | Y | Y
M3NHFScheduleOfRatesCode | FM3/Pipe:Renew Or Install 42Mm Copper | FM3 - Pipe:Renew Or Install 42Mm Copper, unit of measure LM | FM3-PL110109 | Y | Y | Y | Y | Y
M3NHFScheduleOfRatesCode | FM3/Pipe:Renew Or Install 54Mm Copper | FM3 - Pipe:Renew Or Install 54Mm Copper, unit of measure LM | FM3-PL110111 | Y | Y | Y | Y | Y
M3NHFScheduleOfRatesCode | FM3/Pipe:Renew Plastic Clip To Copper Pipe | FM3 - Pipe:Renew Plastic Clip To Copper Pipe, unit of measure NO | FM3-PL110113 | Y | Y | Y | Y | Y
M3NHFScheduleOfRatesCode | FM3/Pipe:Renew Or Provide Blank Cap | FM3 - Pipe:Renew Or Provide Blank Cap, unit of measure NO | FM3-PL110115 | Y | Y | Y | Y | Y
M3NHFScheduleOfRatesCode | FM3/Pipe:Remove Redundant | FM3 - Pipe:Remove Redundant, unit of measure LM | FM3-PL110117 | Y
M3NHFScheduleOfRatesCode | FM3/Pipe:Renew Or Install 15Mm Chromium Plated | FM3 - Pipe:Renew Or Install 15Mm Chromium Plated, unit of measure LM | FM3-PL110119 | Y
M3NHFScheduleOfRatesCode | FM3/Tee:Install 15Mm To Existing Copper Pipework | FM3 - Tee:Install 15Mm To Existing Copper Pipework, unit of measure NO | FM3-PL110201 | Y | Y | Y | Y | Y
M3NHFScheduleOfRatesCode | FM3/Tee:Install 22Mm To Existing Copper Pipework | FM3 - Tee:Install 22Mm To Existing Copper Pipework, unit of measure NO | FM3-PL110203 | Y | Y | Y | Y | Y
M3NHFScheduleOfRatesCode | FM3/Tee:Install 28Mm To Existing Copper Pipework | FM3 - Tee:Install 28Mm To Existing Copper Pipework, unit of measure NO | FM3-PL110205 | Y | Y | Y | Y | Y
M3NHFScheduleOfRatesCode | FM3/Pipe:Install Tee/Valve | FM3 - Pipe:Install Tee/Valve, unit of measure IT | FM3-PL110401 | Y | Y | Y | Y | Y
M3NHFScheduleOfRatesCode | FM3/Pipe:Renew 15Mm Steel | FM3 - Pipe:Renew 15Mm Steel, unit of measure LM | FM3-PL110403 | Y | Y | Y | Y | Y
M3NHFScheduleOfRatesCode | FM3/Pipe:Renew 20Mm Steel | FM3 - Pipe:Renew 20Mm Steel, unit of measure LM | FM3-PL110405 | Y | Y | Y | Y | Y
M3NHFScheduleOfRatesCode | FM3/Pipe:Renew 25Mm Steel | FM3 - Pipe:Renew 25Mm Steel, unit of measure LM | FM3-PL110407 | Y | Y | Y | Y | Y
M3NHFScheduleOfRatesCode | FM3/Pipe:Renew 32Mm Steel | FM3 - Pipe:Renew 32Mm Steel, unit of measure LM | FM3-PL110409 | Y | Y | Y | Y | Y
M3NHFScheduleOfRatesCode | FM3/Pipe:Renew 40Mm Steel | FM3 - Pipe:Renew 40Mm Steel, unit of measure LM | FM3-PL110411 | Y | Y | Y | Y | Y
M3NHFScheduleOfRatesCode | FM3/Pipe:Renew 50Mm Steel | FM3 - Pipe:Renew 50Mm Steel, unit of measure LM | FM3-PL110413 | Y | Y | Y | Y | Y
M3NHFScheduleOfRatesCode | FM3/Pipe:Renew 65Mm Steel | FM3 - Pipe:Renew 65Mm Steel, unit of measure LM | FM3-PL110415 | Y | Y | Y | Y
M3NHFScheduleOfRatesCode | FM3/Pipe:Renew 80Mm Steel | FM3 - Pipe:Renew 80Mm Steel, unit of measure LM | FM3-PL110417 | Y | Y | Y | Y
M3NHFScheduleOfRatesCode | FM3/Pipe:Renew 100Mm Steel | FM3 - Pipe:Renew 100Mm Steel, unit of measure LM | FM3-PL110419 | Y | Y | Y | Y
M3NHFScheduleOfRatesCode | FM3/Pipe:Renew 125Mm Steel | FM3 - Pipe:Renew 125Mm Steel, unit of measure LM | FM3-PL110421 | Y | Y | Y | Y
M3NHFScheduleOfRatesCode | FM3/Pipe:Renew 150Mm Steel | FM3 - Pipe:Renew 150Mm Steel, unit of measure LM | FM3-PL110423 | Y | Y | Y | Y
M3NHFScheduleOfRatesCode | FM3/Pipe:Renew 15Mm Welded Steel | FM3 - Pipe:Renew 15Mm Welded Steel, unit of measure LM | FM3-PL110501 | Y | Y | Y | Y | Y
M3NHFScheduleOfRatesCode | FM3/Pipe:Renew 20Mm Welded Steel | FM3 - Pipe:Renew 20Mm Welded Steel, unit of measure LM | FM3-PL110503 | Y | Y | Y | Y | Y
M3NHFScheduleOfRatesCode | FM3/Pipe:Renew 25Mm Welded Steel | FM3 - Pipe:Renew 25Mm Welded Steel, unit of measure LM | FM3-PL110505 | Y | Y | Y | Y | Y
M3NHFScheduleOfRatesCode | FM3/Pipe:Renew 32Mm Welded Steel | FM3 - Pipe:Renew 32Mm Welded Steel, unit of measure LM | FM3-PL110507 | Y | Y | Y | Y | Y
M3NHFScheduleOfRatesCode | FM3/Pipe:Renew 40Mm Welded Steel | FM3 - Pipe:Renew 40Mm Welded Steel, unit of measure LM | FM3-PL110509 | Y | Y | Y | Y | Y
M3NHFScheduleOfRatesCode | FM3/Pipe:Renew 50Mm Welded Steel | FM3 - Pipe:Renew 50Mm Welded Steel, unit of measure LM | FM3-PL110511 | Y | Y | Y | Y | Y
M3NHFScheduleOfRatesCode | FM3/Pipe:Renew 65Mm Welded Steel | FM3 - Pipe:Renew 65Mm Welded Steel, unit of measure LM | FM3-PL110513 | Y | Y | Y | Y
M3NHFScheduleOfRatesCode | FM3/Pipe:Renew 80Mm Welded Steel | FM3 - Pipe:Renew 80Mm Welded Steel, unit of measure LM | FM3-PL110515 | Y | Y | Y | Y
M3NHFScheduleOfRatesCode | FM3/Pipe:Renew 100Mm Welded Steel | FM3 - Pipe:Renew 100Mm Welded Steel, unit of measure LM | FM3-PL110517 | Y | Y | Y | Y
M3NHFScheduleOfRatesCode | FM3/Pipe:Renew 125Mm Welded Steel | FM3 - Pipe:Renew 125Mm Welded Steel, unit of measure LM | FM3-PL110519 | Y | Y | Y | Y
M3NHFScheduleOfRatesCode | FM3/Pipe:Renew 150Mm Welded Steel | FM3 - Pipe:Renew 150Mm Welded Steel, unit of measure LM | FM3-PL110521 | Y | Y | Y | Y
M3NHFScheduleOfRatesCode | FM3/Pipe:Renew 15Mm Galvanised Steel | FM3 - Pipe:Renew 15Mm Galvanised Steel, unit of measure LM | FM3-PL110601 | Y | Y | Y | Y | Y
M3NHFScheduleOfRatesCode | FM3/Pipe:Renew 20Mm Galvanised Steel | FM3 - Pipe:Renew 20Mm Galvanised Steel, unit of measure LM | FM3-PL110603 | Y | Y | Y | Y | Y
M3NHFScheduleOfRatesCode | FM3/Pipe:Renew 25Mm Galvanised Steel | FM3 - Pipe:Renew 25Mm Galvanised Steel, unit of measure LM | FM3-PL110605 | Y | Y | Y | Y | Y
M3NHFScheduleOfRatesCode | FM3/Pipe:Renew 32Mm Galvanised Steel | FM3 - Pipe:Renew 32Mm Galvanised Steel, unit of measure LM | FM3-PL110607 | Y | Y | Y | Y | Y
M3NHFScheduleOfRatesCode | FM3/Pipe:Renew 40Mm Galvanised Steel | FM3 - Pipe:Renew 40Mm Galvanised Steel, unit of measure LM | FM3-PL110609 | Y | Y | Y | Y | Y
M3NHFScheduleOfRatesCode | FM3/Pipe:Renew 50Mm Galvanised Steel | FM3 - Pipe:Renew 50Mm Galvanised Steel, unit of measure LM | FM3-PL110611 | Y | Y | Y | Y | Y
M3NHFScheduleOfRatesCode | FM3/Pipe:Renew 65Mm Galvanised Steel | FM3 - Pipe:Renew 65Mm Galvanised Steel, unit of measure LM | FM3-PL110613 | Y | Y | Y | Y
M3NHFScheduleOfRatesCode | FM3/Pipe:Renew 80Mm Galvanised Steel | FM3 - Pipe:Renew 80Mm Galvanised Steel, unit of measure LM | FM3-PL110615 | Y | Y | Y | Y
M3NHFScheduleOfRatesCode | FM3/Pipe:Renew 100Mm Galvanised Steel | FM3 - Pipe:Renew 100Mm Galvanised Steel, unit of measure LM | FM3-PL110617 | Y | Y | Y | Y
M3NHFScheduleOfRatesCode | FM3/Pipe:Renew 125Mm Galvanised Steel | FM3 - Pipe:Renew 125Mm Galvanised Steel, unit of measure LM | FM3-PL110619 | Y | Y | Y | Y
M3NHFScheduleOfRatesCode | FM3/Pipe:Renew 150Mm Galvanised Steel | FM3 - Pipe:Renew 150Mm Galvanised Steel, unit of measure LM | FM3-PL110621 | Y | Y | Y | Y
M3NHFScheduleOfRatesCode | FM3/Pipe:Renew 15Mm Stainless Steel | FM3 - Pipe:Renew 15Mm Stainless Steel, unit of measure LM | FM3-PL110701 | Y | Y | Y | Y | Y
M3NHFScheduleOfRatesCode | FM3/Pipe:Renew 20Mm Stainless Steel | FM3 - Pipe:Renew 20Mm Stainless Steel, unit of measure LM | FM3-PL110703 | Y | Y | Y | Y | Y
M3NHFScheduleOfRatesCode | FM3/Pipe:Renew 25Mm Stainless Steel | FM3 - Pipe:Renew 25Mm Stainless Steel, unit of measure LM | FM3-PL110705 | Y | Y | Y | Y | Y
M3NHFScheduleOfRatesCode | FM3/Pipe:Renew 32Mm Stainless Steel | FM3 - Pipe:Renew 32Mm Stainless Steel, unit of measure LM | FM3-PL110707 | Y | Y | Y | Y | Y
M3NHFScheduleOfRatesCode | FM3/Pipe:Renew 40Mm Stainless Steel | FM3 - Pipe:Renew 40Mm Stainless Steel, unit of measure LM | FM3-PL110709 | Y | Y | Y | Y | Y
M3NHFScheduleOfRatesCode | FM3/Pipe:Renew 50Mm Stainless Steel | FM3 - Pipe:Renew 50Mm Stainless Steel, unit of measure LM | FM3-PL110711 | Y | Y | Y | Y | Y
M3NHFScheduleOfRatesCode | FM3/Pipe:Renew 65Mm Stainless Steel | FM3 - Pipe:Renew 65Mm Stainless Steel, unit of measure LM | FM3-PL110713 | Y | Y | Y | Y
M3NHFScheduleOfRatesCode | FM3/Pipe:Renew 80Mm Stainless Steel | FM3 - Pipe:Renew 80Mm Stainless Steel, unit of measure LM | FM3-PL110715 | Y | Y | Y | Y
M3NHFScheduleOfRatesCode | FM3/Pipe:Renew 100Mm Stainless Steel | FM3 - Pipe:Renew 100Mm Stainless Steel, unit of measure LM | FM3-PL110717 | Y | Y | Y | Y
M3NHFScheduleOfRatesCode | FM3/Pipe:Renew 125Mm Stainless Steel | FM3 - Pipe:Renew 125Mm Stainless Steel, unit of measure LM | FM3-PL110719 | Y | Y | Y | Y
M3NHFScheduleOfRatesCode | FM3/Pipe:Renew 150Mm Stainless Steel | FM3 - Pipe:Renew 150Mm Stainless Steel, unit of measure LM | FM3-PL110721 | Y | Y | Y | Y
M3NHFScheduleOfRatesCode | FM3/Pipe:Renew 15Mm Chromium Plated | FM3 - Pipe:Renew 15Mm Chromium Plated, unit of measure LM | FM3-PL110801 | Y | Y | Y | Y | Y
M3NHFScheduleOfRatesCode | FM3/Pipe:Renew 22Mm Chromium Plated | FM3 - Pipe:Renew 22Mm Chromium Plated, unit of measure LM | FM3-PL110803 | Y | Y | Y | Y | Y
M3NHFScheduleOfRatesCode | FM3/Pipe:Renew 28Mm Chromium Plated | FM3 - Pipe:Renew 28Mm Chromium Plated, unit of measure LM | FM3-PL110805 | Y | Y | Y | Y | Y
M3NHFScheduleOfRatesCode | FM3/Pipe:Renew 35Mm Chromium Plated | FM3 - Pipe:Renew 35Mm Chromium Plated, unit of measure LM | FM3-PL110807 | Y | Y | Y | Y | Y
M3NHFScheduleOfRatesCode | FM3/Pipe:Renew 42Mm Chromium Plated | FM3 - Pipe:Renew 42Mm Chromium Plated, unit of measure LM | FM3-PL110809 | Y | Y | Y | Y | Y
M3NHFScheduleOfRatesCode | FM3/Pipe:Renew 50Mm Chromium Plated | FM3 - Pipe:Renew 50Mm Chromium Plated, unit of measure LM | FM3-PL110811 | Y | Y | Y | Y | Y
M3NHFScheduleOfRatesCode | FM3/Pipe:Renew 15Mm Polypropylene | FM3 - Pipe:Renew 15Mm Polypropylene, unit of measure LM | FM3-PL111001 | Y | Y | Y | Y | Y
M3NHFScheduleOfRatesCode | FM3/Pipe:Renew 20Mm Polypropylene | FM3 - Pipe:Renew 20Mm Polypropylene, unit of measure LM | FM3-PL111003 | Y | Y | Y | Y | Y
M3NHFScheduleOfRatesCode | FM3/Pipe:Renew 25Mm Polypropylene | FM3 - Pipe:Renew 25Mm Polypropylene, unit of measure LM | FM3-PL111005 | Y | Y | Y | Y | Y
M3NHFScheduleOfRatesCode | FM3/Tee:Install 15Mm To Existing Polypropylene Pipe | FM3 - Tee:Install 15Mm To Existing Polypropylene Pipe, unit of measure NO | FM3-PL111101 | Y | Y | Y | Y | Y
M3NHFScheduleOfRatesCode | FM3/Tee:Install 20Mm To Existing Polypropylene Pipe | FM3 - Tee:Install 20Mm To Existing Polypropylene Pipe, unit of measure NO | FM3-PL111103 | Y | Y | Y | Y | Y
M3NHFScheduleOfRatesCode | FM3/Tee:Install 25Mm To Existing Polypropylene Pipe | FM3 - Tee:Install 25Mm To Existing Polypropylene Pipe, unit of measure NO | FM3-PL111105 | Y | Y | Y | Y | Y
M3NHFScheduleOfRatesCode | FM3/Burst:Repair Burst Pipe Ne 28Mm | FM3 - Burst:Repair Burst Pipe Ne 28Mm, unit of measure NO | FM3-PL111201 | Y | Y | Y | Y | Y
M3NHFScheduleOfRatesCode | FM3/Burst:Repair Burst Pipe 32Mm | FM3 - Burst:Repair Burst Pipe 32Mm, unit of measure NO | FM3-PL111203 | Y | Y | Y | Y | Y
M3NHFScheduleOfRatesCode | FM3/Burst:Repair Burst Pipe 40Mm | FM3 - Burst:Repair Burst Pipe 40Mm, unit of measure NO | FM3-PL111205 | Y | Y | Y | Y | Y
M3NHFScheduleOfRatesCode | FM3/Burst:Repair Burst Pipe 50Mm | FM3 - Burst:Repair Burst Pipe 50Mm, unit of measure NO | FM3-PL111207 | Y | Y | Y | Y | Y
M3NHFScheduleOfRatesCode | FM3/Burst:Repair Burst Pipe 65Mm | FM3 - Burst:Repair Burst Pipe 65Mm, unit of measure NO | FM3-PL111209 | Y | Y | Y | Y | Y
M3NHFScheduleOfRatesCode | FM3/Burst:Repair Burst Pipe 80Mm | FM3 - Burst:Repair Burst Pipe 80Mm, unit of measure NO | FM3-PL111211 | Y | Y | Y | Y | Y
M3NHFScheduleOfRatesCode | FM3/Burst:Repair Burst Pipe 100Mm | FM3 - Burst:Repair Burst Pipe 100Mm, unit of measure NO | FM3-PL111213 | Y | Y | Y | Y | Y
M3NHFScheduleOfRatesCode | FM3/Burst:Repair Burst Pipe 125Mm | FM3 - Burst:Repair Burst Pipe 125Mm, unit of measure NO | FM3-PL111215 | Y | Y | Y | Y | Y
M3NHFScheduleOfRatesCode | FM3/Burst:Repair Burst Pipe 150Mm | FM3 - Burst:Repair Burst Pipe 150Mm, unit of measure NO | FM3-PL111217 | Y | Y | Y | Y | Y
M3NHFScheduleOfRatesCode | FM3/Burst:Repair Leaking Fitting Ne 28Mm | FM3 - Burst:Repair Leaking Fitting Ne 28Mm, unit of measure NO | FM3-PL111219 | Y | Y | Y | Y
M3NHFScheduleOfRatesCode | FM3/Burst:Repair Leaking Fitting 32Mm | FM3 - Burst:Repair Leaking Fitting 32Mm, unit of measure NO | FM3-PL111221 | Y | Y | Y | Y
M3NHFScheduleOfRatesCode | FM3/Burst:Repair Leaking Fitting 40Mm | FM3 - Burst:Repair Leaking Fitting 40Mm, unit of measure NO | FM3-PL111223 | Y | Y | Y | Y
M3NHFScheduleOfRatesCode | FM3/Burst:Repair Leaking Fitting 50Mm | FM3 - Burst:Repair Leaking Fitting 50Mm, unit of measure NO | FM3-PL111225 | Y | Y | Y | Y
M3NHFScheduleOfRatesCode | FM3/Burst:Repair Leaking Fitting 65Mm | FM3 - Burst:Repair Leaking Fitting 65Mm, unit of measure NO | FM3-PL111227 | Y | Y | Y | Y
M3NHFScheduleOfRatesCode | FM3/Burst:Repair Leaking Fitting 80Mm | FM3 - Burst:Repair Leaking Fitting 80Mm, unit of measure NO | FM3-PL111229 | Y | Y | Y | Y
M3NHFScheduleOfRatesCode | FM3/Burst:Repair Leaking Fitting 100Mm | FM3 - Burst:Repair Leaking Fitting 100Mm, unit of measure NO | FM3-PL111231 | Y | Y | Y | Y
M3NHFScheduleOfRatesCode | FM3/Burst:Repair Leaking Fitting 125Mm | FM3 - Burst:Repair Leaking Fitting 125Mm, unit of measure NO | FM3-PL111233 | Y | Y | Y | Y
M3NHFScheduleOfRatesCode | FM3/Burst:Repair Leaking Fitting 150Mm | FM3 - Burst:Repair Leaking Fitting 150Mm, unit of measure NO | FM3-PL111235 | Y | Y | Y | Y
M3NHFScheduleOfRatesCode | FM3/Burst:Repair To Lead Pipe | FM3 - Burst:Repair To Lead Pipe, unit of measure NO | FM3-PL111237 | Y | Y | Y | Y
M3NHFScheduleOfRatesCode | FM3/Burst:Repair Burst Pipe Ne 28Mm - Freezer Kit | FM3 - Burst:Repair Burst Pipe Ne 28Mm - Freezer Kit, unit of measure NO | FM3-PL111301 | Y | Y | Y | Y | Y
M3NHFScheduleOfRatesCode | FM3/Burst:Repair Burst Pipe Ne 50Mm - Freezer Kit | FM3 - Burst:Repair Burst Pipe Ne 50Mm - Freezer Kit, unit of measure NO | FM3-PL111303 | Y | Y | Y | Y | Y
M3NHFScheduleOfRatesCode | FM3/Insulation:Remove Existing From Pipe | FM3 - Insulation:Remove Existing From Pipe, unit of measure LM | FM3-PL120101 | Y | Y | Y | Y | Y
M3NHFScheduleOfRatesCode | FM3/Insulation:Renew Upto 22Mm Pipe | FM3 - Insulation:Renew Upto 22Mm Pipe, unit of measure LM | FM3-PL120103 | Y | Y | Y | Y | Y
M3NHFScheduleOfRatesCode | FM3/Insulation:Renew To 28Mm Pipe | FM3 - Insulation:Renew To 28Mm Pipe, unit of measure LM | FM3-PL120105 | Y | Y | Y | Y | Y
M3NHFScheduleOfRatesCode | FM3/Insulation:Renew To 35Mm Pipe | FM3 - Insulation:Renew To 35Mm Pipe, unit of measure LM | FM3-PL120107 | Y | Y | Y | Y | Y
M3NHFScheduleOfRatesCode | FM3/Insulation:Renew To 42Mm Pipe | FM3 - Insulation:Renew To 42Mm Pipe, unit of measure LM | FM3-PL120109 | Y | Y | Y | Y | Y
M3NHFScheduleOfRatesCode | FM3/Insulation:Renew To 54Mm Pipe | FM3 - Insulation:Renew To 54Mm Pipe, unit of measure LM | FM3-PL120111 | Y | Y | Y | Y | Y
M3NHFScheduleOfRatesCode | FM3/Insulation:Renew To 65Mm Pipe | FM3 - Insulation:Renew To 65Mm Pipe, unit of measure LM | FM3-PL120113 | Y | Y | Y | Y
M3NHFScheduleOfRatesCode | FM3/Insulation:Renew To 80Mm Pipe | FM3 - Insulation:Renew To 80Mm Pipe, unit of measure LM | FM3-PL120115 | Y | Y | Y | Y
M3NHFScheduleOfRatesCode | FM3/Insulation:Renew To 100Mm Pipe | FM3 - Insulation:Renew To 100Mm Pipe, unit of measure LM | FM3-PL120117 | Y | Y | Y | Y
M3NHFScheduleOfRatesCode | FM3/Insulation:Renew To 125Mm Pipe | FM3 - Insulation:Renew To 125Mm Pipe, unit of measure LM | FM3-PL120119 | Y | Y | Y | Y
M3NHFScheduleOfRatesCode | FM3/Insulation:Renew To 150Mm Pipe | FM3 - Insulation:Renew To 150Mm Pipe, unit of measure LM | FM3-PL120121 | Y | Y | Y | Y
M3NHFScheduleOfRatesCode | FM3/Stopcock:Renew 15Mm Diameter | FM3 - Stopcock:Renew 15Mm Diameter, unit of measure NO | FM3-PL130101 | Y | Y | Y | Y | Y
M3NHFScheduleOfRatesCode | FM3/Stopcock:Renew 20Mm Diameter | FM3 - Stopcock:Renew 20Mm Diameter, unit of measure NO | FM3-PL130103 | Y | Y | Y | Y | Y
M3NHFScheduleOfRatesCode | FM3/Stopcock:Renew 22Mm Diameter | FM3 - Stopcock:Renew 22Mm Diameter, unit of measure NO | FM3-PL130105 | Y | Y | Y | Y | Y
M3NHFScheduleOfRatesCode | FM3/Stopcock:Renew 25Mm Diameter | FM3 - Stopcock:Renew 25Mm Diameter, unit of measure NO | FM3-PL130107 | Y | Y | Y | Y | Y
M3NHFScheduleOfRatesCode | FM3/Stopcock:Renew 28Mm Diameter | FM3 - Stopcock:Renew 28Mm Diameter, unit of measure NO | FM3-PL130109 | Y | Y | Y | Y | Y
M3NHFScheduleOfRatesCode | FM3/Stopcock:Renew 32Mm Diameter | FM3 - Stopcock:Renew 32Mm Diameter, unit of measure NO | FM3-PL130111 | Y | Y | Y | Y | Y
M3NHFScheduleOfRatesCode | FM3/Stopcock:Renew 35Mm Diameter | FM3 - Stopcock:Renew 35Mm Diameter, unit of measure NO | FM3-PL130113 | Y | Y | Y | Y | Y
M3NHFScheduleOfRatesCode | FM3/Stopcock:Renew 42Mm Diameter | FM3 - Stopcock:Renew 42Mm Diameter, unit of measure NO | FM3-PL130115 | Y | Y | Y | Y | Y
M3NHFScheduleOfRatesCode | FM3/Stopcock:Renew 54Mm Diameter | FM3 - Stopcock:Renew 54Mm Diameter, unit of measure NO | FM3-PL130117 | Y | Y | Y | Y | Y
M3NHFScheduleOfRatesCode | FM3/Stopcock:Renew 65Mm Diameter | FM3 - Stopcock:Renew 65Mm Diameter, unit of measure NO | FM3-PL130119 | Y | Y | Y | Y | Y
M3NHFScheduleOfRatesCode | FM3/Stopcock:Renew 80Mm Diameter | FM3 - Stopcock:Renew 80Mm Diameter, unit of measure NO | FM3-PL130121 | Y | Y | Y | Y | Y
M3NHFScheduleOfRatesCode | FM3/Stopcock:Renew 100Mm Diameter | FM3 - Stopcock:Renew 100Mm Diameter, unit of measure NO | FM3-PL130123 | Y | Y | Y | Y
M3NHFScheduleOfRatesCode | FM3/Stopcock:Renew 125Mm Diameter | FM3 - Stopcock:Renew 125Mm Diameter, unit of measure NO | FM3-PL130125 | Y | Y | Y | Y
M3NHFScheduleOfRatesCode | FM3/Stopcock:Renew 150Mm Diameter | FM3 - Stopcock:Renew 150Mm Diameter, unit of measure NO | FM3-PL130127 | Y | Y | Y | Y
M3NHFScheduleOfRatesCode | FM3/Stop Tap:Resite And Renew With Lever | FM3 - Stop Tap:Resite And Renew With Lever, unit of measure IT | FM3-PL130129 | Y | Y | Y | Y
M3NHFScheduleOfRatesCode | FM3/Stopcock:Overhaul Any Size And Type | FM3 - Stopcock:Overhaul Any Size And Type, unit of measure NO | FM3-PL130131 | Y | Y | Y | Y
M3NHFScheduleOfRatesCode | FM3/Gatevalve:Renew 15Mm Diameter | FM3 - Gatevalve:Renew 15Mm Diameter, unit of measure NO | FM3-PL130201 | Y | Y | Y | Y | Y
M3NHFScheduleOfRatesCode | FM3/Gatevalve:Renew 22Mm Diameter | FM3 - Gatevalve:Renew 22Mm Diameter, unit of measure NO | FM3-PL130203 | Y | Y | Y | Y | Y
M3NHFScheduleOfRatesCode | FM3/Gatevalve:Renew 28Mm Diameter | FM3 - Gatevalve:Renew 28Mm Diameter, unit of measure NO | FM3-PL130205 | Y | Y | Y | Y | Y
M3NHFScheduleOfRatesCode | FM3/Gatevalve:Renew 32Mm Diameter | FM3 - Gatevalve:Renew 32Mm Diameter, unit of measure NO | FM3-PL130207 | Y | Y | Y | Y | Y
M3NHFScheduleOfRatesCode | FM3/Gatevalve:Renew 35Mm Diameter | FM3 - Gatevalve:Renew 35Mm Diameter, unit of measure NO | FM3-PL130209 | Y | Y | Y | Y | Y
M3NHFScheduleOfRatesCode | FM3/Gatevalve:Renew 42Mm Diameter | FM3 - Gatevalve:Renew 42Mm Diameter, unit of measure NO | FM3-PL130211 | Y | Y | Y | Y | Y
M3NHFScheduleOfRatesCode | FM3/Gatevalve:Renew 54Mm Diameter | FM3 - Gatevalve:Renew 54Mm Diameter, unit of measure NO | FM3-PL130213 | Y | Y | Y | Y | Y
M3NHFScheduleOfRatesCode | FM3/Gatevalve:Renew 65Mm Diameter | FM3 - Gatevalve:Renew 65Mm Diameter, unit of measure NO | FM3-PL130215 | Y | Y | Y | Y | Y
M3NHFScheduleOfRatesCode | FM3/Gatevalve:Renew 80Mm Diameter | FM3 - Gatevalve:Renew 80Mm Diameter, unit of measure NO | FM3-PL130217 | Y | Y | Y | Y
M3NHFScheduleOfRatesCode | FM3/Gatevalve:Renew 100Mm Diameter | FM3 - Gatevalve:Renew 100Mm Diameter, unit of measure NO | FM3-PL130219 | Y | Y | Y | Y
M3NHFScheduleOfRatesCode | FM3/Gatevalve:Renew 125Mm Diameter | FM3 - Gatevalve:Renew 125Mm Diameter, unit of measure NO | FM3-PL130221 | Y | Y | Y | Y
M3NHFScheduleOfRatesCode | FM3/Gatevalve:Renew 150Mm Diameter | FM3 - Gatevalve:Renew 150Mm Diameter, unit of measure NO | FM3-PL130223 | Y | Y | Y | Y
M3NHFScheduleOfRatesCode | FM3/Gatevalve:Overhaul Any Size And Type | FM3 - Gatevalve:Overhaul Any Size And Type, unit of measure NO | FM3-PL130225 | Y | Y | Y | Y
M3NHFScheduleOfRatesCode | FM3/Check Valve:Renew Or Install 15Mm Diameter | FM3 - Check Valve:Renew Or Install 15Mm Diameter, unit of measure NO | FM3-PL130301 | Y | Y | Y | Y | Y
M3NHFScheduleOfRatesCode | FM3/Check Valve:Renew Or Install 20Mm Diameter | FM3 - Check Valve:Renew Or Install 20Mm Diameter, unit of measure NO | FM3-PL130303 | Y | Y | Y | Y | Y
M3NHFScheduleOfRatesCode | FM3/Check Valve:Renew Or Install 25Mm Diameter | FM3 - Check Valve:Renew Or Install 25Mm Diameter, unit of measure NO | FM3-PL130305 | Y | Y | Y | Y | Y
M3NHFScheduleOfRatesCode | FM3/Check Valve:Renew Or Install 32Mm Diameter | FM3 - Check Valve:Renew Or Install 32Mm Diameter, unit of measure NO | FM3-PL130307 | Y | Y | Y | Y | Y
M3NHFScheduleOfRatesCode | FM3/Check Valve:Renew Or Install 40Mm Diameter | FM3 - Check Valve:Renew Or Install 40Mm Diameter, unit of measure NO | FM3-PL130309 | Y | Y | Y | Y | Y
M3NHFScheduleOfRatesCode | FM3/Check Valve:Renew Or Install 50Mm Diameter | FM3 - Check Valve:Renew Or Install 50Mm Diameter, unit of measure NO | FM3-PL130311 | Y | Y | Y | Y | Y
M3NHFScheduleOfRatesCode | FM3/Check Valve:Renew Or Install 65Mm Diameter | FM3 - Check Valve:Renew Or Install 65Mm Diameter, unit of measure NO | FM3-PL130313 | Y | Y | Y | Y | Y
M3NHFScheduleOfRatesCode | FM3/Check Valve:Renew Or Install 80Mm Diameter | FM3 - Check Valve:Renew Or Install 80Mm Diameter, unit of measure NO | FM3-PL130315 | Y | Y | Y | Y | Y
M3NHFScheduleOfRatesCode | FM3/Check Valve:Renew Or Install 100Mm Diameter | FM3 - Check Valve:Renew Or Install 100Mm Diameter, unit of measure NO | FM3-PL130317 | Y | Y | Y | Y | Y
M3NHFScheduleOfRatesCode | FM3/Check Valve:Renew Or Install 125Mm Diameter | FM3 - Check Valve:Renew Or Install 125Mm Diameter, unit of measure NO | FM3-PL130319 | Y | Y | Y | Y | Y
M3NHFScheduleOfRatesCode | FM3/Check Valve:Renew Or Install 150Mm Diameter | FM3 - Check Valve:Renew Or Install 150Mm Diameter, unit of measure NO | FM3-PL130321 | Y | Y | Y | Y
M3NHFScheduleOfRatesCode | FM3/Service Valve:Renew Or Install 15Mm | FM3 - Service Valve:Renew Or Install 15Mm, unit of measure NO | FM3-PL130323 | Y | Y | Y | Y
M3NHFScheduleOfRatesCode | FM3/Service Valve:Renew Or Install 22Mm | FM3 - Service Valve:Renew Or Install 22Mm, unit of measure NO | FM3-PL130325 | Y | Y | Y | Y
M3NHFScheduleOfRatesCode | FM3/Service Valve:Renew Or Install 25Mm | FM3 - Service Valve:Renew Or Install 25Mm, unit of measure NO | FM3-PL130327 | Y | Y | Y | Y
M3NHFScheduleOfRatesCode | FM3/Service Valve:Overhaul Any Size Or Type | FM3 - Service Valve:Overhaul Any Size Or Type, unit of measure NO | FM3-PL130329 | Y | Y | Y | Y
M3NHFScheduleOfRatesCode | FM3/Ballofix Valve:Renew Or Install 15Mm | FM3 - Ballofix Valve:Renew Or Install 15Mm, unit of measure NO | FM3-PL130401 | Y | Y | Y | Y | Y
M3NHFScheduleOfRatesCode | FM3/Ballofix Valve:Renew Or Install 22Mm | FM3 - Ballofix Valve:Renew Or Install 22Mm, unit of measure NO | FM3-PL130403 | Y | Y | Y | Y | Y
M3NHFScheduleOfRatesCode | FM3/Ballofix Valve:Renew Or Install 28Mm | FM3 - Ballofix Valve:Renew Or Install 28Mm, unit of measure NO | FM3-PL130405 | Y | Y | Y | Y | Y
M3NHFScheduleOfRatesCode | FM3/Draincock:Renew Ne 19Mm Drain Cock | FM3 - Draincock:Renew Ne 19Mm Drain Cock, unit of measure NO | FM3-PL130501 | Y | Y | Y | Y | Y
M3NHFScheduleOfRatesCode | FM3/Draincock:Renew Ne 22Mm Draincock | FM3 - Draincock:Renew Ne 22Mm Draincock, unit of measure NO | FM3-PL130503 | Y
M3NHFScheduleOfRatesCode | FM3/Bibcock:Renew 20Mm | FM3 - Bibcock:Renew 20Mm, unit of measure NO | FM3-PL130601 | Y | Y | Y | Y | Y
M3NHFScheduleOfRatesCode | FM3/Draw Off Cock:Renew 15Mm | FM3 - Draw Off Cock:Renew 15Mm, unit of measure NO | FM3-PL130603 | Y | Y | Y | Y | Y
M3NHFScheduleOfRatesCode | FM3/Draw Off Cock:Renew 20Mm | FM3 - Draw Off Cock:Renew 20Mm, unit of measure NO | FM3-PL130605 | Y | Y | Y | Y | Y
M3NHFScheduleOfRatesCode | FM3/Draw Off Cock:Renew 15Mm With Hose Union | FM3 - Draw Off Cock:Renew 15Mm With Hose Union, unit of measure NO | FM3-PL130609 | Y | Y | Y | Y | Y
M3NHFScheduleOfRatesCode | FM3/Draw Off Cock:Renew 20Mm With Hose Union | FM3 - Draw Off Cock:Renew 20Mm With Hose Union, unit of measure NO | FM3-PL130611 | Y | Y | Y | Y | Y
M3NHFScheduleOfRatesCode | FM3/Plug Valve:Renew 15Mm Screwed | FM3 - Plug Valve:Renew 15Mm Screwed, unit of measure NO | FM3-PL130701 | Y | Y | Y | Y | Y
M3NHFScheduleOfRatesCode | FM3/Plug Valve:Renew 20Mm Screwed | FM3 - Plug Valve:Renew 20Mm Screwed, unit of measure NO | FM3-PL130703 | Y | Y | Y | Y | Y
M3NHFScheduleOfRatesCode | FM3/Plug Valve:Renew 25Mm Screwed | FM3 - Plug Valve:Renew 25Mm Screwed, unit of measure NO | FM3-PL130705 | Y | Y | Y | Y | Y
M3NHFScheduleOfRatesCode | FM3/Plug Valve:Renew 32Mm Screwed | FM3 - Plug Valve:Renew 32Mm Screwed, unit of measure NO | FM3-PL130707 | Y | Y | Y | Y | Y
M3NHFScheduleOfRatesCode | FM3/Plug Valve:Renew 40Mm Screwed | FM3 - Plug Valve:Renew 40Mm Screwed, unit of measure NO | FM3-PL130709 | Y | Y | Y | Y | Y
M3NHFScheduleOfRatesCode | FM3/Plug Valve:Renew 65Mm Screwed | FM3 - Plug Valve:Renew 65Mm Screwed, unit of measure NO | FM3-PL130711 | Y | Y | Y | Y
M3NHFScheduleOfRatesCode | FM3/Plug Valve:Renew 80Mm Screwed | FM3 - Plug Valve:Renew 80Mm Screwed, unit of measure NO | FM3-PL130713 | Y | Y | Y | Y
M3NHFScheduleOfRatesCode | FM3/Plug Valve:Renew 100Mm Screwed | FM3 - Plug Valve:Renew 100Mm Screwed, unit of measure NO | FM3-PL130715 | Y | Y | Y | Y
M3NHFScheduleOfRatesCode | FM3/Plug Valve:Renew 125Mm Screwed | FM3 - Plug Valve:Renew 125Mm Screwed, unit of measure NO | FM3-PL130717 | Y | Y | Y | Y
M3NHFScheduleOfRatesCode | FM3/Plug Valve:Renew 150Mm Screwed | FM3 - Plug Valve:Renew 150Mm Screwed, unit of measure NO | FM3-PL130719 | Y | Y | Y | Y
M3NHFScheduleOfRatesCode | FM3/Gas Valve:Renew 15Mm | FM3 - Gas Valve:Renew 15Mm, unit of measure NO | FM3-PL130801 | Y | Y | Y | Y | Y
M3NHFScheduleOfRatesCode | FM3/Gas Valve:Renew Ne 25Mm | FM3 - Gas Valve:Renew Ne 25Mm, unit of measure NO | FM3-PL130803 | Y | Y | Y | Y | Y
M3NHFScheduleOfRatesCode | FM3/Gas Valve:Renew Ne 40Mm | FM3 - Gas Valve:Renew Ne 40Mm, unit of measure NO | FM3-PL130805 | Y | Y | Y | Y | Y
M3NHFScheduleOfRatesCode | FM3/Gas Valve:Renew 50Mm | FM3 - Gas Valve:Renew 50Mm, unit of measure NO | FM3-PL130807 | Y | Y | Y | Y | Y
M3NHFScheduleOfRatesCode | FM3/Gas Valve:Renew 65Mm | FM3 - Gas Valve:Renew 65Mm, unit of measure NO | FM3-PL130809 | Y | Y | Y | Y
M3NHFScheduleOfRatesCode | FM3/Gas Valve:Renew 80Mm | FM3 - Gas Valve:Renew 80Mm, unit of measure NO | FM3-PL130811 | Y | Y | Y | Y
M3NHFScheduleOfRatesCode | FM3/Gas Valve:Renew 100Mm | FM3 - Gas Valve:Renew 100Mm, unit of measure NO | FM3-PL130813 | Y | Y | Y | Y
M3NHFScheduleOfRatesCode | FM3/Gas Valve:Renew 125Mm | FM3 - Gas Valve:Renew 125Mm, unit of measure NO | FM3-PL130815 | Y | Y | Y | Y
M3NHFScheduleOfRatesCode | FM3/Gas Valve:Renew 150Mm | FM3 - Gas Valve:Renew 150Mm, unit of measure NO | FM3-PL130817 | Y | Y | Y | Y
M3NHFScheduleOfRatesCode | FM3/Globe Valve:Renew 15Mm | FM3 - Globe Valve:Renew 15Mm, unit of measure NO | FM3-PL130901 | Y | Y | Y | Y | Y
M3NHFScheduleOfRatesCode | FM3/Globe Valve:Renew 20Mm | FM3 - Globe Valve:Renew 20Mm, unit of measure NO | FM3-PL130903 | Y | Y | Y | Y | Y
M3NHFScheduleOfRatesCode | FM3/Globe Valve:Renew 25Mm | FM3 - Globe Valve:Renew 25Mm, unit of measure NO | FM3-PL130905 | Y | Y | Y | Y | Y
M3NHFScheduleOfRatesCode | FM3/Globe Valve:Renew 32Mm | FM3 - Globe Valve:Renew 32Mm, unit of measure NO | FM3-PL130907 | Y | Y | Y | Y | Y
M3NHFScheduleOfRatesCode | FM3/Globe Valve:Renew 40Mm | FM3 - Globe Valve:Renew 40Mm, unit of measure NO | FM3-PL130909 | Y | Y | Y | Y | Y
M3NHFScheduleOfRatesCode | FM3/Globe Valve:Renew 50Mm | FM3 - Globe Valve:Renew 50Mm, unit of measure NO | FM3-PL130911 | Y | Y | Y | Y | Y
M3NHFScheduleOfRatesCode | FM3/Globe Valve:Renew 65Mm | FM3 - Globe Valve:Renew 65Mm, unit of measure NO | FM3-PL130913 | Y | Y | Y | Y
M3NHFScheduleOfRatesCode | FM3/Globe Valve:Renew 80Mm | FM3 - Globe Valve:Renew 80Mm, unit of measure NO | FM3-PL130915 | Y | Y | Y | Y
M3NHFScheduleOfRatesCode | FM3/Globe Valve:Renew 100Mm | FM3 - Globe Valve:Renew 100Mm, unit of measure NO | FM3-PL130917 | Y | Y | Y | Y
M3NHFScheduleOfRatesCode | FM3/Globe Valve:Renew 125Mm | FM3 - Globe Valve:Renew 125Mm, unit of measure NO | FM3-PL130919 | Y | Y | Y | Y
M3NHFScheduleOfRatesCode | FM3/Globe Valve:Renew 150Mm | FM3 - Globe Valve:Renew 150Mm, unit of measure NO | FM3-PL130921 | Y | Y | Y | Y
M3NHFScheduleOfRatesCode | FM3/Commissioning Valve:Renew 15Mm | FM3 - Commissioning Valve:Renew 15Mm, unit of measure NO | FM3-PL131101 | Y | Y | Y | Y | Y
M3NHFScheduleOfRatesCode | FM3/Commissioning Valve:Renew 20Mm | FM3 - Commissioning Valve:Renew 20Mm, unit of measure NO | FM3-PL131103 | Y | Y | Y | Y | Y
M3NHFScheduleOfRatesCode | FM3/Commissioning Valve:Renew 25Mm | FM3 - Commissioning Valve:Renew 25Mm, unit of measure NO | FM3-PL131105 | Y | Y | Y | Y | Y
M3NHFScheduleOfRatesCode | FM3/Commissioning Valve:Renew 32Mm | FM3 - Commissioning Valve:Renew 32Mm, unit of measure NO | FM3-PL131107 | Y | Y | Y | Y | Y
M3NHFScheduleOfRatesCode | FM3/Commissioning Valve:Renew 40Mm | FM3 - Commissioning Valve:Renew 40Mm, unit of measure NO | FM3-PL131109 | Y | Y | Y | Y | Y
M3NHFScheduleOfRatesCode | FM3/Commissioning Valve:Renew 50Mm | FM3 - Commissioning Valve:Renew 50Mm, unit of measure NO | FM3-PL131111 | Y | Y | Y | Y | Y
M3NHFScheduleOfRatesCode | FM3/Commissioning Valve:Renew 65Mm | FM3 - Commissioning Valve:Renew 65Mm, unit of measure NO | FM3-PL131113 | Y | Y | Y | Y
M3NHFScheduleOfRatesCode | FM3/Commissioning Valve:Renew 80Mm | FM3 - Commissioning Valve:Renew 80Mm, unit of measure NO | FM3-PL131115 | Y | Y | Y | Y
M3NHFScheduleOfRatesCode | FM3/Commissioning Valve:Renew 100Mm | FM3 - Commissioning Valve:Renew 100Mm, unit of measure NO | FM3-PL131117 | Y | Y | Y | Y
M3NHFScheduleOfRatesCode | FM3/Commissioning Valve:Renew 125Mm | FM3 - Commissioning Valve:Renew 125Mm, unit of measure NO | FM3-PL131119 | Y | Y | Y | Y
M3NHFScheduleOfRatesCode | FM3/Commissioning Valve:Renew 150Mm | FM3 - Commissioning Valve:Renew 150Mm, unit of measure NO | FM3-PL131121 | Y | Y | Y | Y
M3NHFScheduleOfRatesCode | FM3/Safety/Relief Valve:Renew 15Mm | FM3 - Safety/Relief Valve:Renew 15Mm, unit of measure NO | FM3-PL131201 | Y | Y | Y | Y | Y
M3NHFScheduleOfRatesCode | FM3/Safety/Relief Valve:Renew 20Mm | FM3 - Safety/Relief Valve:Renew 20Mm, unit of measure NO | FM3-PL131203 | Y | Y | Y | Y | Y
M3NHFScheduleOfRatesCode | FM3/Safety/Relief Valve:Renew 25Mm | FM3 - Safety/Relief Valve:Renew 25Mm, unit of measure NO | FM3-PL131205 | Y | Y | Y | Y | Y
M3NHFScheduleOfRatesCode | FM3/Safety/Relief Valve:Renew 32Mm | FM3 - Safety/Relief Valve:Renew 32Mm, unit of measure NO | FM3-PL131207 | Y | Y | Y | Y | Y
M3NHFScheduleOfRatesCode | FM3/Safety/Relief Valve:Renew 40Mm | FM3 - Safety/Relief Valve:Renew 40Mm, unit of measure NO | FM3-PL131209 | Y | Y | Y | Y | Y
M3NHFScheduleOfRatesCode | FM3/Safety/Relief Valve:Renew 50Mm | FM3 - Safety/Relief Valve:Renew 50Mm, unit of measure NO | FM3-PL131211 | Y | Y | Y | Y | Y
M3NHFScheduleOfRatesCode | FM3/Safety/Relief Valve:Renew 65Mm | FM3 - Safety/Relief Valve:Renew 65Mm, unit of measure NO | FM3-PL131213 | Y | Y | Y | Y
M3NHFScheduleOfRatesCode | FM3/Safety/Relief Valve:Renew 80Mm | FM3 - Safety/Relief Valve:Renew 80Mm, unit of measure NO | FM3-PL131215 | Y | Y | Y | Y
M3NHFScheduleOfRatesCode | FM3/Safety/Relief Valve:Renew 100Mm | FM3 - Safety/Relief Valve:Renew 100Mm, unit of measure NO | FM3-PL131217 | Y | Y | Y | Y
M3NHFScheduleOfRatesCode | FM3/Safety/Relief Valve:Renew 125Mm | FM3 - Safety/Relief Valve:Renew 125Mm, unit of measure NO | FM3-PL131219 | Y | Y | Y | Y
M3NHFScheduleOfRatesCode | FM3/Safety/Relief Valve:Renew 150Mm | FM3 - Safety/Relief Valve:Renew 150Mm, unit of measure NO | FM3-PL131221 | Y | Y | Y | Y
M3NHFScheduleOfRatesCode | FM3/Pressure Reducing Valve:Renew 15Mm | FM3 - Pressure Reducing Valve:Renew 15Mm, unit of measure NO | FM3-PL131301 | Y | Y | Y | Y | Y
M3NHFScheduleOfRatesCode | FM3/Pressure Reducing Valve:Renew 20Mm | FM3 - Pressure Reducing Valve:Renew 20Mm, unit of measure NO | FM3-PL131303 | Y | Y | Y | Y | Y
M3NHFScheduleOfRatesCode | FM3/Pressure Reducing Valve:Renew 25Mm | FM3 - Pressure Reducing Valve:Renew 25Mm, unit of measure NO | FM3-PL131305 | Y | Y | Y | Y | Y
M3NHFScheduleOfRatesCode | FM3/Pressure Reducing Valve:Renew 32Mm | FM3 - Pressure Reducing Valve:Renew 32Mm, unit of measure NO | FM3-PL131307 | Y | Y | Y | Y | Y
M3NHFScheduleOfRatesCode | FM3/Pressure Reducing Valve:Renew 40Mm | FM3 - Pressure Reducing Valve:Renew 40Mm, unit of measure NO | FM3-PL131309 | Y | Y | Y | Y | Y
M3NHFScheduleOfRatesCode | FM3/Pressure Reducing Valve:Renew 50Mm | FM3 - Pressure Reducing Valve:Renew 50Mm, unit of measure NO | FM3-PL131311 | Y | Y | Y | Y | Y
M3NHFScheduleOfRatesCode | FM3/Pressure Reducing Valve:Renew 65Mm | FM3 - Pressure Reducing Valve:Renew 65Mm, unit of measure NO | FM3-PL131313 | Y | Y | Y | Y
M3NHFScheduleOfRatesCode | FM3/Pressure Reducing Valve:Renew 80Mm | FM3 - Pressure Reducing Valve:Renew 80Mm, unit of measure NO | FM3-PL131315 | Y | Y | Y | Y
M3NHFScheduleOfRatesCode | FM3/Pressure Reducing Valve:Renew 100Mm | FM3 - Pressure Reducing Valve:Renew 100Mm, unit of measure NO | FM3-PL131317 | Y | Y | Y | Y
M3NHFScheduleOfRatesCode | FM3/Pressure Reducing Valve:Renew 125Mm | FM3 - Pressure Reducing Valve:Renew 125Mm, unit of measure NO | FM3-PL131319 | Y | Y | Y | Y
M3NHFScheduleOfRatesCode | FM3/Pressure Reducing Valve:Renew 150Mm | FM3 - Pressure Reducing Valve:Renew 150Mm, unit of measure NO | FM3-PL131321 | Y | Y | Y | Y
M3NHFScheduleOfRatesCode | FM3/Air Valve:Renew 15Mm 7 Bar 93 Deg | FM3 - Air Valve:Renew 15Mm 7 Bar 93 Deg, unit of measure NO | FM3-PL131401 | Y | Y | Y | Y | Y
M3NHFScheduleOfRatesCode | FM3/Air Valve:Renew 15Mm 7 Bar 149 Deg | FM3 - Air Valve:Renew 15Mm 7 Bar 149 Deg, unit of measure NO | FM3-PL131403 | Y | Y | Y | Y | Y
M3NHFScheduleOfRatesCode | FM3/Air Valve:Renew 15Mm 17 Bar 204 Deg | FM3 - Air Valve:Renew 15Mm 17 Bar 204 Deg, unit of measure NO | FM3-PL131405 | Y | Y | Y | Y | Y
M3NHFScheduleOfRatesCode | FM3/Air Valve:Renew 15Mm - Isolating Valve | FM3 - Air Valve:Renew 15Mm - Isolating Valve, unit of measure NO | FM3-PL131407 | Y | Y | Y | Y | Y
M3NHFScheduleOfRatesCode | FM3/Non Backflow Valve:Renew 15Mm | FM3 - Non Backflow Valve:Renew 15Mm, unit of measure NO | FM3-PL131501 | Y | Y | Y | Y | Y
M3NHFScheduleOfRatesCode | FM3/Non Backflow Valve:Renew 20Mm | FM3 - Non Backflow Valve:Renew 20Mm, unit of measure NO | FM3-PL131503 | Y | Y | Y | Y | Y
M3NHFScheduleOfRatesCode | FM3/Non Backflow Valve:Renew 25Mm | FM3 - Non Backflow Valve:Renew 25Mm, unit of measure NO | FM3-PL131505 | Y | Y | Y | Y | Y
M3NHFScheduleOfRatesCode | FM3/Non Backflow Valve:Renew 32Mm | FM3 - Non Backflow Valve:Renew 32Mm, unit of measure NO | FM3-PL131507 | Y | Y | Y | Y | Y
M3NHFScheduleOfRatesCode | FM3/Non Backflow Valve:Renew 40Mm | FM3 - Non Backflow Valve:Renew 40Mm, unit of measure NO | FM3-PL131509 | Y | Y | Y | Y | Y
M3NHFScheduleOfRatesCode | FM3/Non Backflow Valve:Renew 50Mm | FM3 - Non Backflow Valve:Renew 50Mm, unit of measure NO | FM3-PL131511 | Y | Y | Y | Y | Y
M3NHFScheduleOfRatesCode | FM3/Non Backflow Valve:Renew 65Mm | FM3 - Non Backflow Valve:Renew 65Mm, unit of measure NO | FM3-PL131513 | Y | Y | Y | Y
M3NHFScheduleOfRatesCode | FM3/Non Backflow Valve:Renew 80Mm | FM3 - Non Backflow Valve:Renew 80Mm, unit of measure NO | FM3-PL131515 | Y | Y | Y | Y
M3NHFScheduleOfRatesCode | FM3/Non Backflow Valve:Renew 100Mm | FM3 - Non Backflow Valve:Renew 100Mm, unit of measure NO | FM3-PL131517 | Y | Y | Y | Y
M3NHFScheduleOfRatesCode | FM3/Non Backflow Valve:Renew 125Mm | FM3 - Non Backflow Valve:Renew 125Mm, unit of measure NO | FM3-PL131519 | Y | Y | Y | Y
M3NHFScheduleOfRatesCode | FM3/Non Backflow Valve:Renew 150Mm | FM3 - Non Backflow Valve:Renew 150Mm, unit of measure NO | FM3-PL131521 | Y | Y | Y | Y
M3NHFScheduleOfRatesCode | FM3/Water Switch:Install 15Mm Direct | FM3 - Water Switch:Install 15Mm Direct, unit of measure NO | FM3-PL131601 | Y | Y | Y | Y | Y
M3NHFScheduleOfRatesCode | FM3/Water Switch:Install 22Mm Direct | FM3 - Water Switch:Install 22Mm Direct, unit of measure NO | FM3-PL131603 | Y | Y | Y | Y | Y
M3NHFScheduleOfRatesCode | FM3/Water Switch:Install 15Mm Remote | FM3 - Water Switch:Install 15Mm Remote, unit of measure NO | FM3-PL131605 | Y | Y | Y | Y | Y
M3NHFScheduleOfRatesCode | FM3/Water Switch:Install 22Mm Remote | FM3 - Water Switch:Install 22Mm Remote, unit of measure NO | FM3-PL131607 | Y | Y | Y | Y | Y
M3NHFScheduleOfRatesCode | FM3/Water Switch:Install 15Mm Remote 2M Ext | FM3 - Water Switch:Install 15Mm Remote 2M Ext, unit of measure NO | FM3-PL131609 | Y | Y | Y | Y | Y
M3NHFScheduleOfRatesCode | FM3/Water Switch:Install 22Mm Remote 2M Ext | FM3 - Water Switch:Install 22Mm Remote 2M Ext, unit of measure NO | FM3-PL131611 | Y | Y | Y | Y | Y
M3NHFScheduleOfRatesCode | FM3/Stand Pipe:Renew Ne 50Mm Single Outlet | FM3 - Stand Pipe:Renew Ne 50Mm Single Outlet, unit of measure NO | FM3-PL140101 | Y | Y | Y | Y | Y
M3NHFScheduleOfRatesCode | FM3/Stand Pipe:Renew Ne 50Mm Double Outlet | FM3 - Stand Pipe:Renew Ne 50Mm Double Outlet, unit of measure NO | FM3-PL140103 | Y | Y | Y | Y | Y
M3NHFScheduleOfRatesCode | FM3/Tank:Renew With Ne 113Ltr Plastic | FM3 - Tank:Renew With Ne 113Ltr Plastic, unit of measure IT | FM3-PL150101 | Y | Y | Y | Y | Y
M3NHFScheduleOfRatesCode | FM3/Tank:Renew With Ne 227Ltr Plastic | FM3 - Tank:Renew With Ne 227Ltr Plastic, unit of measure IT | FM3-PL150103 | Y | Y | Y | Y | Y
M3NHFScheduleOfRatesCode | FM3/Tank:Renew 18 Litre Feed And Expansion | FM3 - Tank:Renew 18 Litre Feed And Expansion, unit of measure NO | FM3-PL150201 | Y | Y | Y | Y | Y
M3NHFScheduleOfRatesCode | FM3/Tank:Renew 15Mm Ballvalve | FM3 - Tank:Renew 15Mm Ballvalve, unit of measure NO | FM3-PL150301 | Y | Y | Y | Y | Y
M3NHFScheduleOfRatesCode | FM3/Tank:Renew 22Mm Ballvalve | FM3 - Tank:Renew 22Mm Ballvalve, unit of measure NO | FM3-PL150303 | Y | Y | Y | Y | Y
M3NHFScheduleOfRatesCode | FM3/Tank:Renew 28Mm Ballvalve | FM3 - Tank:Renew 28Mm Ballvalve, unit of measure NO | FM3-PL150305 | Y | Y | Y | Y | Y
M3NHFScheduleOfRatesCode | FM3/Tank:Repair Leak To Tank Or Fitting | FM3 - Tank:Repair Leak To Tank Or Fitting, unit of measure NO | FM3-PL150307 | Y | Y | Y | Y | Y
M3NHFScheduleOfRatesCode | FM3/Tank:Drain Clean Out And Refill Cwst Tank | FM3 - Tank:Drain Clean Out And Refill Cwst Tank, unit of measure NO | FM3-PL150309 | Y | Y | Y | Y | Y
M3NHFScheduleOfRatesCode | FM3/Tank:Drain Clean Out Refill Feed And Expansion | FM3 - Tank:Drain Clean Out Refill Feed And Expansion, unit of measure NO | FM3-PL150311 | Y | Y | Y | Y | Y
M3NHFScheduleOfRatesCode | FM3/Tank:Repair Ballvalve And Float | FM3 - Tank:Repair Ballvalve And Float, unit of measure NO | FM3-PL150313 | Y | Y | Y | Y | Y
M3NHFScheduleOfRatesCode | FM3/Tank:Renew 19Mm Overflow | FM3 - Tank:Renew 19Mm Overflow, unit of measure IT | FM3-PL150315 | Y | Y | Y | Y | Y
M3NHFScheduleOfRatesCode | FM3/Tank:Renew 25Mm Overflow | FM3 - Tank:Renew 25Mm Overflow, unit of measure IT | FM3-PL150317 | Y | Y | Y | Y | Y
M3NHFScheduleOfRatesCode | FM3/Tank:Recoat Ne 454 Litre | FM3 - Tank:Recoat Ne 454 Litre, unit of measure NO | FM3-PL150321 | Y | Y | Y | Y | Y
M3NHFScheduleOfRatesCode | FM3/Tank:Recoat Ne 2273 Litre | FM3 - Tank:Recoat Ne 2273 Litre, unit of measure NO | FM3-PL150323 | Y | Y | Y | Y | Y
M3NHFScheduleOfRatesCode | FM3/Tank:Recoat Ne 4546 Litre | FM3 - Tank:Recoat Ne 4546 Litre, unit of measure NO | FM3-PL150325 | Y | Y | Y | Y | Y
M3NHFScheduleOfRatesCode | FM3/Tank:Renew Lid To Ne 18 Litre Feed And Expansion | FM3 - Tank:Renew Lid To Ne 18 Litre Feed And Expansion, unit of measure IT | FM3-PL150327 | Y | Y | Y | Y | Y
M3NHFScheduleOfRatesCode | FM3/Tank:Renew Lid To Ne 113 Litre Cwst Tank | FM3 - Tank:Renew Lid To Ne 113 Litre Cwst Tank, unit of measure IT | FM3-PL150329 | Y | Y | Y | Y | Y
M3NHFScheduleOfRatesCode | FM3/Tank:Renew Lid To 227 Litre Cwst Tank | FM3 - Tank:Renew Lid To 227 Litre Cwst Tank, unit of measure IT | FM3-PL150331 | Y | Y | Y | Y | Y
M3NHFScheduleOfRatesCode | FM3/Tank:Inspection For Compliance | FM3 - Tank:Inspection For Compliance, unit of measure IT | FM3-PL150333 | Y
M3NHFScheduleOfRatesCode | FM3/Tank:Overhaul | FM3 - Tank:Overhaul, unit of measure IT | FM3-PL150335 | Y
M3NHFScheduleOfRatesCode | FM3/Tank:Renew Insulation To Ne 113 Litre | FM3 - Tank:Renew Insulation To Ne 113 Litre, unit of measure NO | FM3-PL150401 | Y | Y | Y | Y | Y
M3NHFScheduleOfRatesCode | FM3/Tank:Renew Insulation To Ne 227 Litre | FM3 - Tank:Renew Insulation To Ne 227 Litre, unit of measure NO | FM3-PL150403 | Y | Y | Y | Y | Y
M3NHFScheduleOfRatesCode | FM3/Tank:Renew Insulation To Feed And Expansion | FM3 - Tank:Renew Insulation To Feed And Expansion, unit of measure NO | FM3-PL150405 | Y | Y | Y | Y | Y
M3NHFScheduleOfRatesCode | FM3/Tank:Remove, Set Aside, Refix Insulation | FM3 - Tank:Remove, Set Aside, Refix Insulation, unit of measure NO | FM3-PL150406 | Y
M3NHFScheduleOfRatesCode | FM3/Tank:Renew Insulation Ne 709 Litre | FM3 - Tank:Renew Insulation Ne 709 Litre, unit of measure NO | FM3-PL150407 | Y | Y | Y | Y | Y
M3NHFScheduleOfRatesCode | FM3/Tank:Renew Insulation Ne 3364 Litre | FM3 - Tank:Renew Insulation Ne 3364 Litre, unit of measure NO | FM3-PL150409 | Y | Y | Y | Y | Y
M3NHFScheduleOfRatesCode | FM3/Cylinder:Renew Direct Insulated New Heater | FM3 - Cylinder:Renew Direct Insulated New Heater, unit of measure NO | FM3-PL160101 | Y | Y | Y | Y | Y
M3NHFScheduleOfRatesCode | FM3/Cylinder:Renew Direct Insulated Refix Heater | FM3 - Cylinder:Renew Direct Insulated Refix Heater, unit of measure NO | FM3-PL160103 | Y | Y | Y | Y | Y
M3NHFScheduleOfRatesCode | FM3/Cylinder:Renew Indirect Insulated New Heater | FM3 - Cylinder:Renew Indirect Insulated New Heater, unit of measure NO | FM3-PL160201 | Y | Y | Y | Y | Y
M3NHFScheduleOfRatesCode | FM3/Cylinder:Renew Indirect Insulated Refix Heater | FM3 - Cylinder:Renew Indirect Insulated Refix Heater, unit of measure NO | FM3-PL160203 | Y | Y | Y | Y | Y
M3NHFScheduleOfRatesCode | FM3/Cylinder:Renew Fortic Direct New Heater | FM3 - Cylinder:Renew Fortic Direct New Heater, unit of measure NO | FM3-PL160301 | Y | Y | Y | Y | Y
M3NHFScheduleOfRatesCode | FM3/Cylinder:Renew Fortic Direct Refix Heater | FM3 - Cylinder:Renew Fortic Direct Refix Heater, unit of measure NO | FM3-PL160303 | Y | Y | Y | Y | Y
M3NHFScheduleOfRatesCode | FM3/Cylinder:Renew Fortic Indirect New Heater | FM3 - Cylinder:Renew Fortic Indirect New Heater, unit of measure NO | FM3-PL160401 | Y | Y | Y | Y | Y
M3NHFScheduleOfRatesCode | FM3/Cylinder:Renew Fortic Indirect Refix Heater | FM3 - Cylinder:Renew Fortic Indirect Refix Heater, unit of measure NO | FM3-PL160403 | Y | Y | Y | Y | Y
M3NHFScheduleOfRatesCode | FM3/Cylinder:Renew Economy 7 New Heaters | FM3 - Cylinder:Renew Economy 7 New Heaters, unit of measure NO | FM3-PL160501 | Y | Y | Y | Y | Y
M3NHFScheduleOfRatesCode | FM3/Cylinder:Renew Economy 7 Refix Heaters | FM3 - Cylinder:Renew Economy 7 Refix Heaters, unit of measure NO | FM3-PL160503 | Y | Y | Y | Y | Y
M3NHFScheduleOfRatesCode | FM3/Cylinder:Renew Elson Tank New Heaters | FM3 - Cylinder:Renew Elson Tank New Heaters, unit of measure NO | FM3-PL160601 | Y | Y | Y | Y | Y
M3NHFScheduleOfRatesCode | FM3/Cylinder:Renew Elson Tank Refix Heaters | FM3 - Cylinder:Renew Elson Tank Refix Heaters, unit of measure NO | FM3-PL160603 | Y | Y | Y | Y | Y
M3NHFScheduleOfRatesCode | FM3/Cylinder:Renew Unvented Eco 710 Pre-Insul 190 Ltr | FM3 - Cylinder:Renew Unvented Eco 710 Pre-Insul 190 Ltr, unit of measure NO | FM3-PL160621 | Y | Y | Y | Y
M3NHFScheduleOfRatesCode | FM3/Cylinder:Renew Unvented Eco 710 Pre-Insul 210 Ltr | FM3 - Cylinder:Renew Unvented Eco 710 Pre-Insul 210 Ltr, unit of measure NO | FM3-PL160623 | Y | Y | Y | Y
M3NHFScheduleOfRatesCode | FM3/Cylinder:Renew Unvented Eco 710 Pre-Insul 250 Ltr | FM3 - Cylinder:Renew Unvented Eco 710 Pre-Insul 250 Ltr, unit of measure NO | FM3-PL160625 | Y | Y | Y | Y
M3NHFScheduleOfRatesCode | FM3/Cylinder:Renew Unvented Eco 710 Pre-Insul 300 Ltr | FM3 - Cylinder:Renew Unvented Eco 710 Pre-Insul 300 Ltr, unit of measure NO | FM3-PL160627 | Y | Y | Y | Y
M3NHFScheduleOfRatesCode | FM3/Cylinder:Renew Unvented Indirect Pre-Insul 190 Ltr | FM3 - Cylinder:Renew Unvented Indirect Pre-Insul 190 Ltr, unit of measure NO | FM3-PL160631 | Y | Y | Y | Y
M3NHFScheduleOfRatesCode | FM3/Cylinder:Renew Unvented Indirect Pre-Insul 210 Ltr | FM3 - Cylinder:Renew Unvented Indirect Pre-Insul 210 Ltr, unit of measure NO | FM3-PL160633 | Y | Y | Y | Y
M3NHFScheduleOfRatesCode | FM3/Cylinder:Renew Unvented Indirect Pre-Insul 250 Ltr | FM3 - Cylinder:Renew Unvented Indirect Pre-Insul 250 Ltr, unit of measure NO | FM3-PL160635 | Y | Y | Y | Y
M3NHFScheduleOfRatesCode | FM3/Cylinder:Renew Unvented Indirect Pre-Insul 300 Ltr | FM3 - Cylinder:Renew Unvented Indirect Pre-Insul 300 Ltr, unit of measure NO | FM3-PL160637 | Y | Y | Y | Y
M3NHFScheduleOfRatesCode | FM3/Cylinder:Renew Vented Direct Insulated 100 Ltr | FM3 - Cylinder:Renew Vented Direct Insulated 100 Ltr, unit of measure NO | FM3-PL160641 | Y | Y | Y | Y
M3NHFScheduleOfRatesCode | FM3/Cylinder:Renew Vented Direct Insulated 125 Ltr | FM3 - Cylinder:Renew Vented Direct Insulated 125 Ltr, unit of measure NO | FM3-PL160643 | Y | Y | Y | Y
M3NHFScheduleOfRatesCode | FM3/Cylinder:Renew Vented Direct Insulated 150 Ltr | FM3 - Cylinder:Renew Vented Direct Insulated 150 Ltr, unit of measure NO | FM3-PL160645 | Y | Y | Y | Y
M3NHFScheduleOfRatesCode | FM3/Cylinder:Renew Vented Direct Insulated 175 Ltr | FM3 - Cylinder:Renew Vented Direct Insulated 175 Ltr, unit of measure NO | FM3-PL160647 | Y | Y | Y | Y
M3NHFScheduleOfRatesCode | FM3/Cylinder:Renew Vented Direct Insulated 210 Ltr | FM3 - Cylinder:Renew Vented Direct Insulated 210 Ltr, unit of measure NO | FM3-PL160651 | Y | Y | Y | Y
M3NHFScheduleOfRatesCode | FM3/Cylinder:Renew Vented Direct Insulated 250 Ltr | FM3 - Cylinder:Renew Vented Direct Insulated 250 Ltr, unit of measure NO | FM3-PL160653 | Y | Y | Y | Y
M3NHFScheduleOfRatesCode | FM3/Cylinder:Renew Unvented Direct Insulated 100 Ltr | FM3 - Cylinder:Renew Unvented Direct Insulated 100 Ltr, unit of measure NO | FM3-PL160671 | Y | Y | Y | Y
M3NHFScheduleOfRatesCode | FM3/Cylinder:Renew Unvented Direct Insulated 125 Ltr | FM3 - Cylinder:Renew Unvented Direct Insulated 125 Ltr, unit of measure NO | FM3-PL160673 | Y | Y | Y | Y
M3NHFScheduleOfRatesCode | FM3/Cylinder:Renew Unvented Direct Insulated 150 Ltr | FM3 - Cylinder:Renew Unvented Direct Insulated 150 Ltr, unit of measure NO | FM3-PL160675 | Y | Y | Y | Y
M3NHFScheduleOfRatesCode | FM3/Cylinder:Renew Unvented Direct Pre-Insul 175 Ltr | FM3 - Cylinder:Renew Unvented Direct Pre-Insul 175 Ltr, unit of measure NO | FM3-PL160677 | Y | Y | Y | Y
M3NHFScheduleOfRatesCode | FM3/Cylinder:Renew Unvented Direct Pre-Insul 210 Ltr | FM3 - Cylinder:Renew Unvented Direct Pre-Insul 210 Ltr, unit of measure NO | FM3-PL160679 | Y | Y | Y | Y
M3NHFScheduleOfRatesCode | FM3/Cylinder:Renew Unvented Direct Pre-Insul 250 Ltr | FM3 - Cylinder:Renew Unvented Direct Pre-Insul 250 Ltr, unit of measure NO | FM3-PL160681 | Y | Y | Y | Y
M3NHFScheduleOfRatesCode | FM3/Cylinder:Drain Descale Flush Out | FM3 - Cylinder:Drain Descale Flush Out, unit of measure NO | FM3-PL160701 | Y | Y | Y | Y | Y
M3NHFScheduleOfRatesCode | FM3/Cylinder:Supply Pair Isolating Valves | FM3 - Cylinder:Supply Pair Isolating Valves, unit of measure IT | FM3-PL160703 | Y | Y | Y | Y | Y
M3NHFScheduleOfRatesCode | FM3/Cylinder:Renew Jacket | FM3 - Cylinder:Renew Jacket, unit of measure NO | FM3-PL160705 | Y | Y | Y | Y | Y
M3NHFScheduleOfRatesCode | FM3/Cylinder:Renew Leaking Fitting | FM3 - Cylinder:Renew Leaking Fitting, unit of measure NO | FM3-PL160707 | Y | Y | Y | Y | Y
M3NHFScheduleOfRatesCode | FM3/Cylinder:Repair Leak | FM3 - Cylinder:Repair Leak, unit of measure NO | FM3-PL160709 | Y | Y | Y | Y | Y
M3NHFScheduleOfRatesCode | FM3/Cylinder:Renew Flange | FM3 - Cylinder:Renew Flange, unit of measure NO | FM3-PL160711 | Y | Y | Y | Y | Y
M3NHFScheduleOfRatesCode | FM3/Cylinder:Service Pressurised Cylinder | FM3 - Cylinder:Service Pressurised Cylinder, unit of measure NO | FM3-PL160713 | Y | Y | Y | Y | Y
M3NHFScheduleOfRatesCode | FM3/Cylinder:Service Unvented Cylinder | FM3 - Cylinder:Service Unvented Cylinder, unit of measure NO | FM3-PL160714 | Y
M3NHFScheduleOfRatesCode | FM3/Plumbunit:Renew Std Dir 227Ltr Cold Ne 144Ltr Hot | FM3 - Plumbunit:Renew Std Dir 227Ltr Cold Ne 144Ltr Hot, unit of measure NO | FM3-PL160801 | Y | Y | Y | Y | Y
M3NHFScheduleOfRatesCode | FM3/Plumbunit:Renew Std Dir 227Ltr Cold Ne 210Ltr Hot | FM3 - Plumbunit:Renew Std Dir 227Ltr Cold Ne 210Ltr Hot, unit of measure NO | FM3-PL160803 | Y | Y | Y | Y | Y
M3NHFScheduleOfRatesCode | FM3/Plumbunit:Renew Std Ind 227Ltr Cold Ne 140Ltr Hot | FM3 - Plumbunit:Renew Std Ind 227Ltr Cold Ne 140Ltr Hot, unit of measure NO | FM3-PL160805 | Y | Y | Y | Y | Y
M3NHFScheduleOfRatesCode | FM3/Plumbunit:Renew Std Ind 227Ltr Cold Ne 162Ltr Hot | FM3 - Plumbunit:Renew Std Ind 227Ltr Cold Ne 162Ltr Hot, unit of measure NO | FM3-PL160807 | Y | Y | Y | Y | Y
M3NHFScheduleOfRatesCode | FM3/Plumbunit:Adaptation For Shower Booster Pump | FM3 - Plumbunit:Adaptation For Shower Booster Pump, unit of measure NO | FM3-PL160809 | Y | Y | Y | Y | Y
M3NHFScheduleOfRatesCode | FM3/Plumbunit:Adaptation For Heating Controls | FM3 - Plumbunit:Adaptation For Heating Controls, unit of measure NO | FM3-PL160811 | Y | Y | Y | Y | Y
M3NHFScheduleOfRatesCode | FM3/Plumbunit:Adaptation For Sealed Heating System | FM3 - Plumbunit:Adaptation For Sealed Heating System, unit of measure NO | FM3-PL160813 | Y | Y | Y | Y | Y
M3NHFScheduleOfRatesCode | FM3/Scale Reducer:Supply Magnetic Type | FM3 - Scale Reducer:Supply Magnetic Type, unit of measure IT | FM3-PL170101 | Y | Y | Y | Y | Y
M3NHFScheduleOfRatesCode | FM3/Scale Reducer:Supply Electrolytic Type | FM3 - Scale Reducer:Supply Electrolytic Type, unit of measure IT | FM3-PL170103 | Y | Y | Y | Y | Y
M3NHFScheduleOfRatesCode | FM3/Scale Reducer:Supply Chemical Type | FM3 - Scale Reducer:Supply Chemical Type, unit of measure IT | FM3-PL170105 | Y | Y | Y | Y | Y
M3NHFScheduleOfRatesCode | FM3/Scale Reducer:Electro Magnetic Non Intrusive Type | FM3 - Scale Reducer:Electro Magnetic Non Intrusive Type, unit of measure IT | FM3-PL170107 | Y | Y | Y | Y | Y
M3NHFScheduleOfRatesCode | FM3/Scale Reducer:Recharge Chemical Type | FM3 - Scale Reducer:Recharge Chemical Type, unit of measure IT | FM3-PL170109 | Y | Y | Y | Y | Y
M3NHFScheduleOfRatesCode | FM3/Water Softener:Supply Ne 10 Litre | FM3 - Water Softener:Supply Ne 10 Litre, unit of measure NO | FM3-PL170201 | Y | Y | Y | Y | Y
M3NHFScheduleOfRatesCode | FM3/Water Softener:Supply Ne 15 Litre | FM3 - Water Softener:Supply Ne 15 Litre, unit of measure NO | FM3-PL170203 | Y | Y | Y | Y | Y
M3NHFScheduleOfRatesCode | FM3/Water Softener:Supply Ne 30 Litre | FM3 - Water Softener:Supply Ne 30 Litre, unit of measure NO | FM3-PL170205 | Y | Y | Y | Y | Y
M3NHFScheduleOfRatesCode | FM3/Water Filter:Supply Ne 41 Litre | FM3 - Water Filter:Supply Ne 41 Litre, unit of measure NO | FM3-PL170301 | Y | Y | Y | Y | Y
M3NHFScheduleOfRatesCode | FM3/Water Filter:Supply Ne 75 Litre | FM3 - Water Filter:Supply Ne 75 Litre, unit of measure NO | FM3-PL170303 | Y | Y | Y | Y | Y
M3NHFScheduleOfRatesCode | FM3/Water Filter:Maintain And Renew Filters | FM3 - Water Filter:Maintain And Renew Filters, unit of measure NO | FM3-PL170313 | Y | Y | Y | Y | Y
M3NHFScheduleOfRatesCode | FM3/Water Hammer:Clear And Remedy Airlock | FM3 - Water Hammer:Clear And Remedy Airlock, unit of measure IT | FM3-PL180101 | Y | Y | Y | Y | Y
M3NHFScheduleOfRatesCode | FM3/Panel:Remove And Refix For Client Inspections | FM3 - Panel:Remove And Refix For Client Inspections, unit of measure NO | FM3-PL190101 | Y | Y | Y | Y | Y
M3NHFScheduleOfRatesCode | FM3/Main:Lay 19Mm Alkathene Ne 1M Deep | FM3 - Main:Lay 19Mm Alkathene Ne 1M Deep, unit of measure LM | FM3-PL200101 | Y | Y | Y | Y | Y
M3NHFScheduleOfRatesCode | FM3/Main:Lay 25Mm Alkathene Ne 1M Deep | FM3 - Main:Lay 25Mm Alkathene Ne 1M Deep, unit of measure LM | FM3-PL200103 | Y | Y | Y | Y | Y
M3NHFScheduleOfRatesCode | FM3/Main:Lay 32Mm Alkathene Ne 1M Deep | FM3 - Main:Lay 32Mm Alkathene Ne 1M Deep, unit of measure LM | FM3-PL200105 | Y | Y | Y | Y | Y
M3NHFScheduleOfRatesCode | FM3/Main:Lay 50Mm Alkathene Ne 1M Deep | FM3 - Main:Lay 50Mm Alkathene Ne 1M Deep, unit of measure LM | FM3-PL200107 | Y | Y | Y | Y | Y
M3NHFScheduleOfRatesCode | FM3/Main:Lay 19Mm Alkathene 1-2M Deep | FM3 - Main:Lay 19Mm Alkathene 1-2M Deep, unit of measure LM | FM3-PL200109 | Y | Y | Y | Y | Y
M3NHFScheduleOfRatesCode | FM3/Main:Lay 25Mm Alkathene 1-2M Deep | FM3 - Main:Lay 25Mm Alkathene 1-2M Deep, unit of measure LM | FM3-PL200111 | Y | Y | Y | Y | Y
M3NHFScheduleOfRatesCode | FM3/Main:Lay 32Mm Alkathene 1-2M Deep | FM3 - Main:Lay 32Mm Alkathene 1-2M Deep, unit of measure LM | FM3-PL200113 | Y | Y | Y | Y | Y
M3NHFScheduleOfRatesCode | FM3/Main:Lay 50Mm Alkathene 1-2M Deep | FM3 - Main:Lay 50Mm Alkathene 1-2M Deep, unit of measure LM | FM3-PL200115 | Y | Y | Y | Y | Y
M3NHFScheduleOfRatesCode | FM3/Main:Repair 20Mm Gal Steel Underground Burst | FM3 - Main:Repair 20Mm Gal Steel Underground Burst, unit of measure IT | FM3-PL200201 | Y | Y | Y | Y | Y
M3NHFScheduleOfRatesCode | FM3/Main:Repair 32Mm Gal Steel Underground Burst | FM3 - Main:Repair 32Mm Gal Steel Underground Burst, unit of measure IT | FM3-PL200203 | Y | Y | Y | Y | Y
M3NHFScheduleOfRatesCode | FM3/Main:Repair 50Mm Gal Steel Underground Burst | FM3 - Main:Repair 50Mm Gal Steel Underground Burst, unit of measure IT | FM3-PL200205 | Y | Y | Y | Y | Y
M3NHFScheduleOfRatesCode | FM3/Main:Repair 20Mm Gal Steel Underground Burst - Kit | FM3 - Main:Repair 20Mm Gal Steel Underground Burst - Kit, unit of measure IT | FM3-PL200301 | Y | Y | Y | Y | Y
M3NHFScheduleOfRatesCode | FM3/Main:Repair 32Mm Gal Steel Underground Burst - Kit | FM3 - Main:Repair 32Mm Gal Steel Underground Burst - Kit, unit of measure IT | FM3-PL200303 | Y | Y | Y | Y | Y
M3NHFScheduleOfRatesCode | FM3/Main:Repair 50Mm Gal Steel Underground Burst - Kit | FM3 - Main:Repair 50Mm Gal Steel Underground Burst - Kit, unit of measure IT | FM3-PL200305 | Y | Y | Y | Y | Y
M3NHFScheduleOfRatesCode | FM3/Main:Repair 15Mm Copper Underground Burst | FM3 - Main:Repair 15Mm Copper Underground Burst, unit of measure IT | FM3-PL200401 | Y | Y | Y | Y | Y
M3NHFScheduleOfRatesCode | FM3/Main:Repair 22Mm Copper Underground Burst | FM3 - Main:Repair 22Mm Copper Underground Burst, unit of measure IT | FM3-PL200403 | Y | Y | Y | Y | Y
M3NHFScheduleOfRatesCode | FM3/Main:Repair 28Mm Copper Underground Burst | FM3 - Main:Repair 28Mm Copper Underground Burst, unit of measure IT | FM3-PL200405 | Y | Y | Y | Y | Y
M3NHFScheduleOfRatesCode | FM3/Main:Repair 42Mm Copper Underground Burst | FM3 - Main:Repair 42Mm Copper Underground Burst, unit of measure IT | FM3-PL200409 | Y | Y | Y | Y | Y
M3NHFScheduleOfRatesCode | FM3/Main:Repair 54Mm Copper Underground Burst | FM3 - Main:Repair 54Mm Copper Underground Burst, unit of measure IT | FM3-PL200411 | Y | Y | Y | Y | Y
M3NHFScheduleOfRatesCode | FM3/Main:Repair 15Mm Copper Underground Burst - Kit | FM3 - Main:Repair 15Mm Copper Underground Burst - Kit, unit of measure IT | FM3-PL200501 | Y | Y | Y | Y | Y
M3NHFScheduleOfRatesCode | FM3/Main:Repair 22Mm Copper Underground Burst - Kit | FM3 - Main:Repair 22Mm Copper Underground Burst - Kit, unit of measure IT | FM3-PL200502 | Y
M3NHFScheduleOfRatesCode | FM3/Main:Repair 28Mm Copper Underground Burst - Kit | FM3 - Main:Repair 28Mm Copper Underground Burst - Kit, unit of measure IT | FM3-PL200503 | Y | Y | Y | Y | Y
M3NHFScheduleOfRatesCode | FM3/Main:Repair 42Mm Copper Underground Burst - Kit | FM3 - Main:Repair 42Mm Copper Underground Burst - Kit, unit of measure IT | FM3-PL200504 | Y
M3NHFScheduleOfRatesCode | FM3/Main:Repair 54Mm Copper Underground Burst - Kit | FM3 - Main:Repair 54Mm Copper Underground Burst - Kit, unit of measure IT | FM3-PL200505 | Y | Y | Y | Y | Y
M3NHFScheduleOfRatesCode | FM3/Burst:Repair Alkathene Burst Ne 25Mm | FM3 - Burst:Repair Alkathene Burst Ne 25Mm, unit of measure IT | FM3-PL200601 | Y | Y | Y | Y | Y
M3NHFScheduleOfRatesCode | FM3/Burst:Repair Alkathene Burst Ne 50Mm | FM3 - Burst:Repair Alkathene Burst Ne 50Mm, unit of measure IT | FM3-PL200603 | Y | Y | Y | Y | Y
M3NHFScheduleOfRatesCode | FM3/Burst:Repair Alkathene Burst Ne 25Mm - Kit | FM3 - Burst:Repair Alkathene Burst Ne 25Mm - Kit, unit of measure IT | FM3-PL200701 | Y | Y | Y | Y | Y
M3NHFScheduleOfRatesCode | FM3/Burst:Repair Alkathene Burst Ne 50Mm - Kit | FM3 - Burst:Repair Alkathene Burst Ne 50Mm - Kit, unit of measure IT | FM3-PL200703 | Y | Y | Y | Y | Y
M3NHFScheduleOfRatesCode | FM3/Stopcock:Renew External Box And Pipe | FM3 - Stopcock:Renew External Box And Pipe, unit of measure NO | FM3-PL200801 | Y | Y | Y | Y | Y
M3NHFScheduleOfRatesCode | FM3/Stopcock:Renew External Box | FM3 - Stopcock:Renew External Box, unit of measure NO | FM3-PL200803 | Y | Y | Y | Y | Y
M3NHFScheduleOfRatesCode | FM3/Stopcock:Renew Any Type Ne 22Mm | FM3 - Stopcock:Renew Any Type Ne 22Mm, unit of measure NO | FM3-PL200805 | Y | Y | Y | Y | Y
M3NHFScheduleOfRatesCode | FM3/Stopcock:Renew Any Type Ne 25Mm | FM3 - Stopcock:Renew Any Type Ne 25Mm, unit of measure NO | FM3-PL200807 | Y | Y | Y | Y | Y
M3NHFScheduleOfRatesCode | FM3/Stopcock:Renew Any Type Ne 35Mm | FM3 - Stopcock:Renew Any Type Ne 35Mm, unit of measure NO | FM3-PL200809 | Y | Y | Y | Y | Y
M3NHFScheduleOfRatesCode | FM3/Stopcock:Renew Any Type Ne 40Mm | FM3 - Stopcock:Renew Any Type Ne 40Mm, unit of measure NO | FM3-PL200811 | Y | Y | Y | Y | Y
M3NHFScheduleOfRatesCode | FM3/Stopcock:Renew Any Type Ne 50Mm | FM3 - Stopcock:Renew Any Type Ne 50Mm, unit of measure NO | FM3-PL200813 | Y | Y | Y | Y | Y
M3NHFScheduleOfRatesCode | FM3/Client Inspection:Plumbing | FM3 - Client Inspection:Plumbing, unit of measure IT | FM3-PL210101 | Y | Y | Y | Y | Y
M3NHFScheduleOfRatesCode | FM4/Automatic Doors:Inspect/Service Doors And Operator | FM4 - Automatic Doors:Inspect/Service Doors And Operator, unit of measure IT | FM4-AD010001 | Y | Y | Y | Y | Y
M3NHFScheduleOfRatesCode | FM4/Automatic Doors:Fault Find On Door System | FM4 - Automatic Doors:Fault Find On Door System, unit of measure NO | FM4-AD020001 |  | Y | Y | Y | Y
M3NHFScheduleOfRatesCode | FM4/Automatic Doors:Replace Faulty Presence Detector | FM4 - Automatic Doors:Replace Faulty Presence Detector, unit of measure NO | FM4-AD020005 | Y | Y | Y | Y | Y
M3NHFScheduleOfRatesCode | FM4/Automatic Doors:Replace Faulty Photo Cell | FM4 - Automatic Doors:Replace Faulty Photo Cell, unit of measure NO | FM4-AD020007 | Y | Y | Y | Y | Y
M3NHFScheduleOfRatesCode | FM4/Automatic Doors:Replace Faulty Control Console | FM4 - Automatic Doors:Replace Faulty Control Console, unit of measure NO | FM4-AD020009 | Y | Y | Y | Y | Y
M3NHFScheduleOfRatesCode | FM4/Automatic Doors:Replace Faulty Fob Reader | FM4 - Automatic Doors:Replace Faulty Fob Reader, unit of measure NO | FM4-AD020011 | Y | Y | Y | Y | Y
M3NHFScheduleOfRatesCode | FM4/Automatic Doors:Replace Faulty Disabled Access Pad | FM4 - Automatic Doors:Replace Faulty Disabled Access Pad, unit of measure NO | FM4-AD020013 | Y | Y | Y | Y | Y
M3NHFScheduleOfRatesCode | FM4/Automatic Doors:Response Callout | FM4 - Automatic Doors:Response Callout, unit of measure IT | FM4-AD030001 | Y | Y | Y
M3NHFScheduleOfRatesCode | FM4/Automatic Doors:Response Callout No Parts | FM4 - Automatic Doors:Response Callout No Parts, unit of measure IT | FM4-AD030003 | Y | Y | Y
M3NHFScheduleOfRatesCode | FM4/Automatic Doors:Response Callout Parts Ne £100.00 | FM4 - Automatic Doors:Response Callout Parts Ne £100.00, unit of measure IT | FM4-AD030005 | Y | Y | Y
M3NHFScheduleOfRatesCode | FM4/Automatic Doors:Response Callout Parts Ne £150.00 | FM4 - Automatic Doors:Response Callout Parts Ne £150.00, unit of measure IT | FM4-AD030007 | Y | Y | Y
M3NHFScheduleOfRatesCode | FM4/Automatic Doors:Response Callout Parts Ne £250.00 | FM4 - Automatic Doors:Response Callout Parts Ne £250.00, unit of measure IT | FM4-AD030009 | Y | Y | Y
M3NHFScheduleOfRatesCode | FM4/Automatic Doors:Response Callout Parts Ne £500.00 | FM4 - Automatic Doors:Response Callout Parts Ne £500.00, unit of measure IT | FM4-AD030011 | Y | Y | Y
M3NHFScheduleOfRatesCode | FM4/Automatic Doors:Response Callout Parts Ne £1000.00 | FM4 - Automatic Doors:Response Callout Parts Ne £1000.00, unit of measure IT | FM4-AD030013 | Y | Y | Y
M3NHFScheduleOfRatesCode | FM4/Solid Fuel Or Biomass Boiler:Service Ne 80Kw | FM4 - Solid Fuel Or Biomass Boiler:Service Ne 80Kw, unit of measure IT | FM4-BI110101 | Y | Y | Y
M3NHFScheduleOfRatesCode | FM4/Solid Fuel Or Biomass Boiler:Service Ne 100Kw | FM4 - Solid Fuel Or Biomass Boiler:Service Ne 100Kw, unit of measure IT | FM4-BI110103 | Y | Y | Y
M3NHFScheduleOfRatesCode | FM4/Solid Fuel Or Biomass Boiler:Service Ne 150Kw | FM4 - Solid Fuel Or Biomass Boiler:Service Ne 150Kw, unit of measure IT | FM4-BI110105 | Y | Y | Y
M3NHFScheduleOfRatesCode | FM4/Solid Fuel Or Biomass Boiler:Service Ne 200Kw | FM4 - Solid Fuel Or Biomass Boiler:Service Ne 200Kw, unit of measure IT | FM4-BI110107 | Y | Y | Y
M3NHFScheduleOfRatesCode | FM4/Solid Fuel Or Biomass Boiler:Service Ne 250Kw | FM4 - Solid Fuel Or Biomass Boiler:Service Ne 250Kw, unit of measure IT | FM4-BI110111 | Y | Y | Y
M3NHFScheduleOfRatesCode | FM4/Solid Fuel Or Biomass Boiler:Breakdown No Parts | FM4 - Solid Fuel Or Biomass Boiler:Breakdown No Parts, unit of measure IT | FM4-BI110201 | Y | Y | Y
M3NHFScheduleOfRatesCode | FM4/Solid Fuel Or Biomass Boiler:Breakdown Parts Ne£50 | FM4 - Solid Fuel Or Biomass Boiler:Breakdown Parts Ne£50, unit of measure IT | FM4-BI110203 | Y | Y | Y
M3NHFScheduleOfRatesCode | FM4/Solid Fuel/Biomass Boiler:Breakdown Parts Ne£100 | FM4 - Solid Fuel/Biomass Boiler:Breakdown Parts Ne£100, unit of measure IT | FM4-BI110205 | Y | Y | Y
M3NHFScheduleOfRatesCode | FM4/Solid Fuel/Biomass Boiler:Breakdown Parts Ne £150 | FM4 - Solid Fuel/Biomass Boiler:Breakdown Parts Ne £150, unit of measure IT | FM4-BI110207 | Y | Y | Y
M3NHFScheduleOfRatesCode | FM4/Cctv:Repair Fault, Replace Parts Within Block | FM4 - Cctv:Repair Fault, Replace Parts Within Block, unit of measure IT | FM4-CC010017 | Y | Y | Y | Y | Y
M3NHFScheduleOfRatesCode | FM4/Cctv:Repair Fault, Replace Parts Outside The Block | FM4 - Cctv:Repair Fault, Replace Parts Outside The Block, unit of measure IT | FM4-CC010019 | Y | Y | Y | Y | Y
M3NHFScheduleOfRatesCode | FM4/Cctv:Replace Faulty Power Pack (Below 3M) | FM4 - Cctv:Replace Faulty Power Pack (Below 3M), unit of measure NO | FM4-CC010021 | Y | Y | Y | Y | Y
M3NHFScheduleOfRatesCode | FM4/Cctv:Replace Faulty Ccd Camera (Below 3M) | FM4 - Cctv:Replace Faulty Ccd Camera (Below 3M), unit of measure NO | FM4-CC010023 | Y | Y | Y | Y | Y
M3NHFScheduleOfRatesCode | FM4/Cctv:Replace Faulty Power Pack (Mounted At 8M) | FM4 - Cctv:Replace Faulty Power Pack (Mounted At 8M), unit of measure NO | FM4-CC010025 | Y | Y | Y | Y | Y
M3NHFScheduleOfRatesCode | FM4/Cctv:Replace Faulty Ccd Camera (Mounted At 8M) | FM4 - Cctv:Replace Faulty Ccd Camera (Mounted At 8M), unit of measure NO | FM4-CC010027 | Y | Y | Y | Y | Y
M3NHFScheduleOfRatesCode | FM4/Cctv:Replace Wiper Control (Mounted At 8M) | FM4 - Cctv:Replace Wiper Control (Mounted At 8M), unit of measure NO | FM4-CC010031 | Y | Y | Y | Y | Y
M3NHFScheduleOfRatesCode | FM4/Cctv:Replace Heater And Associated Control | FM4 - Cctv:Replace Heater And Associated Control, unit of measure NO | FM4-CC010033 | Y | Y | Y | Y | Y
M3NHFScheduleOfRatesCode | FM4/Cctv:Replace Uniplexer | FM4 - Cctv:Replace Uniplexer, unit of measure NO | FM4-CC010035 | Y | Y | Y | Y | Y
M3NHFScheduleOfRatesCode | FM4/Cctv:Replace I/C In Uniplexer | FM4 - Cctv:Replace I/C In Uniplexer, unit of measure NO | FM4-CC010037 | Y | Y | Y | Y | Y
M3NHFScheduleOfRatesCode | FM4/Cctv:Replace Switches | FM4 - Cctv:Replace Switches, unit of measure NO | FM4-CC010039 | Y | Y | Y | Y | Y
M3NHFScheduleOfRatesCode | FM4/Cctv:Repair 12" Monitor | FM4 - Cctv:Repair 12" Monitor, unit of measure NO | FM4-CC010041 | Y | Y | Y | Y | Y
M3NHFScheduleOfRatesCode | FM4/Cctv:Replace 12" Monitor | FM4 - Cctv:Replace 12" Monitor, unit of measure NO | FM4-CC010043 | Y | Y | Y | Y | Y
M3NHFScheduleOfRatesCode | FM4/Cctv:Repair 20" Monitor | FM4 - Cctv:Repair 20" Monitor, unit of measure NO | FM4-CC010045 | Y | Y | Y | Y | Y
M3NHFScheduleOfRatesCode | FM4/Cctv:Replace 20" Monitor | FM4 - Cctv:Replace 20" Monitor, unit of measure NO | FM4-CC010047 | Y | Y | Y | Y | Y
M3NHFScheduleOfRatesCode | FM4/Cctv:Repair Video Printer | FM4 - Cctv:Repair Video Printer, unit of measure NO | FM4-CC010049 | Y | Y | Y | Y | Y
M3NHFScheduleOfRatesCode | FM4/Cctv:Replace Video Printer | FM4 - Cctv:Replace Video Printer, unit of measure NO | FM4-CC010051 | Y | Y | Y | Y | Y
M3NHFScheduleOfRatesCode | FM4/Cctv:Replace Digital Video Recorder/Transmitter | FM4 - Cctv:Replace Digital Video Recorder/Transmitter, unit of measure NO | FM4-CC010052 | Y | Y | Y
M3NHFScheduleOfRatesCode | FM4/Cctv:Repair Video Recorder | FM4 - Cctv:Repair Video Recorder, unit of measure NO | FM4-CC010053 | Y | Y | Y | Y | Y
M3NHFScheduleOfRatesCode | FM4/Cctv:Replace Pc For Remote Monitoring | FM4 - Cctv:Replace Pc For Remote Monitoring, unit of measure NO | FM4-CC010054 | Y | Y | Y
M3NHFScheduleOfRatesCode | FM4/Cctv:Install Ccd Colour Camera With Lens | FM4 - Cctv:Install Ccd Colour Camera With Lens, unit of measure NO | FM4-CC010055 | Y | Y | Y | Y | Y
M3NHFScheduleOfRatesCode | FM4/Cctv:Install 12" Monitor | FM4 - Cctv:Install 12" Monitor, unit of measure NO | FM4-CC010057 | Y | Y | Y | Y | Y
M3NHFScheduleOfRatesCode | FM4/Cctv:Install 20" Monitor | FM4 - Cctv:Install 20" Monitor, unit of measure NO | FM4-CC010059 | Y | Y | Y | Y | Y
M3NHFScheduleOfRatesCode | FM4/Cctv:Install Digital Video Recorder/Transmitter | FM4 - Cctv:Install Digital Video Recorder/Transmitter, unit of measure NO | FM4-CC010061 | Y | Y | Y
M3NHFScheduleOfRatesCode | FM4/Cctv:Install Pc For Remote Monitoring | FM4 - Cctv:Install Pc For Remote Monitoring, unit of measure NO | FM4-CC010063 | Y | Y | Y
M3NHFScheduleOfRatesCode | FM4/Cctv:Response Callout | FM4 - Cctv:Response Callout, unit of measure IT | FM4-CC020001 | Y | Y | Y
M3NHFScheduleOfRatesCode | FM4/Cctv:Response Callout/Repair No Parts | FM4 - Cctv:Response Callout/Repair No Parts, unit of measure IT | FM4-CC020003 | Y | Y | Y
M3NHFScheduleOfRatesCode | FM4/Cctv:Response Callout/Repair Parts Ne £100 | FM4 - Cctv:Response Callout/Repair Parts Ne £100, unit of measure IT | FM4-CC020005 | Y | Y | Y
M3NHFScheduleOfRatesCode | FM4/Cctv:Response Callout/Repair Parts Ne £150 | FM4 - Cctv:Response Callout/Repair Parts Ne £150, unit of measure IT | FM4-CC020007 | Y | Y | Y
M3NHFScheduleOfRatesCode | FM4/Cctv:Response Callout/Repair Parts Ne £250 | FM4 - Cctv:Response Callout/Repair Parts Ne £250, unit of measure IT | FM4-CC020009 | Y | Y | Y
M3NHFScheduleOfRatesCode | FM4/Cctv:Response Callout/Repair Parts Ne £500 | FM4 - Cctv:Response Callout/Repair Parts Ne £500, unit of measure IT | FM4-CC020011 | Y | Y | Y
M3NHFScheduleOfRatesCode | FM4/Cctv:Response Callout/Repair Parts Ne £1,000 | FM4 - Cctv:Response Callout/Repair Parts Ne £1,000, unit of measure IT | FM4-CC020013 | Y | Y | Y
M3NHFScheduleOfRatesCode | FM4/Catering Equipment:Renew Outer Element | FM4 - Catering Equipment:Renew Outer Element, unit of measure IT | FM4-CE010101 | Y | Y | Y | Y | Y
M3NHFScheduleOfRatesCode | FM4/Catering Equipment:Renew Steamer Element | FM4 - Catering Equipment:Renew Steamer Element, unit of measure IT | FM4-CE010103 | Y | Y | Y | Y | Y
M3NHFScheduleOfRatesCode | FM4/Catering Equipment:Renew Hotplate Element | FM4 - Catering Equipment:Renew Hotplate Element, unit of measure IT | FM4-CE010105 | Y | Y | Y | Y | Y
M3NHFScheduleOfRatesCode | FM4/Catering Equipment:Renew Dominator Hotplate | FM4 - Catering Equipment:Renew Dominator Hotplate, unit of measure IT | FM4-CE010107 | Y | Y | Y | Y | Y
M3NHFScheduleOfRatesCode | FM4/Catering Equipment:Renew Stat Knob | FM4 - Catering Equipment:Renew Stat Knob, unit of measure IT | FM4-CE010109 | Y | Y | Y | Y | Y
M3NHFScheduleOfRatesCode | FM4/Catering Equipment:Renew Red Pilot Lamp | FM4 - Catering Equipment:Renew Red Pilot Lamp, unit of measure IT | FM4-CE010111 | Y | Y | Y | Y | Y
M3NHFScheduleOfRatesCode | FM4/Catering Equipment:Renew Amber Pilot Lamp | FM4 - Catering Equipment:Renew Amber Pilot Lamp, unit of measure IT | FM4-CE010113 | Y | Y | Y | Y | Y
M3NHFScheduleOfRatesCode | FM4/Catering Equipment:Renew Simmerstat | FM4 - Catering Equipment:Renew Simmerstat, unit of measure IT | FM4-CE010115 | Y | Y | Y | Y | Y
M3NHFScheduleOfRatesCode | FM4/Catering Equipment:Renew Diamond H Relay | FM4 - Catering Equipment:Renew Diamond H Relay, unit of measure IT | FM4-CE010117 | Y | Y | Y | Y | Y
M3NHFScheduleOfRatesCode | FM4/Catering Equipment:Renew Diamond H Regulator | FM4 - Catering Equipment:Renew Diamond H Regulator, unit of measure IT | FM4-CE010119 | Y | Y | Y | Y | Y
M3NHFScheduleOfRatesCode | FM4/Catering Equipment:Renew Contactor | FM4 - Catering Equipment:Renew Contactor, unit of measure IT | FM4-CE010121 | Y | Y | Y | Y | Y
M3NHFScheduleOfRatesCode | FM4/Catering Equipment:Renew Steriliser Element | FM4 - Catering Equipment:Renew Steriliser Element, unit of measure IT | FM4-CE010123 | Y | Y | Y | Y | Y
M3NHFScheduleOfRatesCode | FM4/Catering Equipment:Renew Boiling Element | FM4 - Catering Equipment:Renew Boiling Element, unit of measure IT | FM4-CE010125 | Y | Y | Y | Y | Y
M3NHFScheduleOfRatesCode | FM4/Catering Equipment:Renew 7" Rod Stat | FM4 - Catering Equipment:Renew 7" Rod Stat, unit of measure IT | FM4-CE010127 | Y | Y | Y | Y | Y
M3NHFScheduleOfRatesCode | FM4/Catering Equipment:Renew Rocker Switch | FM4 - Catering Equipment:Renew Rocker Switch, unit of measure IT | FM4-CE010129 | Y | Y | Y | Y | Y
M3NHFScheduleOfRatesCode | FM4/Catering Equipment:Renew Oven Fan Motor | FM4 - Catering Equipment:Renew Oven Fan Motor, unit of measure IT | FM4-CE010131 | Y | Y | Y | Y | Y
M3NHFScheduleOfRatesCode | FM4/Catering Equipment:Renew Spare Earth Clamp | FM4 - Catering Equipment:Renew Spare Earth Clamp, unit of measure IT | FM4-CE010133 | Y | Y | Y | Y | Y
M3NHFScheduleOfRatesCode | FM4/Catering Equipment:Renew Capacitor | FM4 - Catering Equipment:Renew Capacitor, unit of measure IT | FM4-CE010135 | Y | Y | Y | Y | Y
M3NHFScheduleOfRatesCode | FM4/Catering Equipment:Renew Charge Control | FM4 - Catering Equipment:Renew Charge Control, unit of measure IT | FM4-CE010137 | Y | Y | Y | Y | Y
M3NHFScheduleOfRatesCode | FM4/Catering Equipment:Renew Kettle Element | FM4 - Catering Equipment:Renew Kettle Element, unit of measure IT | FM4-CE010139 | Y | Y | Y | Y | Y
M3NHFScheduleOfRatesCode | FM4/Catering Equipment:Renew Kettle Lead | FM4 - Catering Equipment:Renew Kettle Lead, unit of measure IT | FM4-CE010141 | Y | Y | Y
M3NHFScheduleOfRatesCode | FM4/Cooker Extract Hood:Clean Ne 1 Sm | FM4 - Cooker Extract Hood:Clean Ne 1 Sm, unit of measure IT | FM4-CE020101 | Y | Y | Y | Y | Y
M3NHFScheduleOfRatesCode | FM4/Cooker Extract Hood:Clean Ne 3 Sm | FM4 - Cooker Extract Hood:Clean Ne 3 Sm, unit of measure IT | FM4-CE020103 | Y | Y | Y | Y | Y
M3NHFScheduleOfRatesCode | FM4/Cooker Extract Hood:Clean Ne 6 Sm | FM4 - Cooker Extract Hood:Clean Ne 6 Sm, unit of measure IT | FM4-CE020105 | Y | Y | Y | Y | Y
M3NHFScheduleOfRatesCode | FM4/Cooker Extract Hood:Clean Over 6 Sm | FM4 - Cooker Extract Hood:Clean Over 6 Sm, unit of measure IT | FM4-CE020107 | Y | Y | Y | Y | Y
M3NHFScheduleOfRatesCode | FM4/Cooker Extract Hood:Degrease Clean Ne 1 Sm | FM4 - Cooker Extract Hood:Degrease Clean Ne 1 Sm, unit of measure IT | FM4-CE020201 | Y | Y | Y | Y | Y
M3NHFScheduleOfRatesCode | FM4/Cooker Extract Hood:Degrease Clean Ne 3 Sm | FM4 - Cooker Extract Hood:Degrease Clean Ne 3 Sm, unit of measure IT | FM4-CE020203 | Y | Y | Y
M3NHFScheduleOfRatesCode | FM4/Cooker Extract Hood:Degrease Clean Ne 6 Sm | FM4 - Cooker Extract Hood:Degrease Clean Ne 6 Sm, unit of measure IT | FM4-CE020205 | Y | Y | Y
M3NHFScheduleOfRatesCode | FM4/Cooker Extract Hood:Degrease Clean Over 6 Sm | FM4 - Cooker Extract Hood:Degrease Clean Over 6 Sm, unit of measure IT | FM4-CE020207 | Y | Y | Y
M3NHFScheduleOfRatesCode | FM4/Catering Equipment:Service Mixer | FM4 - Catering Equipment:Service Mixer, unit of measure IT | FM4-CE030101 | Y | Y | Y | Y | Y
M3NHFScheduleOfRatesCode | FM4/Catering Equipment:Service Slicer | FM4 - Catering Equipment:Service Slicer, unit of measure IT | FM4-CE030103 | Y | Y | Y | Y | Y
M3NHFScheduleOfRatesCode | FM4/Catering Equipment:Service Potato Peeler | FM4 - Catering Equipment:Service Potato Peeler, unit of measure IT | FM4-CE030105 | Y | Y | Y | Y | Y
M3NHFScheduleOfRatesCode | FM4/Catering Equipment:Service Heated Trolley | FM4 - Catering Equipment:Service Heated Trolley, unit of measure IT | FM4-CE030107 | Y | Y | Y | Y | Y
M3NHFScheduleOfRatesCode | FM4/Catering Equipment:Service Heated Portable Tops | FM4 - Catering Equipment:Service Heated Portable Tops, unit of measure IT | FM4-CE030109 | Y | Y | Y | Y | Y
M3NHFScheduleOfRatesCode | FM4/Catering Equipment:Service Microwave | FM4 - Catering Equipment:Service Microwave, unit of measure IT | FM4-CE030111 | Y | Y | Y | Y | Y
M3NHFScheduleOfRatesCode | FM4/Catering Equipment:Service Insectocutors | FM4 - Catering Equipment:Service Insectocutors, unit of measure IT | FM4-CE030113 | Y | Y | Y | Y | Y
M3NHFScheduleOfRatesCode | FM4/Catering Equipment:Service Ovens | FM4 - Catering Equipment:Service Ovens, unit of measure IT | FM4-CE030201 | Y | Y | Y | Y | Y
M3NHFScheduleOfRatesCode | FM4/Catering Equipment:Service Hob Unit | FM4 - Catering Equipment:Service Hob Unit, unit of measure IT | FM4-CE030203 | Y | Y | Y | Y | Y
M3NHFScheduleOfRatesCode | FM4/Catering Equipment:Service Grills | FM4 - Catering Equipment:Service Grills, unit of measure IT | FM4-CE030205 | Y | Y | Y | Y | Y
M3NHFScheduleOfRatesCode | FM4/Catering Equipment:Service Fryers | FM4 - Catering Equipment:Service Fryers, unit of measure IT | FM4-CE030207 | Y | Y | Y | Y | Y
M3NHFScheduleOfRatesCode | FM4/Catering Equipment:Service Water Boiler | FM4 - Catering Equipment:Service Water Boiler, unit of measure IT | FM4-CE030209 | Y | Y | Y | Y | Y
M3NHFScheduleOfRatesCode | FM4/Catering Equipment:Service Boiling Pan | FM4 - Catering Equipment:Service Boiling Pan, unit of measure IT | FM4-CE030211 | Y | Y | Y | Y | Y
M3NHFScheduleOfRatesCode | FM4/Catering Equipment:Service Steamer | FM4 - Catering Equipment:Service Steamer, unit of measure IT | FM4-CE030213 | Y | Y | Y | Y | Y
M3NHFScheduleOfRatesCode | FM4/Catering Equipment:Service Hot Cupboard | FM4 - Catering Equipment:Service Hot Cupboard, unit of measure IT | FM4-CE030215 | Y | Y | Y | Y | Y
M3NHFScheduleOfRatesCode | FM4/Catering Equipment:Service Bain Marie | FM4 - Catering Equipment:Service Bain Marie, unit of measure IT | FM4-CE030217 | Y | Y | Y | Y | Y
M3NHFScheduleOfRatesCode | FM4/Catering Equipment:Service Refrigerator | FM4 - Catering Equipment:Service Refrigerator, unit of measure IT | FM4-CE030219 | Y | Y | Y | Y | Y
M3NHFScheduleOfRatesCode | FM4/Catering Equipment:Service Deep Freeze | FM4 - Catering Equipment:Service Deep Freeze, unit of measure IT | FM4-CE030221 | Y | Y | Y | Y | Y
M3NHFScheduleOfRatesCode | FM4/Catering Equipment:Service Display Cabinet | FM4 - Catering Equipment:Service Display Cabinet, unit of measure IT | FM4-CE030222 | Y | Y | Y
M3NHFScheduleOfRatesCode | FM4/Catering Equipment:Service Refrigerated Cabinet | FM4 - Catering Equipment:Service Refrigerated Cabinet, unit of measure IT | FM4-CE030223 | Y | Y | Y | Y | Y
M3NHFScheduleOfRatesCode | FM4/Catering Equipment:Service Cold Room | FM4 - Catering Equipment:Service Cold Room, unit of measure IT | FM4-CE030225 | Y | Y | Y | Y | Y
M3NHFScheduleOfRatesCode | FM4/Catering Equipment:Service Type A To Dishwasher | FM4 - Catering Equipment:Service Type A To Dishwasher, unit of measure IT | FM4-CE030301 | Y | Y | Y | Y | Y
M3NHFScheduleOfRatesCode | FM4/Catering Equipment:Service Type B To Dishwasher | FM4 - Catering Equipment:Service Type B To Dishwasher, unit of measure IT | FM4-CE030303 | Y | Y | Y | Y | Y
M3NHFScheduleOfRatesCode | FM4/Catering Equipment:Service Type C To Dishwasher | FM4 - Catering Equipment:Service Type C To Dishwasher, unit of measure IT | FM4-CE030305 | Y | Y | Y | Y | Y
M3NHFScheduleOfRatesCode | FM4/Catering Equipment:Service Type D To Dishwasher | FM4 - Catering Equipment:Service Type D To Dishwasher, unit of measure IT | FM4-CE030307 | Y | Y | Y | Y | Y
M3NHFScheduleOfRatesCode | FM4/Catering Equipment:Service Any Type Cooker Hood | FM4 - Catering Equipment:Service Any Type Cooker Hood, unit of measure IT | FM4-CE030401 | Y | Y | Y | Y | Y
M3NHFScheduleOfRatesCode | FM4/Catering Equipment:Service Gas Ovens | FM4 - Catering Equipment:Service Gas Ovens, unit of measure IT | FM4-CE030501 | Y | Y | Y | Y | Y
M3NHFScheduleOfRatesCode | FM4/Catering Equipment:Service Gas Oven Range | FM4 - Catering Equipment:Service Gas Oven Range, unit of measure IT | FM4-CE030503 | Y | Y | Y | Y | Y
M3NHFScheduleOfRatesCode | FM4/Catering Equipment:Service Gas Boiling Pan | FM4 - Catering Equipment:Service Gas Boiling Pan, unit of measure IT | FM4-CE030505 | Y | Y | Y | Y | Y
M3NHFScheduleOfRatesCode | FM4/Catering Equipment:Service Gas Boiling Table | FM4 - Catering Equipment:Service Gas Boiling Table, unit of measure IT | FM4-CE030507 | Y | Y | Y | Y | Y
M3NHFScheduleOfRatesCode | FM4/Catering Equipment:Service Gas Deep Fat Fryer | FM4 - Catering Equipment:Service Gas Deep Fat Fryer, unit of measure IT | FM4-CE030509 | Y | Y | Y | Y | Y
M3NHFScheduleOfRatesCode | FM4/Catering Equipment:Service Gas Grill | FM4 - Catering Equipment:Service Gas Grill, unit of measure IT | FM4-CE030511 | Y | Y | Y | Y | Y
M3NHFScheduleOfRatesCode | FM4/Catering Equipment:Service Gas Water Boiler | FM4 - Catering Equipment:Service Gas Water Boiler, unit of measure IT | FM4-CE030513 | Y | Y | Y | Y | Y
M3NHFScheduleOfRatesCode | FM4/Catering Equipment:Service Gas Hot Cupboard | FM4 - Catering Equipment:Service Gas Hot Cupboard, unit of measure IT | FM4-CE030515 | Y | Y | Y | Y | Y
M3NHFScheduleOfRatesCode | FM4/Catering Equipment:Service Gas Bain Marie | FM4 - Catering Equipment:Service Gas Bain Marie, unit of measure IT | FM4-CE030517 | Y | Y | Y | Y | Y
M3NHFScheduleOfRatesCode | FM4/Insurance Inspection:Prepare Tea/Coffee Set | FM4 - Insurance Inspection:Prepare Tea/Coffee Set, unit of measure IT | FM4-CE030601 | Y | Y | Y | Y | Y
M3NHFScheduleOfRatesCode | FM4/Insurance Inspection:Prepare Steam Pan | FM4 - Insurance Inspection:Prepare Steam Pan, unit of measure IT | FM4-CE030603 | Y | Y | Y | Y | Y
M3NHFScheduleOfRatesCode | FM4/Insurance Inspection:Prepare Steam Oven | FM4 - Insurance Inspection:Prepare Steam Oven, unit of measure IT | FM4-CE030605 | Y | Y | Y | Y | Y
M3NHFScheduleOfRatesCode | FM4/Car Park Arm Barrier:Response Callout | FM4 - Car Park Arm Barrier:Response Callout, unit of measure IT | FM4-CP010101 | Y | Y | Y | Y | Y
M3NHFScheduleOfRatesCode | FM4/Car Park Arm Barrier:Response Callout No Parts | FM4 - Car Park Arm Barrier:Response Callout No Parts, unit of measure IT | FM4-CP010103 | Y | Y | Y | Y | Y
M3NHFScheduleOfRatesCode | FM4/Car Park Arm Barrier:Response Callout Parts Ne £40 | FM4 - Car Park Arm Barrier:Response Callout Parts Ne £40, unit of measure IT | FM4-CP010105 | Y | Y | Y | Y | Y
M3NHFScheduleOfRatesCode | FM4/Car Park Arm Barrier:Response Callout Parts Ne£100 | FM4 - Car Park Arm Barrier:Response Callout Parts Ne£100, unit of measure IT | FM4-CP010107 | Y | Y | Y | Y | Y
M3NHFScheduleOfRatesCode | FM4/Car Park Arm Barrier:Response Callout Parts Ne£150 | FM4 - Car Park Arm Barrier:Response Callout Parts Ne£150, unit of measure IT | FM4-CP010109 | Y | Y | Y | Y | Y
M3NHFScheduleOfRatesCode | FM4/Car Park Arm Barrier:Response Callout Parts Ne£250 | FM4 - Car Park Arm Barrier:Response Callout Parts Ne£250, unit of measure IT | FM4-CP010111 | Y | Y | Y | Y | Y
M3NHFScheduleOfRatesCode | FM4/Car Park Arm Barrier:Response Callout Parts Ne£500 | FM4 - Car Park Arm Barrier:Response Callout Parts Ne£500, unit of measure IT | FM4-CP010113 | Y | Y | Y | Y | Y
M3NHFScheduleOfRatesCode | FM4/Car Park Arm Barrier:Response Callout Part Ne£1000 | FM4 - Car Park Arm Barrier:Response Callout Part Ne£1000, unit of measure IT | FM4-CP010115 | Y | Y | Y
M3NHFScheduleOfRatesCode | FM4/Car Park Arm Barrier:Periodic Inspection Servicing | FM4 - Car Park Arm Barrier:Periodic Inspection Servicing, unit of measure IT | FM4-CP020101 | Y | Y | Y | Y | Y
M3NHFScheduleOfRatesCode | FM4/Car Park Sliding Barrier:Response Callout | FM4 - Car Park Sliding Barrier:Response Callout, unit of measure IT | FM4-CP030101 | Y | Y | Y | Y | Y
M3NHFScheduleOfRatesCode | FM4/Car Park Sliding Barrier:Breakdown No Parts | FM4 - Car Park Sliding Barrier:Breakdown No Parts, unit of measure IT | FM4-CP030103 | Y | Y | Y | Y | Y
M3NHFScheduleOfRatesCode | FM4/Car Park Sliding Barrier:Breakdown Parts Ne £40 | FM4 - Car Park Sliding Barrier:Breakdown Parts Ne £40, unit of measure IT | FM4-CP030105 | Y | Y | Y | Y | Y
M3NHFScheduleOfRatesCode | FM4/Car Park Sliding Barrier:Breakdown Parts Ne £100 | FM4 - Car Park Sliding Barrier:Breakdown Parts Ne £100, unit of measure IT | FM4-CP030107 | Y | Y | Y | Y | Y
M3NHFScheduleOfRatesCode | FM4/Car Park Sliding Barrier:Breakdown Parts Ne £150 | FM4 - Car Park Sliding Barrier:Breakdown Parts Ne £150, unit of measure IT | FM4-CP030109 | Y | Y | Y | Y | Y
M3NHFScheduleOfRatesCode | FM4/Car Park Sliding Barrier:Breakdown Parts Ne £250 | FM4 - Car Park Sliding Barrier:Breakdown Parts Ne £250, unit of measure IT | FM4-CP030111 | Y | Y | Y | Y | Y
M3NHFScheduleOfRatesCode | FM4/Car Park Sliding Barrier:Breakdown Parts Ne £500 | FM4 - Car Park Sliding Barrier:Breakdown Parts Ne £500, unit of measure IT | FM4-CP030113 | Y | Y | Y | Y | Y
M3NHFScheduleOfRatesCode | FM4/Car Park Sliding Barrier:Breakdown Parts Ne £1000 | FM4 - Car Park Sliding Barrier:Breakdown Parts Ne £1000, unit of measure IT | FM4-CP030115 | Y | Y | Y
M3NHFScheduleOfRatesCode | FM4/Car Park Sliding Barrier:Periodic Inspect Service | FM4 - Car Park Sliding Barrier:Periodic Inspect Service, unit of measure IT | FM4-CP040101 | Y | Y | Y | Y | Y
M3NHFScheduleOfRatesCode | FM4/Car Park Access Blocker:Breakdown | FM4 - Car Park Access Blocker:Breakdown, unit of measure IT | FM4-CP050101 | Y | Y | Y | Y | Y
M3NHFScheduleOfRatesCode | FM4/Car Park Access Blocker:Breakdown No Parts | FM4 - Car Park Access Blocker:Breakdown No Parts, unit of measure IT | FM4-CP050103 | Y | Y | Y | Y | Y
M3NHFScheduleOfRatesCode | FM4/Car Park Access Blocker:Breakdown Parts Ne £40 | FM4 - Car Park Access Blocker:Breakdown Parts Ne £40, unit of measure IT | FM4-CP050105 | Y | Y | Y | Y | Y
M3NHFScheduleOfRatesCode | FM4/Car Park Access Blocker:Breakdown Parts Ne £100 | FM4 - Car Park Access Blocker:Breakdown Parts Ne £100, unit of measure IT | FM4-CP050107 | Y | Y | Y | Y | Y
M3NHFScheduleOfRatesCode | FM4/Car Park Access Blocker:Breakdown Parts Ne £150 | FM4 - Car Park Access Blocker:Breakdown Parts Ne £150, unit of measure IT | FM4-CP050109 | Y | Y | Y | Y | Y
M3NHFScheduleOfRatesCode | FM4/Car Park Access Blocker:Breakdown Parts Ne £250 | FM4 - Car Park Access Blocker:Breakdown Parts Ne £250, unit of measure IT | FM4-CP050111 | Y | Y | Y | Y | Y
M3NHFScheduleOfRatesCode | FM4/Car Park Access Blocker:Breakdown Parts Ne £500 | FM4 - Car Park Access Blocker:Breakdown Parts Ne £500, unit of measure IT | FM4-CP050113 | Y | Y | Y | Y | Y
M3NHFScheduleOfRatesCode | FM4/Car Park Access Blocker:Breakdown Parts Ne £1000 | FM4 - Car Park Access Blocker:Breakdown Parts Ne £1000, unit of measure IT | FM4-CP050115 | Y | Y | Y | Y | Y
M3NHFScheduleOfRatesCode | FM4/Car Park Access Blocker:Periodic Inspect Service | FM4 - Car Park Access Blocker:Periodic Inspect Service, unit of measure IT | FM4-CP060101 | Y | Y | Y | Y | Y
M3NHFScheduleOfRatesCode | FM4/Door Entry:Service Cctv Non Contact Sys Sheltered | FM4 - Door Entry:Service Cctv Non Contact Sys Sheltered, unit of measure IT | FM4-DE010001 | Y | Y | Y | Y | Y
M3NHFScheduleOfRatesCode | FM4/Door Entry:Service Cctv Non Contact Sys High Rise | FM4 - Door Entry:Service Cctv Non Contact Sys High Rise, unit of measure IT | FM4-DE010003 | Y | Y | Y | Y | Y
M3NHFScheduleOfRatesCode | FM4/Door Entry:Service Non Contact System High Rise | FM4 - Door Entry:Service Non Contact System High Rise, unit of measure IT | FM4-DE010005 | Y | Y | Y | Y | Y
M3NHFScheduleOfRatesCode | FM4/Door Entry:Service System Within High Rise Block | FM4 - Door Entry:Service System Within High Rise Block, unit of measure IT | FM4-DE010007 | Y | Y | Y | Y | Y
M3NHFScheduleOfRatesCode | FM4/Door Entry:Service System In Walk-Up 8 Flats | FM4 - Door Entry:Service System In Walk-Up 8 Flats, unit of measure IT | FM4-DE010009 | Y | Y | Y | Y | Y
M3NHFScheduleOfRatesCode | FM4/Door Entry:Service System In Walk-Up 10 Flats | FM4 - Door Entry:Service System In Walk-Up 10 Flats, unit of measure IT | FM4-DE010011 | Y | Y | Y | Y | Y
M3NHFScheduleOfRatesCode | FM4/Door Entry:Stand Alone Cctv System In Building | FM4 - Door Entry:Stand Alone Cctv System In Building, unit of measure IT | FM4-DE010013 | Y | Y | Y | Y | Y
M3NHFScheduleOfRatesCode | FM4/Door Entry:Repair Fault Replace Parts Within Block | FM4 - Door Entry:Repair Fault Replace Parts Within Block, unit of measure NO | FM4-DE020001 |  | Y | Y | Y | Y
M3NHFScheduleOfRatesCode | FM4/Door Entry:Repair Fault Replace Part Outside Block | FM4 - Door Entry:Repair Fault Replace Part Outside Block, unit of measure NO | FM4-DE020003 |  | Y | Y | Y | Y
M3NHFScheduleOfRatesCode | FM4/Door Entry:Renew Faulty Decoder | FM4 - Door Entry:Renew Faulty Decoder, unit of measure NO | FM4-DE020005 | Y | Y | Y | Y | Y
M3NHFScheduleOfRatesCode | FM4/Door Entry:Renew Faulty Cpu | FM4 - Door Entry:Renew Faulty Cpu, unit of measure NO | FM4-DE020007 | Y | Y | Y | Y | Y
M3NHFScheduleOfRatesCode | FM4/Door Entry:Install Hand Set Excluding Wiring | FM4 - Door Entry:Install Hand Set Excluding Wiring, unit of measure NO | FM4-DE020009 | Y | Y | Y | Y | Y
M3NHFScheduleOfRatesCode | FM4/Door Entry:Install Hand Set Including Wiring | FM4 - Door Entry:Install Hand Set Including Wiring, unit of measure NO | FM4-DE020011 | Y | Y | Y | Y | Y
M3NHFScheduleOfRatesCode | FM4/Door Entry:Renew Display On Door Entry Panel | FM4 - Door Entry:Renew Display On Door Entry Panel, unit of measure NO | FM4-DE020013 | Y | Y | Y | Y | Y
M3NHFScheduleOfRatesCode | FM4/Door Entry:Renew Main Entrance Panel | FM4 - Door Entry:Renew Main Entrance Panel, unit of measure NO | FM4-DE020015 | Y | Y | Y | Y | Y
M3NHFScheduleOfRatesCode | FM4/Door Entry:Renew Speaker/Microphone On Panel | FM4 - Door Entry:Renew Speaker/Microphone On Panel, unit of measure NO | FM4-DE020017 | Y | Y | Y | Y | Y
M3NHFScheduleOfRatesCode | FM4/Door Entry:Install New Push Buttons On Panel | FM4 - Door Entry:Install New Push Buttons On Panel, unit of measure NO | FM4-DE020019 | Y | Y | Y | Y | Y
M3NHFScheduleOfRatesCode | FM4/Door Entry:Renew Push To Exit Push Incl Wiring | FM4 - Door Entry:Renew Push To Exit Push Incl Wiring, unit of measure NO | FM4-DE020021 | Y | Y | Y | Y | Y
M3NHFScheduleOfRatesCode | FM4/Door Entry:Renew Electromagnetic Lock/Armature | FM4 - Door Entry:Renew Electromagnetic Lock/Armature, unit of measure NO | FM4-DE020023 | Y | Y | Y | Y | Y
M3NHFScheduleOfRatesCode | FM4/Door Entry:Renew Back Indication Door Contacts | FM4 - Door Entry:Renew Back Indication Door Contacts, unit of measure NO | FM4-DE020025 | Y | Y | Y | Y | Y
M3NHFScheduleOfRatesCode | FM4/Door Entry:Renew Emergency Door Exit Sounder | FM4 - Door Entry:Renew Emergency Door Exit Sounder, unit of measure NO | FM4-DE020027 | Y | Y | Y | Y | Y
M3NHFScheduleOfRatesCode | FM4/Door Entry:Repair Internal Fault Replace Parts | FM4 - Door Entry:Repair Internal Fault Replace Parts, unit of measure IT | FM4-DE030001 |  | Y | Y | Y | Y
M3NHFScheduleOfRatesCode | FM4/Door Entry:Repair External Fault Replace Parts | FM4 - Door Entry:Repair External Fault Replace Parts, unit of measure IT | FM4-DE030003 |  | Y | Y | Y | Y
M3NHFScheduleOfRatesCode | FM4/Door Entry:Renew Vandal Resistant Reader | FM4 - Door Entry:Renew Vandal Resistant Reader, unit of measure NO | FM4-DE030005 | Y | Y | Y | Y | Y
M3NHFScheduleOfRatesCode | FM4/Door Entry:Renew Pac 2000 (N) Controller | FM4 - Door Entry:Renew Pac 2000 (N) Controller, unit of measure IT | FM4-DE030007 | Y | Y | Y | Y | Y
M3NHFScheduleOfRatesCode | FM4/Door Entry:Ccd Camera With Lens | FM4 - Door Entry:Ccd Camera With Lens, unit of measure NO | FM4-DE030009 | Y | Y | Y | Y | Y
M3NHFScheduleOfRatesCode | FM4/Door Entry:Ceiling Mounted Vr Camera Enclosure | FM4 - Door Entry:Ceiling Mounted Vr Camera Enclosure, unit of measure NO | FM4-DE030011 | Y | Y | Y | Y | Y
M3NHFScheduleOfRatesCode | FM4/Door Entry:Wall Mounted Vr Camera Enclosure | FM4 - Door Entry:Wall Mounted Vr Camera Enclosure, unit of measure NO | FM4-DE030013 | Y | Y | Y | Y | Y
M3NHFScheduleOfRatesCode | FM4/Door Entry:Corner Mounted Vr Camera Enclosure | FM4 - Door Entry:Corner Mounted Vr Camera Enclosure, unit of measure NO | FM4-DE030015 | Y | Y | Y | Y | Y
M3NHFScheduleOfRatesCode | FM4/Door Entry:Polycarbonate Lens Cover In Vr Housing | FM4 - Door Entry:Polycarbonate Lens Cover In Vr Housing, unit of measure NO | FM4-DE030017 | Y | Y | Y | Y | Y
M3NHFScheduleOfRatesCode | FM4/Door Entry:Renew Internal Monitor/Handsets | FM4 - Door Entry:Renew Internal Monitor/Handsets, unit of measure NO | FM4-DE030019 | Y | Y | Y
M3NHFScheduleOfRatesCode | FM4/Door Entry:Install Internal Monitor/Handsets | FM4 - Door Entry:Install Internal Monitor/Handsets, unit of measure NO | FM4-DE030021 | Y | Y | Y
M3NHFScheduleOfRatesCode | FM4/Door Entry:Renew Video Distributor | FM4 - Door Entry:Renew Video Distributor, unit of measure NO | FM4-DE030023 | Y | Y | Y
M3NHFScheduleOfRatesCode | FM4/Door Entry:Install Video Distributor | FM4 - Door Entry:Install Video Distributor, unit of measure NO | FM4-DE030025 | Y | Y | Y
M3NHFScheduleOfRatesCode | FM4/Door Entry:Response Callout | FM4 - Door Entry:Response Callout, unit of measure IT | FM4-DE040001 | Y | Y | Y
M3NHFScheduleOfRatesCode | FM4/Door Entry:Response Callout/Repair No Parts | FM4 - Door Entry:Response Callout/Repair No Parts, unit of measure IT | FM4-DE040003 | Y | Y | Y
M3NHFScheduleOfRatesCode | FM4/Door Entry:Response Callout/Repair Parts Ne £100 | FM4 - Door Entry:Response Callout/Repair Parts Ne £100, unit of measure IT | FM4-DE040005 | Y | Y | Y
M3NHFScheduleOfRatesCode | FM4/Door Entry:Response Callout/Repair Parts Ne £150 | FM4 - Door Entry:Response Callout/Repair Parts Ne £150, unit of measure IT | FM4-DE040007 | Y | Y | Y
M3NHFScheduleOfRatesCode | FM4/Door Entry:Response Callout/Repair Parts Ne £250 | FM4 - Door Entry:Response Callout/Repair Parts Ne £250, unit of measure IT | FM4-DE040009 | Y | Y | Y
M3NHFScheduleOfRatesCode | FM4/Door Entry:Response Callout/Repair Parts Ne £500 | FM4 - Door Entry:Response Callout/Repair Parts Ne £500, unit of measure IT | FM4-DE040011 | Y | Y | Y
M3NHFScheduleOfRatesCode | FM4/Door Entry:Response Callout/Repair Parts Ne £1000 | FM4 - Door Entry:Response Callout/Repair Parts Ne £1000, unit of measure IT | FM4-DE040013 | Y | Y | Y
M3NHFScheduleOfRatesCode | FM4/Door Entry:Renew Intercom Kit | FM4 - Door Entry:Renew Intercom Kit, unit of measure NO | FM4-DE050001 | Y | Y | Y
M3NHFScheduleOfRatesCode | FM4/Door Entry:Install Extra Phone | FM4 - Door Entry:Install Extra Phone, unit of measure NO | FM4-DE050003 | Y | Y | Y
M3NHFScheduleOfRatesCode | FM4/Door Entry:Renew Electric Latch | FM4 - Door Entry:Renew Electric Latch, unit of measure NO | FM4-DE050005 | Y | Y | Y
M3NHFScheduleOfRatesCode | FM4/Door Entry:Renew Electric Latch Keeper | FM4 - Door Entry:Renew Electric Latch Keeper, unit of measure NO | FM4-DE050006 | Y
M3NHFScheduleOfRatesCode | FM4/Door Entry:Renew 6 Core Cabling | FM4 - Door Entry:Renew 6 Core Cabling, unit of measure LM | FM4-DE050007 | Y | Y | Y
M3NHFScheduleOfRatesCode | FM4/Door Entry:Renew 8 Core Cabling | FM4 - Door Entry:Renew 8 Core Cabling, unit of measure LM | FM4-DE050008 | Y
M3NHFScheduleOfRatesCode | FM4/Door Entry:Renew Transformer | FM4 - Door Entry:Renew Transformer, unit of measure NO | FM4-DE050009 | Y
M3NHFScheduleOfRatesCode | FM4/Door Entry Controls: Renew Trade Clock | FM4 - Door Entry Controls: Renew Trade Clock, unit of measure NO | FM4-DE800001 | Y
M3NHFScheduleOfRatesCode | FM4/Door Entry Controls: Renew Over-Ride | FM4 - Door Entry Controls: Renew Over-Ride, unit of measure NO | FM4-DE800003 | Y
M3NHFScheduleOfRatesCode | FM4/Door Entry Controls: Renew Power Supply | FM4 - Door Entry Controls: Renew Power Supply, unit of measure NO | FM4-DE800005 | Y
M3NHFScheduleOfRatesCode | FM4/Door Entry Controls: Renew Control Unit | FM4 - Door Entry Controls: Renew Control Unit, unit of measure NO | FM4-DE800007 | Y
M3NHFScheduleOfRatesCode | FM4/Door Entry Controls: Renew Buttons | FM4 - Door Entry Controls: Renew Buttons, unit of measure NO | FM4-DE800009 | Y
M3NHFScheduleOfRatesCode | FM4/Door Entry Controls: Renew Amplifier | FM4 - Door Entry Controls: Renew Amplifier, unit of measure NO | FM4-DE800011 | Y
M3NHFScheduleOfRatesCode | FM4/Door Entry Controls: Renew Battery | FM4 - Door Entry Controls: Renew Battery, unit of measure NO | FM4-DE800013 | Y
M3NHFScheduleOfRatesCode | FM4/Door Entry Controls: Renew Fob Reader | FM4 - Door Entry Controls: Renew Fob Reader, unit of measure NO | FM4-DE800015 | Y
M3NHFScheduleOfRatesCode | FM4/Door Entry Controls: Renew Exit Pad | FM4 - Door Entry Controls: Renew Exit Pad, unit of measure NO | FM4-DE800017 | Y
M3NHFScheduleOfRatesCode | FM4/Door Entry Controls: Provide Additional Keys | FM4 - Door Entry Controls: Provide Additional Keys, unit of measure NO | FM4-DE810001 | Y
M3NHFScheduleOfRatesCode | FM4/Door Entry Controls: Provide Garrison Keys | FM4 - Door Entry Controls: Provide Garrison Keys, unit of measure NO | FM4-DE810002 | Y
M3NHFScheduleOfRatesCode | FM4/Door Entry Controls: Provide Additional Fobs | FM4 - Door Entry Controls: Provide Additional Fobs, unit of measure NO | FM4-DE810003 | Y
M3NHFScheduleOfRatesCode | FM4/Door Entry Controls: Renew Phone Unit | FM4 - Door Entry Controls: Renew Phone Unit, unit of measure NO | FM4-DE810005 | Y
M3NHFScheduleOfRatesCode | FM4/Door Entry:Renew Pac 512 Controller | FM4 - Door Entry:Renew Pac 512 Controller, unit of measure IT | FM4-DE910101 | Y
M3NHFScheduleOfRatesCode | FM4/Door Entry:Renew Pac 512 Gsm Modem And Aerial | FM4 - Door Entry:Renew Pac 512 Gsm Modem And Aerial, unit of measure IT | FM4-DE910103 | Y
M3NHFScheduleOfRatesCode | FM4/Door Entry:Renew Pac Vandal Panel Mount Reader | FM4 - Door Entry:Renew Pac Vandal Panel Mount Reader, unit of measure IT | FM4-DE910105 | Y
M3NHFScheduleOfRatesCode | FM4/Door Entry:Install Pac Vandel Resistant Reader | FM4 - Door Entry:Install Pac Vandel Resistant Reader, unit of measure IT | FM4-DE910107 | Y
M3NHFScheduleOfRatesCode | FM4/Door Entry:Supply Pac Fob And Deliver To Client | FM4 - Door Entry:Supply Pac Fob And Deliver To Client, unit of measure IT | FM4-DE910109 | Y
M3NHFScheduleOfRatesCode | FM4/Door Entry:Connect Cabling To Fire Alarm | FM4 - Door Entry:Connect Cabling To Fire Alarm, unit of measure IT | FM4-DE910121 | Y
M3NHFScheduleOfRatesCode | FM4/Door Entry:Install Existing Pac 512 In New Cabinet | FM4 - Door Entry:Install Existing Pac 512 In New Cabinet, unit of measure IT | FM4-DE910123 | Y
M3NHFScheduleOfRatesCode | FM4/Door Entry:Install Functional Audio Call Panel | FM4 - Door Entry:Install Functional Audio Call Panel, unit of measure IT | FM4-DE910301 | Y
M3NHFScheduleOfRatesCode | FM4/Door Entry:Install Digital Audio Call Panel | FM4 - Door Entry:Install Digital Audio Call Panel, unit of measure IT | FM4-DE910303 | Y
M3NHFScheduleOfRatesCode | FM4/Door Entry:Install Functional Video Call Panel | FM4 - Door Entry:Install Functional Video Call Panel, unit of measure IT | FM4-DE910305 | Y
M3NHFScheduleOfRatesCode | FM4/Door Entry:Install Digital Video Call Panel | FM4 - Door Entry:Install Digital Video Call Panel, unit of measure IT | FM4-DE910307 | Y
M3NHFScheduleOfRatesCode | FM4/Door Entry:Install Function Video Ready Call Panel | FM4 - Door Entry:Install Function Video Ready Call Panel, unit of measure IT | FM4-DE910309 | Y
M3NHFScheduleOfRatesCode | FM4/Door Entry:Install Digital Video Ready Call Panel | FM4 - Door Entry:Install Digital Video Ready Call Panel, unit of measure IT | FM4-DE910311 | Y
M3NHFScheduleOfRatesCode | FM4/Door Entry:Install Functional Audio Controller | FM4 - Door Entry:Install Functional Audio Controller, unit of measure IT | FM4-DE910313 | Y
M3NHFScheduleOfRatesCode | FM4/Door Entry:Install Digital Audio Controller | FM4 - Door Entry:Install Digital Audio Controller, unit of measure IT | FM4-DE910315 | Y
M3NHFScheduleOfRatesCode | FM4/Door Entry:Install Functional Video Controller | FM4 - Door Entry:Install Functional Video Controller, unit of measure IT | FM4-DE910317 | Y
M3NHFScheduleOfRatesCode | FM4/Door Entry:Install Digital Video Controller | FM4 - Door Entry:Install Digital Video Controller, unit of measure IT | FM4-DE910319 | Y
M3NHFScheduleOfRatesCode | FM4/Door Entry:Install 16 Way Audio Marshalling Board | FM4 - Door Entry:Install 16 Way Audio Marshalling Board, unit of measure IT | FM4-DE910321 | Y
M3NHFScheduleOfRatesCode | FM4/Door Entry:Install 16 Way Video Marshalling Board | FM4 - Door Entry:Install 16 Way Video Marshalling Board, unit of measure IT | FM4-DE910323 | Y
M3NHFScheduleOfRatesCode | FM4/Door Entry:Install Audio Handset | FM4 - Door Entry:Install Audio Handset, unit of measure IT | FM4-DE910325 | Y
M3NHFScheduleOfRatesCode | FM4/Door Entry:Install Video Handset | FM4 - Door Entry:Install Video Handset, unit of measure IT | FM4-DE910327 | Y
M3NHFScheduleOfRatesCode | FM4/Door Entry:Install Dome Camera | FM4 - Door Entry:Install Dome Camera, unit of measure IT | FM4-DE910329 | Y
M3NHFScheduleOfRatesCode | FM4/Door Entry:Install Flashing Beacon | FM4 - Door Entry:Install Flashing Beacon, unit of measure IT | FM4-DE910331 | Y
M3NHFScheduleOfRatesCode | FM4/Door Entry:Install Beacon | FM4 - Door Entry:Install Beacon, unit of measure IT | FM4-DE910333 | Y
M3NHFScheduleOfRatesCode | FM4/Door Entry:Install Push To Exit Switch | FM4 - Door Entry:Install Push To Exit Switch, unit of measure IT | FM4-DE910501 | Y
M3NHFScheduleOfRatesCode | FM4/Door Entry:Install Stainless Plate To Pte Switch | FM4 - Door Entry:Install Stainless Plate To Pte Switch, unit of measure IT | FM4-DE910503 | Y
M3NHFScheduleOfRatesCode | FM4/Door Entry:Supply And Fix Pte Sign | FM4 - Door Entry:Supply And Fix Pte Sign, unit of measure IT | FM4-DE910505 | Y
M3NHFScheduleOfRatesCode | FM4/Door Entry:Install Pte Surface Box | FM4 - Door Entry:Install Pte Surface Box, unit of measure IT | FM4-DE910507 | Y
M3NHFScheduleOfRatesCode | FM4/Door Entry:Install Flush Fireman Switch | FM4 - Door Entry:Install Flush Fireman Switch, unit of measure IT | FM4-DE910701 | Y
M3NHFScheduleOfRatesCode | FM4/Door Entry:Install Surface Fireman Switch | FM4 - Door Entry:Install Surface Fireman Switch, unit of measure IT | FM4-DE910703 | Y
M3NHFScheduleOfRatesCode | FM4/Door Entry:Install 12 Volt 7Ah Battery | FM4 - Door Entry:Install 12 Volt 7Ah Battery, unit of measure IT | FM4-DE910901 | Y
M3NHFScheduleOfRatesCode | FM4/Door Entry:Install Surface Door Contacts | FM4 - Door Entry:Install Surface Door Contacts, unit of measure IT | FM4-DE910903 | Y
M3NHFScheduleOfRatesCode | FM4/Door Entry:Install Pvc Video Handset Backing Plate | FM4 - Door Entry:Install Pvc Video Handset Backing Plate, unit of measure IT | FM4-DE910905 | Y
M3NHFScheduleOfRatesCode | FM4/Door Entry:Install Alarm Cable | FM4 - Door Entry:Install Alarm Cable, unit of measure LM | FM4-DE910907 | Y
M3NHFScheduleOfRatesCode | FM4/Door Entry:Install Cat 5 Cable | FM4 - Door Entry:Install Cat 5 Cable, unit of measure LM | FM4-DE910909 | Y
M3NHFScheduleOfRatesCode | FM4/Door Entry:Install 6 Core Cabling | FM4 - Door Entry:Install 6 Core Cabling, unit of measure LM | FM4-DE910911 | Y
M3NHFScheduleOfRatesCode | FM4/Door Entry:Install 10 Core Cabling | FM4 - Door Entry:Install 10 Core Cabling, unit of measure LM | FM4-DE910913 | Y
M3NHFScheduleOfRatesCode | FM4/Door Entry:Install Rg59 Camera Cable (Coax) | FM4 - Door Entry:Install Rg59 Camera Cable (Coax), unit of measure LM | FM4-DE910915 | Y
M3NHFScheduleOfRatesCode | FM4/Door Entry:Crimp Connection To Rg59 Bnc Cable | FM4 - Door Entry:Crimp Connection To Rg59 Bnc Cable, unit of measure IT | FM4-DE910917 | Y
M3NHFScheduleOfRatesCode | FM4/Door Entry:Draw Upto 6Mm Single Cable | FM4 - Door Entry:Draw Upto 6Mm Single Cable, unit of measure LM | FM4-DE910919 | Y
M3NHFScheduleOfRatesCode | FM4/Door Entry:Install Power Supply | FM4 - Door Entry:Install Power Supply, unit of measure LM | FM4-DE930101 | Y
M3NHFScheduleOfRatesCode | FM4/Door Entry:Metalclad Engraved Fused Connection | FM4 - Door Entry:Metalclad Engraved Fused Connection, unit of measure IT | FM4-DE930103 | Y
M3NHFScheduleOfRatesCode | FM4/Door Entry:Relocate Existing Light Fitting | FM4 - Door Entry:Relocate Existing Light Fitting, unit of measure IT | FM4-DE930105 | Y
M3NHFScheduleOfRatesCode | FM4/Door Entry:Test Electrical Circuit | FM4 - Door Entry:Test Electrical Circuit, unit of measure IT | FM4-DE930107 | Y
M3NHFScheduleOfRatesCode | FM4/Door Entry:Install 50Mm X 50Mm Galvanised Trunking | FM4 - Door Entry:Install 50Mm X 50Mm Galvanised Trunking, unit of measure LM | FM4-DE930301 | Y
M3NHFScheduleOfRatesCode | FM4/Door Entry:Install Upvc Mini Trunking | FM4 - Door Entry:Install Upvc Mini Trunking, unit of measure LM | FM4-DE930303 | Y
M3NHFScheduleOfRatesCode | FM4/Door Entry:Install 20Mm Galvanised Conduit | FM4 - Door Entry:Install 20Mm Galvanised Conduit, unit of measure LM | FM4-DE930305 | Y
M3NHFScheduleOfRatesCode | FM4/Door Entry:Install 25Mm Galvanised Conduit | FM4 - Door Entry:Install 25Mm Galvanised Conduit, unit of measure LM | FM4-DE930307 | Y
M3NHFScheduleOfRatesCode | FM4/Door Entry:New Dda Extension Step | FM4 - Door Entry:New Dda Extension Step, unit of measure SM | FM4-DE950101 | Y
M3NHFScheduleOfRatesCode | FM4/Door Entry:Install Fob Reader Post | FM4 - Door Entry:Install Fob Reader Post, unit of measure IT | FM4-DE950103 | Y
M3NHFScheduleOfRatesCode | FM4/Door Entry:Install Polypipe In Trench - Soft | FM4 - Door Entry:Install Polypipe In Trench - Soft, unit of measure LM | FM4-DE950105 | Y
M3NHFScheduleOfRatesCode | FM4/Door Entry:Install Polypipe In Trench - Hard | FM4 - Door Entry:Install Polypipe In Trench - Hard, unit of measure LM | FM4-DE950107 | Y
M3NHFScheduleOfRatesCode | FM4/Door Entry:Install Handrail Door Stop | FM4 - Door Entry:Install Handrail Door Stop, unit of measure IT | FM4-DE950109 | Y
M3NHFScheduleOfRatesCode | FM4/Door Entry:Install Wall/Floor Mounted Door Stop | FM4 - Door Entry:Install Wall/Floor Mounted Door Stop, unit of measure IT | FM4-DE950111 | Y
M3NHFScheduleOfRatesCode | FM4/Door Entry:Drill Hole Through Floors/Walls | FM4 - Door Entry:Drill Hole Through Floors/Walls, unit of measure IT | FM4-DE950113 | Y
M3NHFScheduleOfRatesCode | FM4/Door Entry:Drill Hole Into Flats | FM4 - Door Entry:Drill Hole Into Flats, unit of measure IT | FM4-DE950115 | Y
M3NHFScheduleOfRatesCode | FM4/Door Entry:Install Office And Common Room Sign | FM4 - Door Entry:Install Office And Common Room Sign, unit of measure IT | FM4-DE950117 | Y
M3NHFScheduleOfRatesCode | FM4/Door Entry:Brick Up Redundant Opening | FM4 - Door Entry:Brick Up Redundant Opening, unit of measure IT | FM4-DE950119 | Y
M3NHFScheduleOfRatesCode | FM4/Door Entry:Install Hasp & Staple | FM4 - Door Entry:Install Hasp & Staple, unit of measure IT | FM4-DE950127 | Y
M3NHFScheduleOfRatesCode | FM4/Door Entry:Renew With Timber Door 1200Mm X 2400Mm | FM4 - Door Entry:Renew With Timber Door 1200Mm X 2400Mm, unit of measure IT | FM4-DE970101 | Y
M3NHFScheduleOfRatesCode | FM4/Door Entry:Renew With Timber Door 1600Mm X 2400Mm | FM4 - Door Entry:Renew With Timber Door 1600Mm X 2400Mm, unit of measure IT | FM4-DE970103 | Y
M3NHFScheduleOfRatesCode | FM4/Door Entry:Renew With Timber Door 2100Mm X 2400Mm | FM4 - Door Entry:Renew With Timber Door 2100Mm X 2400Mm, unit of measure IT | FM4-DE970105 | Y
M3NHFScheduleOfRatesCode | FM4/Door Entry:Renew With Timber Door 2700Mm X 2400Mm | FM4 - Door Entry:Renew With Timber Door 2700Mm X 2400Mm, unit of measure IT | FM4-DE970107 | Y
M3NHFScheduleOfRatesCode | FM4/Door Entry:Adapt Timber Screen For New Panel | FM4 - Door Entry:Adapt Timber Screen For New Panel, unit of measure IT | FM4-DE970109 | Y
M3NHFScheduleOfRatesCode | FM4/Door Entry:Renew With Steel Door 1200Mm X 2400Mm | FM4 - Door Entry:Renew With Steel Door 1200Mm X 2400Mm, unit of measure IT | FM4-DE970301 | Y
M3NHFScheduleOfRatesCode | FM4/Door Entry:Renew With Steel Door 1600Mm X 2400Mm | FM4 - Door Entry:Renew With Steel Door 1600Mm X 2400Mm, unit of measure IT | FM4-DE970303 | Y
M3NHFScheduleOfRatesCode | FM4/Door Entry:Renew With Steel Door 2100Mm X 2400Mm | FM4 - Door Entry:Renew With Steel Door 2100Mm X 2400Mm, unit of measure IT | FM4-DE970305 | Y
M3NHFScheduleOfRatesCode | FM4/Door Entry:Renew With Steel Door 2700Mm X 2400Mm | FM4 - Door Entry:Renew With Steel Door 2700Mm X 2400Mm, unit of measure IT | FM4-DE970307 | Y
M3NHFScheduleOfRatesCode | FM4/Door Entry:Install Monitored Magnetic Lock | FM4 - Door Entry:Install Monitored Magnetic Lock, unit of measure IT | FM4-DE970501 | Y
M3NHFScheduleOfRatesCode | FM4/Door Entry:Install Un-Monitored Magnetic Lock | FM4 - Door Entry:Install Un-Monitored Magnetic Lock, unit of measure IT | FM4-DE970503 | Y
M3NHFScheduleOfRatesCode | FM4/Door Entry:Install Electronic Door Latch | FM4 - Door Entry:Install Electronic Door Latch, unit of measure IT | FM4-DE970505 | Y
M3NHFScheduleOfRatesCode | FM4/Door Entry:Install Auto Door Closer | FM4 - Door Entry:Install Auto Door Closer, unit of measure IT | FM4-DE970507 | Y
M3NHFScheduleOfRatesCode | FM4/Door Entry:Transfer Auto Door Opener To New Door | FM4 - Door Entry:Transfer Auto Door Opener To New Door, unit of measure IT | FM4-DE970509 | Y
M3NHFScheduleOfRatesCode | FM4/Street Lighting:Breakdown Repair No Parts | FM4 - Street Lighting:Breakdown Repair No Parts, unit of measure IT | FM4-EI010101 | Y | Y | Y | Y | Y
M3NHFScheduleOfRatesCode | FM4/Street Lighting:Breakdown Repair Parts Ne £40 | FM4 - Street Lighting:Breakdown Repair Parts Ne £40, unit of measure IT | FM4-EI010103 | Y | Y | Y | Y | Y
M3NHFScheduleOfRatesCode | FM4/Street Lighting:Breakdown Repair Parts Ne £100 | FM4 - Street Lighting:Breakdown Repair Parts Ne £100, unit of measure IT | FM4-EI010105 | Y | Y | Y | Y | Y
M3NHFScheduleOfRatesCode | FM4/Security Flood Lights:Breakdown Repair No Parts | FM4 - Security Flood Lights:Breakdown Repair No Parts, unit of measure IT | FM4-EI010201 | Y | Y | Y | Y | Y
M3NHFScheduleOfRatesCode | FM4/Security Flood Lights:Breakdown Repair Parts Ne£40 | FM4 - Security Flood Lights:Breakdown Repair Parts Ne£40, unit of measure IT | FM4-EI010203 | Y | Y | Y | Y | Y
M3NHFScheduleOfRatesCode | FM4/Security Flood Lights:Breakdown Repair Part Ne£100 | FM4 - Security Flood Lights:Breakdown Repair Part Ne£100, unit of measure IT | FM4-EI010205 | Y | Y | Y | Y | Y
M3NHFScheduleOfRatesCode | FM4/Permanent Standby Plant:Breakdown Repair No Parts | FM4 - Permanent Standby Plant:Breakdown Repair No Parts, unit of measure IT | FM4-EI010301 | Y | Y | Y | Y | Y
M3NHFScheduleOfRatesCode | FM4/Permanent Standby Plant:Breakdown Repair £100 | FM4 - Permanent Standby Plant:Breakdown Repair £100, unit of measure IT | FM4-EI010303 | Y | Y | Y | Y | Y
M3NHFScheduleOfRatesCode | FM4/Permanent Standby Plant:Breakdown Repair £300 | FM4 - Permanent Standby Plant:Breakdown Repair £300, unit of measure IT | FM4-EI010305 | Y | Y | Y | Y | Y
M3NHFScheduleOfRatesCode | FM4/Permanent Standby Plant:Breakdown Repair £500 | FM4 - Permanent Standby Plant:Breakdown Repair £500, unit of measure IT | FM4-EI010307 | Y | Y | Y | Y | Y
M3NHFScheduleOfRatesCode | FM4/Mobile Generating Plant:Breakdown Repair No Parts | FM4 - Mobile Generating Plant:Breakdown Repair No Parts, unit of measure IT | FM4-EI010401 | Y | Y | Y | Y | Y
M3NHFScheduleOfRatesCode | FM4/Mobile Generating Plant:Breakdown Repair £100 | FM4 - Mobile Generating Plant:Breakdown Repair £100, unit of measure IT | FM4-EI010403 | Y | Y | Y | Y | Y
M3NHFScheduleOfRatesCode | FM4/Mobile Generating Plant:Breakdown Repair £300 | FM4 - Mobile Generating Plant:Breakdown Repair £300, unit of measure IT | FM4-EI010405 | Y | Y | Y | Y | Y
M3NHFScheduleOfRatesCode | FM4/Hv Switchgear:Response Call-Outs Repair No Parts | FM4 - Hv Switchgear:Response Call-Outs Repair No Parts, unit of measure IT | FM4-EI010501 | Y | Y | Y | Y | Y
M3NHFScheduleOfRatesCode | FM4/Hv Switchgear:Response Call-Outs Repair £100 | FM4 - Hv Switchgear:Response Call-Outs Repair £100, unit of measure IT | FM4-EI010503 | Y | Y | Y | Y | Y
M3NHFScheduleOfRatesCode | FM4/Hv Switchgear:Response Call-Outs Repair £300 | FM4 - Hv Switchgear:Response Call-Outs Repair £300, unit of measure IT | FM4-EI010505 | Y | Y | Y | Y | Y
M3NHFScheduleOfRatesCode | FM4/Door Entry:Refix Loose Glazing Beads | FM4 - Door Entry:Refix Loose Glazing Beads, unit of measure NO | FM4-EJ081307 | Y
M3NHFScheduleOfRatesCode | FM4/Door Entry:Renew Hardwood Glazing Beads | FM4 - Door Entry:Renew Hardwood Glazing Beads, unit of measure LM | FM4-EJ081309 | Y
M3NHFScheduleOfRatesCode | FM4/Door Entry:Patch Or Repair Door Stile | FM4 - Door Entry:Patch Or Repair Door Stile, unit of measure NO | FM4-EJ081311 | Y
M3NHFScheduleOfRatesCode | FM4/Door Entry:Renew Hardwood Door Stile | FM4 - Door Entry:Renew Hardwood Door Stile, unit of measure IT | FM4-EJ081313 | Y
M3NHFScheduleOfRatesCode | FM4/Door Entry:Ease And Adjust Including Remove | FM4 - Door Entry:Ease And Adjust Including Remove, unit of measure NO | FM4-EJ081315 | Y
M3NHFScheduleOfRatesCode | FM4/Door Entry:Remove Readjust And Rehang Timber Door | FM4 - Door Entry:Remove Readjust And Rehang Timber Door, unit of measure IT | FM4-EJ081316 | Y
M3NHFScheduleOfRatesCode | FM4/Door Entry:Overhaul External Complete | FM4 - Door Entry:Overhaul External Complete, unit of measure NO | FM4-EJ081317 | Y
M3NHFScheduleOfRatesCode | FM4/Door Entry:Overhaul External Complete Sidelight | FM4 - Door Entry:Overhaul External Complete Sidelight, unit of measure NO | FM4-EJ081319 | Y
M3NHFScheduleOfRatesCode | FM4/Door Entry:Ease/Oil And Adjust Steel | FM4 - Door Entry:Ease/Oil And Adjust Steel, unit of measure NO | FM4-EJ081511 | Y
M3NHFScheduleOfRatesCode | FM4/Door Entry:Overhaul Steel | FM4 - Door Entry:Overhaul Steel, unit of measure NO | FM4-EJ081513 | Y
M3NHFScheduleOfRatesCode | FM4/Door Entry Screen:Install Hardwood Ne 1.2X2.4M | FM4 - Door Entry Screen:Install Hardwood Ne 1.2X2.4M, unit of measure NO | FM4-EJ090209 | Y
M3NHFScheduleOfRatesCode | FM4/Door Entry Screen:Install Hardwood Ne 1.6X2.4M | FM4 - Door Entry Screen:Install Hardwood Ne 1.6X2.4M, unit of measure NO | FM4-EJ090211 | Y
M3NHFScheduleOfRatesCode | FM4/Door Entry Screen:Install Hardwood Ne 2.1X2.4M | FM4 - Door Entry Screen:Install Hardwood Ne 2.1X2.4M, unit of measure NO | FM4-EJ090213 | Y
M3NHFScheduleOfRatesCode | FM4/Door Entry Screen:Install Hardwood Ne 2.7X2.4M | FM4 - Door Entry Screen:Install Hardwood Ne 2.7X2.4M, unit of measure NO | FM4-EJ090215 | Y
M3NHFScheduleOfRatesCode | FM4/Door Entry Screen:Install Powder Ctd Ne 1.25X2.4M | FM4 - Door Entry Screen:Install Powder Ctd Ne 1.25X2.4M, unit of measure NO | FM4-EJ090409 | Y
M3NHFScheduleOfRatesCode | FM4/Door Entry Screen:Install Powder Ctd Ne 1.60X2.4M | FM4 - Door Entry Screen:Install Powder Ctd Ne 1.60X2.4M, unit of measure NO | FM4-EJ090411 | Y
M3NHFScheduleOfRatesCode | FM4/Door Entry Screen:Install Powder Ctd Ne 2.10X2.4M | FM4 - Door Entry Screen:Install Powder Ctd Ne 2.10X2.4M, unit of measure NO | FM4-EJ090413 | Y
M3NHFScheduleOfRatesCode | FM4/Door Entry Screen:Install Powder Ctd Ne 2.70X2.4M | FM4 - Door Entry Screen:Install Powder Ctd Ne 2.70X2.4M, unit of measure NO | FM4-EJ090415 | Y
M3NHFScheduleOfRatesCode | FM4/Door Entry Frame:Refix Loose External Frame | FM4 - Door Entry Frame:Refix Loose External Frame, unit of measure NO | FM4-EJ101701 | Y
M3NHFScheduleOfRatesCode | FM4/Door Entry Frame:Rake Out Repoint External Sealant | FM4 - Door Entry Frame:Rake Out Repoint External Sealant, unit of measure LM | FM4-EJ101703 | Y
M3NHFScheduleOfRatesCode | FM4/Door Entry Ironmongery:Renew Heavy Duty Strike | FM4 - Door Entry Ironmongery:Renew Heavy Duty Strike, unit of measure NO | FM4-EJ800001 | Y
M3NHFScheduleOfRatesCode | FM4/Door Entry Ironmongery:Renew Closer | FM4 - Door Entry Ironmongery:Renew Closer, unit of measure NO | FM4-EJ800003 | Y
M3NHFScheduleOfRatesCode | FM4/Door Entry Ironmongery:Renew Face Plate | FM4 - Door Entry Ironmongery:Renew Face Plate, unit of measure NO | FM4-EJ800005 | Y
M3NHFScheduleOfRatesCode | FM4/Door Entry Ironmongery:Renew Assa Lock | FM4 - Door Entry Ironmongery:Renew Assa Lock, unit of measure NO | FM4-EJ800007 | Y
M3NHFScheduleOfRatesCode | FM4/Door Entry Ironmongery:Renew Magna Lock | FM4 - Door Entry Ironmongery:Renew Magna Lock, unit of measure NO | FM4-EJ800009 | Y
M3NHFScheduleOfRatesCode | FM4/Door Entry Ironmongery:Renew Lcn Closer | FM4 - Door Entry Ironmongery:Renew Lcn Closer, unit of measure NO | FM4-EJ800011 | Y
M3NHFScheduleOfRatesCode | FM4/Door Entry Ironmongery:Renew Handle | FM4 - Door Entry Ironmongery:Renew Handle, unit of measure NO | FM4-EJ800013 | Y
M3NHFScheduleOfRatesCode | FM4/Door Entry Ironmongery:Renew Strike | FM4 - Door Entry Ironmongery:Renew Strike, unit of measure NO | FM4-EJ800015 | Y
M3NHFScheduleOfRatesCode | FM4/Door Entry Ironmongery:Renew Panic Bar | FM4 - Door Entry Ironmongery:Renew Panic Bar, unit of measure NO | FM4-EJ800017 | Y
M3NHFScheduleOfRatesCode | FM4/Door Entry Ironmongery:Renew Union Lock | FM4 - Door Entry Ironmongery:Renew Union Lock, unit of measure NO | FM4-EJ800019 | Y
M3NHFScheduleOfRatesCode | FM4/Door Entry Ironmongery:Renew Finger Plate | FM4 - Door Entry Ironmongery:Renew Finger Plate, unit of measure NO | FM4-EJ800021 | Y
M3NHFScheduleOfRatesCode | FM4/Door Entry Ironmongery:Renew Hasp | FM4 - Door Entry Ironmongery:Renew Hasp, unit of measure NO | FM4-EJ800023 | Y
M3NHFScheduleOfRatesCode | FM4/Door Entry Ironmongery:Renew Padlock | FM4 - Door Entry Ironmongery:Renew Padlock, unit of measure NO | FM4-EJ800025 | Y
M3NHFScheduleOfRatesCode | FM4/Door Entry Ironmongery:Renew D Handle | FM4 - Door Entry Ironmongery:Renew D Handle, unit of measure NO | FM4-EJ800026 | Y
M3NHFScheduleOfRatesCode | FM4/Door Entry Ironmongery:Renew Guard Plate | FM4 - Door Entry Ironmongery:Renew Guard Plate, unit of measure NO | FM4-EJ800028 | Y
M3NHFScheduleOfRatesCode | FM4/Door Entry Ironmongery:Renew Hinge | FM4 - Door Entry Ironmongery:Renew Hinge, unit of measure NO | FM4-EJ800029 | Y
M3NHFScheduleOfRatesCode | FM4/Door Entry Ironmongery:Renew Lock Barrel | FM4 - Door Entry Ironmongery:Renew Lock Barrel, unit of measure NO | FM4-EJ800030 | Y
M3NHFScheduleOfRatesCode | FM4/Door Entry Ironmongery:Renew Continuous Hinge | FM4 - Door Entry Ironmongery:Renew Continuous Hinge, unit of measure NO | FM4-EJ800031 | Y
M3NHFScheduleOfRatesCode | FM4/Emergency Lighting:Fit Non Maintain 3 Hr Unit Ip65 | FM4 - Emergency Lighting:Fit Non Maintain 3 Hr Unit Ip65, unit of measure NO | FM4-EL010001 | Y | Y | Y | Y | Y
M3NHFScheduleOfRatesCode | FM4/Emergency Lighting:Fit Maintained 3 Hr Unit Ip65 | FM4 - Emergency Lighting:Fit Maintained 3 Hr Unit Ip65, unit of measure NO | FM4-EL010003 | Y | Y | Y | Y | Y
M3NHFScheduleOfRatesCode | FM4/Emergency Lighting:Fit Self Contain 3 Hr Exit Sign | FM4 - Emergency Lighting:Fit Self Contain 3 Hr Exit Sign, unit of measure NO | FM4-EL010005 | Y | Y | Y | Y | Y
M3NHFScheduleOfRatesCode | FM4/Emergency Lighting:Fit Maintained 3 Hr Exit Sign | FM4 - Emergency Lighting:Fit Maintained 3 Hr Exit Sign, unit of measure NO | FM4-EL010007 | Y | Y | Y | Y | Y
M3NHFScheduleOfRatesCode | FM4/Emergency Lighting:Fit Remote Alarm Unit | FM4 - Emergency Lighting:Fit Remote Alarm Unit, unit of measure NO | FM4-EL010009 | Y | Y | Y | Y | Y
M3NHFScheduleOfRatesCode | FM4/Emergency Lighting:Ac/Dc Slave Luminaire 8W Ftg | FM4 - Emergency Lighting:Ac/Dc Slave Luminaire 8W Ftg, unit of measure NO | FM4-EL010011 | Y | Y | Y | Y | Y
M3NHFScheduleOfRatesCode | FM4/Emergency Lighting:Fit 4 Gang Test Facility | FM4 - Emergency Lighting:Fit 4 Gang Test Facility, unit of measure NO | FM4-EL010013 | Y | Y | Y | Y | Y
M3NHFScheduleOfRatesCode | FM4/Emergency Lighting:Fit 1 Gang Test Facility | FM4 - Emergency Lighting:Fit 1 Gang Test Facility, unit of measure NO | FM4-EL010014 | Y | Y | Y
M3NHFScheduleOfRatesCode | FM4/Emergency Lighting:Renew Any Lamps/Tubes | FM4 - Emergency Lighting:Renew Any Lamps/Tubes, unit of measure NO | FM4-EL010015 | Y | Y | Y | Y | Y
M3NHFScheduleOfRatesCode | FM4/Emergency Lighting:Renew Any Led On Sc Luminaires | FM4 - Emergency Lighting:Renew Any Led On Sc Luminaires, unit of measure NO | FM4-EL010017 | Y | Y | Y | Y | Y
M3NHFScheduleOfRatesCode | FM4/Emergency Lighting:Check Escape Route Light Levels | FM4 - Emergency Lighting:Check Escape Route Light Levels, unit of measure NO | FM4-EL010019 | Y | Y | Y | Y | Y
M3NHFScheduleOfRatesCode | FM4/Emergency Lighting:Trace Fault In Central Battery | FM4 - Emergency Lighting:Trace Fault In Central Battery, unit of measure NO | FM4-EL010021 | Y | Y | Y | Y | Y
M3NHFScheduleOfRatesCode | FM4/Emergency Lighting:Trace Fault On Sc Luminaire | FM4 - Emergency Lighting:Trace Fault On Sc Luminaire, unit of measure NO | FM4-EL010023 | Y | Y | Y | Y | Y
M3NHFScheduleOfRatesCode | FM4/Emergency Lighting:Check Hrc Fuse In Dist Board | FM4 - Emergency Lighting:Check Hrc Fuse In Dist Board, unit of measure NO | FM4-EL010025 | Y | Y | Y | Y | Y
M3NHFScheduleOfRatesCode | FM4/Emergency Lighting:Replace Hrc Fuse | FM4 - Emergency Lighting:Replace Hrc Fuse, unit of measure NO | FM4-EL010027 | Y | Y | Y | Y | Y
M3NHFScheduleOfRatesCode | FM4/Emergency Light:Renew Battery Back Up | FM4 - Emergency Light:Renew Battery Back Up, unit of measure IT | FM4-EL010029 | Y | Y | Y
M3NHFScheduleOfRatesCode | FM4/Emergency Lighting:Replace Central Battery | FM4 - Emergency Lighting:Replace Central Battery, unit of measure NO | FM4-EL010031 | Y | Y | Y
M3NHFScheduleOfRatesCode | FM4/Emergency Lighting:Response Call-Out - 1 Hour | FM4 - Emergency Lighting:Response Call-Out - 1 Hour, unit of measure IT | FM4-EL010033 | Y | Y | Y
M3NHFScheduleOfRatesCode | FM4/Emergency Lighting:Response Call-Out - 2 Hour | FM4 - Emergency Lighting:Response Call-Out - 2 Hour, unit of measure IT | FM4-EL010035 | Y | Y | Y
M3NHFScheduleOfRatesCode | FM4/Emergency Lighting:Response Call-Out - 3 Hour | FM4 - Emergency Lighting:Response Call-Out - 3 Hour, unit of measure IT | FM4-EL010037 | Y | Y | Y
M3NHFScheduleOfRatesCode | FM4/Emergency Lighting:Response Call-Out - 4 Hour | FM4 - Emergency Lighting:Response Call-Out - 4 Hour, unit of measure IT | FM4-EL010039 | Y | Y | Y
M3NHFScheduleOfRatesCode | FM4/Testing:Monthly Test Sc Ne25 Emergency Unit | FM4 - Testing:Monthly Test Sc Ne25 Emergency Unit, unit of measure IT | FM4-EL010101 | Y | Y | Y | Y | Y
M3NHFScheduleOfRatesCode | FM4/Testing:Monthly Test Sc Ne50 Emergency Unit | FM4 - Testing:Monthly Test Sc Ne50 Emergency Unit, unit of measure IT | FM4-EL010103 | Y | Y | Y | Y | Y
M3NHFScheduleOfRatesCode | FM4/Testing:Monthly Test Sc Ne100 Emergency Unit | FM4 - Testing:Monthly Test Sc Ne100 Emergency Unit, unit of measure IT | FM4-EL010105 | Y | Y | Y | Y | Y
M3NHFScheduleOfRatesCode | FM4/Testing:Monthly Test Sc Ne2 1Hr Emergency Unit | FM4 - Testing:Monthly Test Sc Ne2 1Hr Emergency Unit, unit of measure IT | FM4-EL010107 | Y | Y | Y
M3NHFScheduleOfRatesCode | FM4/Testing:Monthly Test Sc Ne5 1 Hr Emergency Unit | FM4 - Testing:Monthly Test Sc Ne5 1 Hr Emergency Unit, unit of measure IT | FM4-EL010109 | Y | Y | Y
M3NHFScheduleOfRatesCode | FM4/Testing:Monthly Test Sc Ne10 Emergency Unit | FM4 - Testing:Monthly Test Sc Ne10 Emergency Unit, unit of measure IT | FM4-EL010111 | Y | Y | Y
M3NHFScheduleOfRatesCode | FM4/Testing:Monthly Test Sc Ne15 Emergency Unit | FM4 - Testing:Monthly Test Sc Ne15 Emergency Unit, unit of measure IT | FM4-EL010113 | Y | Y | Y
M3NHFScheduleOfRatesCode | FM4/Testing:Monthly Test Sc Ne20 Emergency Unit | FM4 - Testing:Monthly Test Sc Ne20 Emergency Unit, unit of measure IT | FM4-EL010115 | Y | Y | Y
M3NHFScheduleOfRatesCode | FM4/Testing:Monthly Test Sc Ne2 3Hr Emergency Unit | FM4 - Testing:Monthly Test Sc Ne2 3Hr Emergency Unit, unit of measure IT | FM4-EL010117 | Y | Y | Y
M3NHFScheduleOfRatesCode | FM4/Testing:Monthly Test Sc Ne5 3Hr Emergency Unit | FM4 - Testing:Monthly Test Sc Ne5 3Hr Emergency Unit, unit of measure IT | FM4-EL010119 | Y | Y | Y
M3NHFScheduleOfRatesCode | FM4/Testing:Six Monthly Test Sc Ne25 Emergency Unit | FM4 - Testing:Six Monthly Test Sc Ne25 Emergency Unit, unit of measure IT | FM4-EL010201 | Y | Y | Y | Y | Y
M3NHFScheduleOfRatesCode | FM4/Testing:Six Monthly Test Sc Ne50 Emergency Unit | FM4 - Testing:Six Monthly Test Sc Ne50 Emergency Unit, unit of measure IT | FM4-EL010203 | Y | Y | Y | Y | Y
M3NHFScheduleOfRatesCode | FM4/Testing:Six Monthly Test Sc Ne100 Emergency Unit | FM4 - Testing:Six Monthly Test Sc Ne100 Emergency Unit, unit of measure IT | FM4-EL010205 | Y | Y | Y | Y | Y
M3NHFScheduleOfRatesCode | FM4/Testing:Six Monthly Test Sc Ne2 1Hr Emergency Unit | FM4 - Testing:Six Monthly Test Sc Ne2 1Hr Emergency Unit, unit of measure IT | FM4-EL010207 | Y | Y | Y
M3NHFScheduleOfRatesCode | FM4/Testing:Six Monthly Test Sc Ne5 1Hr Emergency Unit | FM4 - Testing:Six Monthly Test Sc Ne5 1Hr Emergency Unit, unit of measure IT | FM4-EL010209 | Y | Y | Y
M3NHFScheduleOfRatesCode | FM4/Testing:Six Monthly Test Sc Ne10 Emergency Unit | FM4 - Testing:Six Monthly Test Sc Ne10 Emergency Unit, unit of measure IT | FM4-EL010211 | Y | Y | Y
M3NHFScheduleOfRatesCode | FM4/Testing:Six Monthly Test Sc Ne15 Emergency Unit | FM4 - Testing:Six Monthly Test Sc Ne15 Emergency Unit, unit of measure IT | FM4-EL010213 | Y | Y | Y
M3NHFScheduleOfRatesCode | FM4/Testing:Six Monthly Test Sc Ne20 Emergency Unit | FM4 - Testing:Six Monthly Test Sc Ne20 Emergency Unit, unit of measure IT | FM4-EL010215 | Y | Y | Y
M3NHFScheduleOfRatesCode | FM4/Testing:Six Monthly Test Sc Ne2 3Hr Emergency Unit | FM4 - Testing:Six Monthly Test Sc Ne2 3Hr Emergency Unit, unit of measure IT | FM4-EL010217 | Y | Y | Y
M3NHFScheduleOfRatesCode | FM4/Testing:Six Monthly Test Sc Ne5 3Hr Emergency Unit | FM4 - Testing:Six Monthly Test Sc Ne5 3Hr Emergency Unit, unit of measure IT | FM4-EL010219 | Y | Y | Y
M3NHFScheduleOfRatesCode | FM4/Testing:Annual Test Sc Ne25 Emergency Unit | FM4 - Testing:Annual Test Sc Ne25 Emergency Unit, unit of measure IT | FM4-EL010301 | Y | Y | Y | Y | Y
M3NHFScheduleOfRatesCode | FM4/Testing:Annual Test Sc Ne50 Emergency Unit | FM4 - Testing:Annual Test Sc Ne50 Emergency Unit, unit of measure IT | FM4-EL010303 | Y | Y | Y | Y | Y
M3NHFScheduleOfRatesCode | FM4/Testing:Annual Test Sc Ne100 Emergency Unit | FM4 - Testing:Annual Test Sc Ne100 Emergency Unit, unit of measure IT | FM4-EL010305 | Y | Y | Y | Y | Y
M3NHFScheduleOfRatesCode | FM4/Testing:Annual Test Sc Ne2 1Hr Emergency Unit | FM4 - Testing:Annual Test Sc Ne2 1Hr Emergency Unit, unit of measure IT | FM4-EL010307 | Y | Y | Y
M3NHFScheduleOfRatesCode | FM4/Testing:Annual Test Sc Ne5 1Hr Emergency Unit | FM4 - Testing:Annual Test Sc Ne5 1Hr Emergency Unit, unit of measure IT | FM4-EL010309 | Y | Y | Y
M3NHFScheduleOfRatesCode | FM4/Testing:Annual Test Sc Ne10 Emergency Unit | FM4 - Testing:Annual Test Sc Ne10 Emergency Unit, unit of measure IT | FM4-EL010311 | Y | Y | Y
M3NHFScheduleOfRatesCode | FM4/Testing:Annual Test Sc Ne15 Emergency Unit | FM4 - Testing:Annual Test Sc Ne15 Emergency Unit, unit of measure IT | FM4-EL010313 | Y | Y | Y
M3NHFScheduleOfRatesCode | FM4/Testing:Annual Test Sc Ne20 Emergency Unit | FM4 - Testing:Annual Test Sc Ne20 Emergency Unit, unit of measure IT | FM4-EL010315 | Y | Y | Y
M3NHFScheduleOfRatesCode | FM4/Testing:Annual Test Sc Ne2 3Hr Emergency Unit | FM4 - Testing:Annual Test Sc Ne2 3Hr Emergency Unit, unit of measure IT | FM4-EL010317 | Y | Y | Y
M3NHFScheduleOfRatesCode | FM4/Testing:Annual Test Sc Ne5 3Hr Emergency Unit | FM4 - Testing:Annual Test Sc Ne5 3Hr Emergency Unit, unit of measure IT | FM4-EL010319 | Y | Y | Y
M3NHFScheduleOfRatesCode | FM4/Testing:3 Year Test Sc Ne25 Emergency Unit | FM4 - Testing:3 Year Test Sc Ne25 Emergency Unit, unit of measure IT | FM4-EL010401 | Y | Y | Y | Y | Y
M3NHFScheduleOfRatesCode | FM4/Testing:3 Year Test Sc Ne50 Emergency Unit | FM4 - Testing:3 Year Test Sc Ne50 Emergency Unit, unit of measure IT | FM4-EL010403 | Y | Y | Y | Y | Y
M3NHFScheduleOfRatesCode | FM4/Testing:3 Year Test Sc Ne100 Emergency Unit | FM4 - Testing:3 Year Test Sc Ne100 Emergency Unit, unit of measure IT | FM4-EL010405 | Y | Y | Y | Y | Y
M3NHFScheduleOfRatesCode | FM4/Testing:3 Year Test Sc Ne2 1Hr Emergency Unit | FM4 - Testing:3 Year Test Sc Ne2 1Hr Emergency Unit, unit of measure IT | FM4-EL010407 | Y | Y | Y
M3NHFScheduleOfRatesCode | FM4/Testing:3 Year Test Sc Ne5 1Hr Emergency Unit | FM4 - Testing:3 Year Test Sc Ne5 1Hr Emergency Unit, unit of measure IT | FM4-EL010409 | Y | Y | Y
M3NHFScheduleOfRatesCode | FM4/Testing:3 Year Test Sc Ne10 Emergency Unit | FM4 - Testing:3 Year Test Sc Ne10 Emergency Unit, unit of measure IT | FM4-EL010411 | Y | Y | Y
M3NHFScheduleOfRatesCode | FM4/Testing:3 Year Test Sc Ne15 Emergency Unit | FM4 - Testing:3 Year Test Sc Ne15 Emergency Unit, unit of measure IT | FM4-EL010413 | Y | Y | Y
M3NHFScheduleOfRatesCode | FM4/Testing:3 Year Test Sc Ne20 Emergency Unit | FM4 - Testing:3 Year Test Sc Ne20 Emergency Unit, unit of measure IT | FM4-EL010415 | Y | Y | Y
M3NHFScheduleOfRatesCode | FM4/Testing:3 Year Test Sc Ne2 3Hr Emergency Unit | FM4 - Testing:3 Year Test Sc Ne2 3Hr Emergency Unit, unit of measure IT | FM4-EL010417 | Y | Y | Y
M3NHFScheduleOfRatesCode | FM4/Testing:3 Year Test Sc Ne5 3Hr Emergency Unit | FM4 - Testing:3 Year Test Sc Ne5 3Hr Emergency Unit, unit of measure IT | FM4-EL010419 | Y | Y | Y
M3NHFScheduleOfRatesCode | FM4/Emergency Lights:Renew/Install 2D Fluorescent Ftg | FM4 - Emergency Lights:Renew/Install 2D Fluorescent Ftg, unit of measure IT | FM4-EL010501 | Y | Y | Y
M3NHFScheduleOfRatesCode | FM4/Emergency Lights:Renew/Install Fluorescent 4Ft Ftg | FM4 - Emergency Lights:Renew/Install Fluorescent 4Ft Ftg, unit of measure IT | FM4-EL010503 | Y | Y | Y
M3NHFScheduleOfRatesCode | FM4/Emergency Lights:Renew/Install Fluorescent 5Ft Ftg | FM4 - Emergency Lights:Renew/Install Fluorescent 5Ft Ftg, unit of measure IT | FM4-EL010505 | Y | Y | Y
M3NHFScheduleOfRatesCode | FM4/Emergency Lights:Renew/Install Fluorescent 6Ft Ftg | FM4 - Emergency Lights:Renew/Install Fluorescent 6Ft Ftg, unit of measure IT | FM4-EL010507 | Y | Y | Y
M3NHFScheduleOfRatesCode | FM4/Emergency Lights:Renew/Install Fluor 4Ft Sust Ftg | FM4 - Emergency Lights:Renew/Install Fluor 4Ft Sust Ftg, unit of measure IT | FM4-EL010509 | Y | Y | Y
M3NHFScheduleOfRatesCode | FM4/Emergency Lights:Renew/Install Fluor 5Ft Sust Ftg | FM4 - Emergency Lights:Renew/Install Fluor 5Ft Sust Ftg, unit of measure IT | FM4-EL010511 | Y | Y | Y
M3NHFScheduleOfRatesCode | FM4/Emergency Lights:Renew/Install Fluor 6Ft Sust Ftg | FM4 - Emergency Lights:Renew/Install Fluor 6Ft Sust Ftg, unit of measure IT | FM4-EL010513 | Y | Y | Y
M3NHFScheduleOfRatesCode | FM4/Testing:Quarterly Test Sc Ne25 Emergency Unit | FM4 - Testing:Quarterly Test Sc Ne25 Emergency Unit, unit of measure IT | FM4-EL010601 | Y | Y | Y
M3NHFScheduleOfRatesCode | FM4/Testing:Quarterly Test Sc Ne50 Emergency Unit | FM4 - Testing:Quarterly Test Sc Ne50 Emergency Unit, unit of measure IT | FM4-EL010603 | Y | Y | Y
M3NHFScheduleOfRatesCode | FM4/Testing:Quarterly Test Sc Ne100 Emergency Unit | FM4 - Testing:Quarterly Test Sc Ne100 Emergency Unit, unit of measure IT | FM4-EL010605 | Y | Y | Y
M3NHFScheduleOfRatesCode | FM4/Testing:Quarterly Test Sc Ne2 1Hr Emergency Unit | FM4 - Testing:Quarterly Test Sc Ne2 1Hr Emergency Unit, unit of measure IT | FM4-EL010607 | Y | Y | Y
M3NHFScheduleOfRatesCode | FM4/Testing:Quarterly Test Sc Ne5 1Hr Emergency Unit | FM4 - Testing:Quarterly Test Sc Ne5 1Hr Emergency Unit, unit of measure IT | FM4-EL010609 | Y | Y | Y
M3NHFScheduleOfRatesCode | FM4/Testing:Quarterly Test Sc Ne10 Emergency Unit | FM4 - Testing:Quarterly Test Sc Ne10 Emergency Unit, unit of measure IT | FM4-EL010611 | Y | Y | Y
M3NHFScheduleOfRatesCode | FM4/Testing:Quarterly Test Sc Ne15 Emergency Unit | FM4 - Testing:Quarterly Test Sc Ne15 Emergency Unit, unit of measure IT | FM4-EL010613 | Y | Y | Y
M3NHFScheduleOfRatesCode | FM4/Testing:Quarterly Test Sc Ne20 Emergency Unit | FM4 - Testing:Quarterly Test Sc Ne20 Emergency Unit, unit of measure IT | FM4-EL010615 | Y | Y | Y
M3NHFScheduleOfRatesCode | FM4/Testing:Quarterly Test Sc Ne2 3Hr Emergency Unit | FM4 - Testing:Quarterly Test Sc Ne2 3Hr Emergency Unit, unit of measure IT | FM4-EL010617 | Y | Y | Y
M3NHFScheduleOfRatesCode | FM4/Testing:Quarterly Test Sc Ne5 3Hr Emergency Unit | FM4 - Testing:Quarterly Test Sc Ne5 3Hr Emergency Unit, unit of measure IT | FM4-EL010619 | Y | Y | Y
M3NHFScheduleOfRatesCode | FM4/Testing:Monthly Test Central Ne25 Emergency Unit | FM4 - Testing:Monthly Test Central Ne25 Emergency Unit, unit of measure IT | FM4-EL020101 | Y | Y | Y | Y | Y
M3NHFScheduleOfRatesCode | FM4/Testing:Monthly Test Central Ne50 Emergency Unit | FM4 - Testing:Monthly Test Central Ne50 Emergency Unit, unit of measure IT | FM4-EL020103 | Y | Y | Y | Y | Y
M3NHFScheduleOfRatesCode | FM4/Testing:Monthly Test Central Ne100 Emergency Unit | FM4 - Testing:Monthly Test Central Ne100 Emergency Unit, unit of measure IT | FM4-EL020105 | Y | Y | Y | Y | Y
M3NHFScheduleOfRatesCode | FM4/Testing:Monthly Test Central Ne2 1Hr Emerg Unit | FM4 - Testing:Monthly Test Central Ne2 1Hr Emerg Unit, unit of measure IT | FM4-EL020107 | Y | Y | Y
M3NHFScheduleOfRatesCode | FM4/Testing:Monthly Test Central Ne5 1Hr Emerg Unit | FM4 - Testing:Monthly Test Central Ne5 1Hr Emerg Unit, unit of measure IT | FM4-EL020109 | Y | Y | Y
M3NHFScheduleOfRatesCode | FM4/Testing:Monthly Test Central Ne10 Emergency Unit | FM4 - Testing:Monthly Test Central Ne10 Emergency Unit, unit of measure IT | FM4-EL020111 | Y | Y | Y
M3NHFScheduleOfRatesCode | FM4/Testing:Monthly Test Central Ne15 Emergency Unit | FM4 - Testing:Monthly Test Central Ne15 Emergency Unit, unit of measure IT | FM4-EL020113 | Y | Y | Y
M3NHFScheduleOfRatesCode | FM4/Testing:Monthly Test Central Ne20 Emergency Unit | FM4 - Testing:Monthly Test Central Ne20 Emergency Unit, unit of measure IT | FM4-EL020115 | Y | Y | Y
M3NHFScheduleOfRatesCode | FM4/Testing:Monthly Test Central Ne2 3Hr Emerg Unit | FM4 - Testing:Monthly Test Central Ne2 3Hr Emerg Unit, unit of measure IT | FM4-EL020117 | Y | Y | Y
M3NHFScheduleOfRatesCode | FM4/Testing:Monthly Test Central Ne5 3Hr Emerg Unit | FM4 - Testing:Monthly Test Central Ne5 3Hr Emerg Unit, unit of measure IT | FM4-EL020119 | Y | Y | Y
M3NHFScheduleOfRatesCode | FM4/Testing:Six Monthly Test Central Ne25 Emerg Unit | FM4 - Testing:Six Monthly Test Central Ne25 Emerg Unit, unit of measure IT | FM4-EL020201 | Y | Y | Y | Y | Y
M3NHFScheduleOfRatesCode | FM4/Testing:Six Monthly Test Central Ne50 Emerg Unit | FM4 - Testing:Six Monthly Test Central Ne50 Emerg Unit, unit of measure IT | FM4-EL020203 | Y | Y | Y | Y | Y
M3NHFScheduleOfRatesCode | FM4/Testing:Six Monthly Test Central Ne100 Emerg Unit | FM4 - Testing:Six Monthly Test Central Ne100 Emerg Unit, unit of measure IT | FM4-EL020205 | Y | Y | Y | Y | Y
M3NHFScheduleOfRatesCode | FM4/Testing:Six Monthly Test Centr Ne2 1Hr Emerg Unit | FM4 - Testing:Six Monthly Test Centr Ne2 1Hr Emerg Unit, unit of measure IT | FM4-EL020207 | Y | Y | Y
M3NHFScheduleOfRatesCode | FM4/Testing:Six Monthly Test Centr Ne5 1Hr Emerg Unit | FM4 - Testing:Six Monthly Test Centr Ne5 1Hr Emerg Unit, unit of measure IT | FM4-EL020209 | Y | Y | Y
M3NHFScheduleOfRatesCode | FM4/Testing:Six Monthly Test Central Ne10 Emerg Unit | FM4 - Testing:Six Monthly Test Central Ne10 Emerg Unit, unit of measure IT | FM4-EL020211 | Y | Y | Y
M3NHFScheduleOfRatesCode | FM4/Testing:Six Monthly Test Central Ne15 Emerg Unit | FM4 - Testing:Six Monthly Test Central Ne15 Emerg Unit, unit of measure IT | FM4-EL020213 | Y | Y | Y
M3NHFScheduleOfRatesCode | FM4/Testing:Six Monthly Test Central Ne20 Emerg Unit | FM4 - Testing:Six Monthly Test Central Ne20 Emerg Unit, unit of measure IT | FM4-EL020215 | Y | Y | Y
M3NHFScheduleOfRatesCode | FM4/Testing:Six Monthly Test Centr Ne2 3Hr Emerg Unit | FM4 - Testing:Six Monthly Test Centr Ne2 3Hr Emerg Unit, unit of measure IT | FM4-EL020217 | Y | Y | Y
M3NHFScheduleOfRatesCode | FM4/Testing:Six Monthly Test Centr Ne5 3Hr Emerg Unit | FM4 - Testing:Six Monthly Test Centr Ne5 3Hr Emerg Unit, unit of measure IT | FM4-EL020219 | Y | Y | Y
M3NHFScheduleOfRatesCode | FM4/Testing:Annual Test Central Ne25 Emergency Unit | FM4 - Testing:Annual Test Central Ne25 Emergency Unit, unit of measure IT | FM4-EL020301 | Y | Y | Y | Y | Y
M3NHFScheduleOfRatesCode | FM4/Testing:Annual Test Central Ne50 Emergency Unit | FM4 - Testing:Annual Test Central Ne50 Emergency Unit, unit of measure IT | FM4-EL020303 | Y | Y | Y | Y | Y
M3NHFScheduleOfRatesCode | FM4/Testing:Annual Test Central Ne100 Emergency Unit | FM4 - Testing:Annual Test Central Ne100 Emergency Unit, unit of measure IT | FM4-EL020305 | Y | Y | Y | Y | Y
M3NHFScheduleOfRatesCode | FM4/Testing:Annual Test Central Ne2 1Hr Emergency Unit | FM4 - Testing:Annual Test Central Ne2 1Hr Emergency Unit, unit of measure IT | FM4-EL020307 | Y | Y | Y
M3NHFScheduleOfRatesCode | FM4/Testing:Annual Test Central Ne5 1Hr Emergency Unit | FM4 - Testing:Annual Test Central Ne5 1Hr Emergency Unit, unit of measure IT | FM4-EL020309 | Y | Y | Y
M3NHFScheduleOfRatesCode | FM4/Testing:Annual Test Central Ne10 Emergency Unit | FM4 - Testing:Annual Test Central Ne10 Emergency Unit, unit of measure IT | FM4-EL020311 | Y | Y | Y
M3NHFScheduleOfRatesCode | FM4/Testing:Annual Test Central Ne15 Emergency Unit | FM4 - Testing:Annual Test Central Ne15 Emergency Unit, unit of measure IT | FM4-EL020313 | Y | Y | Y
M3NHFScheduleOfRatesCode | FM4/Testing:Annual Test Central Ne20 Emergency Unit | FM4 - Testing:Annual Test Central Ne20 Emergency Unit, unit of measure IT | FM4-EL020315 | Y | Y | Y
M3NHFScheduleOfRatesCode | FM4/Testing:Annual Test Centr Ne2 3 Hr Emergency Unit | FM4 - Testing:Annual Test Centr Ne2 3 Hr Emergency Unit, unit of measure IT | FM4-EL020317 | Y | Y | Y
M3NHFScheduleOfRatesCode | FM4/Testing:Annual Test Centr Ne5 3 Hr Emergency Unit | FM4 - Testing:Annual Test Centr Ne5 3 Hr Emergency Unit, unit of measure IT | FM4-EL020319 | Y | Y | Y
M3NHFScheduleOfRatesCode | FM4/Testing:3 Year Test Central Ne25 Emergency Unit | FM4 - Testing:3 Year Test Central Ne25 Emergency Unit, unit of measure IT | FM4-EL020401 | Y | Y | Y | Y | Y
M3NHFScheduleOfRatesCode | FM4/Testing:3 Year Test Central Ne50 Emergency Unit | FM4 - Testing:3 Year Test Central Ne50 Emergency Unit, unit of measure IT | FM4-EL020403 | Y | Y | Y | Y | Y
M3NHFScheduleOfRatesCode | FM4/Testing:3 Year Test Central Ne100 Emergency Unit | FM4 - Testing:3 Year Test Central Ne100 Emergency Unit, unit of measure IT | FM4-EL020405 | Y | Y | Y | Y | Y
M3NHFScheduleOfRatesCode | FM4/Testing:3 Year Test Central Ne2 1Hr Emergency Unit | FM4 - Testing:3 Year Test Central Ne2 1Hr Emergency Unit, unit of measure IT | FM4-EL020407 | Y | Y | Y
M3NHFScheduleOfRatesCode | FM4/Testing:3 Year Test Central Ne5 1Hr Emergency Unit | FM4 - Testing:3 Year Test Central Ne5 1Hr Emergency Unit, unit of measure IT | FM4-EL020409 | Y | Y | Y
M3NHFScheduleOfRatesCode | FM4/Testing:3 Year Test Central Ne10 Emergency Unit | FM4 - Testing:3 Year Test Central Ne10 Emergency Unit, unit of measure IT | FM4-EL020411 | Y | Y | Y
M3NHFScheduleOfRatesCode | FM4/Testing:3 Year Test Central Ne15 Emergency Unit | FM4 - Testing:3 Year Test Central Ne15 Emergency Unit, unit of measure IT | FM4-EL020413 | Y | Y | Y
M3NHFScheduleOfRatesCode | FM4/Testing:3 Year Test Central Ne20 Emergency Unit | FM4 - Testing:3 Year Test Central Ne20 Emergency Unit, unit of measure IT | FM4-EL020415 | Y | Y | Y
M3NHFScheduleOfRatesCode | FM4/Testing:3 Year Test Central Ne2 3Hr Emergency Unit | FM4 - Testing:3 Year Test Central Ne2 3Hr Emergency Unit, unit of measure IT | FM4-EL020417 | Y | Y | Y
M3NHFScheduleOfRatesCode | FM4/Testing:3 Year Test Central Ne5 3Hr Emergency Unit | FM4 - Testing:3 Year Test Central Ne5 3Hr Emergency Unit, unit of measure IT | FM4-EL020419 | Y | Y | Y
M3NHFScheduleOfRatesCode | FM4/Testing:Quarterly Test Central Ne25 Emergency Unit | FM4 - Testing:Quarterly Test Central Ne25 Emergency Unit, unit of measure IT | FM4-EL020601 | Y | Y | Y
M3NHFScheduleOfRatesCode | FM4/Testing:Quarterly Test Central Ne50 Emergency Unit | FM4 - Testing:Quarterly Test Central Ne50 Emergency Unit, unit of measure IT | FM4-EL020603 | Y | Y | Y
M3NHFScheduleOfRatesCode | FM4/Testing:Quarterly Test Central Ne100 Emerg Unit | FM4 - Testing:Quarterly Test Central Ne100 Emerg Unit, unit of measure IT | FM4-EL020605 | Y | Y | Y
M3NHFScheduleOfRatesCode | FM4/Testing:Quarterly Test Central Ne2 1 Hr Emerg Unit | FM4 - Testing:Quarterly Test Central Ne2 1 Hr Emerg Unit, unit of measure IT | FM4-EL020607 | Y | Y | Y
M3NHFScheduleOfRatesCode | FM4/Testing:Quarterly Test Central Ne5 1 Hr Emerg Unit | FM4 - Testing:Quarterly Test Central Ne5 1 Hr Emerg Unit, unit of measure IT | FM4-EL020609 | Y | Y | Y
M3NHFScheduleOfRatesCode | FM4/Testing:Quarterly Test Central Ne10 Emergency Unit | FM4 - Testing:Quarterly Test Central Ne10 Emergency Unit, unit of measure IT | FM4-EL020611 | Y | Y | Y
M3NHFScheduleOfRatesCode | FM4/Testing:Quarterly Test Central Ne15 Emergency Unit | FM4 - Testing:Quarterly Test Central Ne15 Emergency Unit, unit of measure IT | FM4-EL020613 | Y | Y | Y
M3NHFScheduleOfRatesCode | FM4/Testing:Quarterly Test Central Ne20 Emergency Unit | FM4 - Testing:Quarterly Test Central Ne20 Emergency Unit, unit of measure IT | FM4-EL020615 | Y | Y | Y
M3NHFScheduleOfRatesCode | FM4/Testing:Quarterly Test Central Ne2 3 Hr Emerg Unit | FM4 - Testing:Quarterly Test Central Ne2 3 Hr Emerg Unit, unit of measure IT | FM4-EL020617 | Y | Y | Y
M3NHFScheduleOfRatesCode | FM4/Testing:Quarterly Test Central Ne5 3 Hr Emerg Unit | FM4 - Testing:Quarterly Test Central Ne5 3 Hr Emerg Unit, unit of measure IT | FM4-EL020619 | Y | Y | Y
M3NHFScheduleOfRatesCode | FM4/Fire Alarm:Renew Fire Alarm Call Point | FM4 - Fire Alarm:Renew Fire Alarm Call Point, unit of measure NO | FM4-FA010001 | Y | Y | Y | Y | Y
M3NHFScheduleOfRatesCode | FM4/Fire Alarm:Renew Smoke Detector And Base (Optical) | FM4 - Fire Alarm:Renew Smoke Detector And Base (Optical), unit of measure NO | FM4-FA010003 | Y | Y | Y | Y | Y
M3NHFScheduleOfRatesCode | FM4/Fire Alarm:Renew Smoke Detector No Base (Optical) | FM4 - Fire Alarm:Renew Smoke Detector No Base (Optical), unit of measure NO | FM4-FA010005 | Y | Y | Y | Y | Y
M3NHFScheduleOfRatesCode | FM4/Fire Alarm:Renew Smoke Detector Base (Ionisation) | FM4 - Fire Alarm:Renew Smoke Detector Base (Ionisation), unit of measure NO | FM4-FA010007 | Y | Y | Y | Y | Y
M3NHFScheduleOfRatesCode | FM4/Fire Alarm:Renew Smoke Detect No Base (Ionisation) | FM4 - Fire Alarm:Renew Smoke Detect No Base (Ionisation), unit of measure NO | FM4-FA010009 | Y | Y | Y | Y | Y
M3NHFScheduleOfRatesCode | FM4/Fire Alarm:Renew Heat Detector And Base (Ror) | FM4 - Fire Alarm:Renew Heat Detector And Base (Ror), unit of measure NO | FM4-FA010011 | Y | Y | Y | Y | Y
M3NHFScheduleOfRatesCode | FM4/Fire Alarm:Renew Heat Detector No Base (Ror) | FM4 - Fire Alarm:Renew Heat Detector No Base (Ror), unit of measure NO | FM4-FA010013 | Y | Y | Y | Y | Y
M3NHFScheduleOfRatesCode | FM4/Fire Alarm:Renew Heat Detector And Base (Ft) | FM4 - Fire Alarm:Renew Heat Detector And Base (Ft), unit of measure NO | FM4-FA010015 | Y | Y | Y | Y | Y
M3NHFScheduleOfRatesCode | FM4/Fire Alarm:Renew Heat Detector No Base (Ft) | FM4 - Fire Alarm:Renew Heat Detector No Base (Ft), unit of measure NO | FM4-FA010017 | Y | Y | Y | Y | Y
M3NHFScheduleOfRatesCode | FM4/Fire Alarm:Renew 1-2 Zone Fire Alarm Panel | FM4 - Fire Alarm:Renew 1-2 Zone Fire Alarm Panel, unit of measure NO | FM4-FA010019 | Y | Y | Y | Y | Y
M3NHFScheduleOfRatesCode | FM4/Fire Alarm:Renew 2-4 Zone Fire Alarm Panel | FM4 - Fire Alarm:Renew 2-4 Zone Fire Alarm Panel, unit of measure NO | FM4-FA010021 | Y | Y | Y | Y | Y
M3NHFScheduleOfRatesCode | FM4/Fire Alarm:Renew 4-8 Zone Fire Alarm Panel | FM4 - Fire Alarm:Renew 4-8 Zone Fire Alarm Panel, unit of measure NO | FM4-FA010023 | Y | Y | Y | Y | Y
M3NHFScheduleOfRatesCode | FM4/Fire Alarm:Renew 8-12 Zone Fire Alarm Panel | FM4 - Fire Alarm:Renew 8-12 Zone Fire Alarm Panel, unit of measure NO | FM4-FA010024 | Y | Y | Y
M3NHFScheduleOfRatesCode | FM4/Fire Alarm:Renew Red Care Comm Warning System | FM4 - Fire Alarm:Renew Red Care Comm Warning System, unit of measure NO | FM4-FA010025 | Y | Y | Y | Y | Y
M3NHFScheduleOfRatesCode | FM4/Fire Alarm:Renew Fire Alarm Remote Indicator | FM4 - Fire Alarm:Renew Fire Alarm Remote Indicator, unit of measure NO | FM4-FA010027 | Y | Y | Y | Y | Y
M3NHFScheduleOfRatesCode | FM4/Fire Alarm:Renew Xenon Flasher | FM4 - Fire Alarm:Renew Xenon Flasher, unit of measure NO | FM4-FA010029 | Y | Y | Y | Y | Y
M3NHFScheduleOfRatesCode | FM4/Fire Alarm:Renew Magnetic Door Holder/Release | FM4 - Fire Alarm:Renew Magnetic Door Holder/Release, unit of measure NO | FM4-FA010031 | Y | Y | Y | Y | Y
M3NHFScheduleOfRatesCode | FM4/Fire Alarm:Renew Magnetic Door Hold/Release Bkt | FM4 - Fire Alarm:Renew Magnetic Door Hold/Release Bkt, unit of measure NO | FM4-FA010033 | Y | Y | Y | Y | Y
M3NHFScheduleOfRatesCode | FM4/Fire Alarm:Renew Heavy Duty Relay (All Ratings) | FM4 - Fire Alarm:Renew Heavy Duty Relay (All Ratings), unit of measure NO | FM4-FA010035 | Y | Y | Y | Y | Y
M3NHFScheduleOfRatesCode | FM4/Fire Alarm:Renew Fire Alarm Battery - 18A/Hour Set | FM4 - Fire Alarm:Renew Fire Alarm Battery - 18A/Hour Set, unit of measure NO | FM4-FA010037 | Y | Y | Y | Y | Y
M3NHFScheduleOfRatesCode | FM4/Fire Alarm:Renew Fire Alarm Battery - 24A/Hour Set | FM4 - Fire Alarm:Renew Fire Alarm Battery - 24A/Hour Set, unit of measure NO | FM4-FA010039 | Y | Y | Y | Y | Y
M3NHFScheduleOfRatesCode | FM4/Fire Alarm:Renew Fire Alarm Battery - 38A/Hour Set | FM4 - Fire Alarm:Renew Fire Alarm Battery - 38A/Hour Set, unit of measure NO | FM4-FA010040 | Y | Y | Y | Y | Y
M3NHFScheduleOfRatesCode | FM4/Fire Alarm:Renew Fire Alarm Battery - 48A/Hour Set | FM4 - Fire Alarm:Renew Fire Alarm Battery - 48A/Hour Set, unit of measure NO | FM4-FA010041 | Y | Y | Y | Y | Y
M3NHFScheduleOfRatesCode | FM4/Fire Alarm:Renew Index Card (Jsb Type) | FM4 - Fire Alarm:Renew Index Card (Jsb Type), unit of measure NO | FM4-FA010043 | Y | Y | Y | Y | Y
M3NHFScheduleOfRatesCode | FM4/Fire Alarm:Renew 240V Ac Bell | FM4 - Fire Alarm:Renew 240V Ac Bell, unit of measure NO | FM4-FA010045 | Y | Y | Y | Y | Y
M3NHFScheduleOfRatesCode | FM4/Fire Alarm:Renew Remote Power Pack 3Amp 24V Dc | FM4 - Fire Alarm:Renew Remote Power Pack 3Amp 24V Dc, unit of measure NO | FM4-FA010047 | Y | Y | Y | Y | Y
M3NHFScheduleOfRatesCode | FM4/Fire Alarm:Renew240V Ac/24V Dc Transformer | FM4 - Fire Alarm:Renew240V Ac/24V Dc Transformer, unit of measure NO | FM4-FA010049 | Y | Y | Y | Y | Y
M3NHFScheduleOfRatesCode | FM4/Fire Alarm:Trace Fault On 240V Ac System | FM4 - Fire Alarm:Trace Fault On 240V Ac System, unit of measure NO | FM4-FA010051 | Y | Y | Y | Y | Y
M3NHFScheduleOfRatesCode | FM4/Fire Alarm:Trace Fault On 24V Dc System | FM4 - Fire Alarm:Trace Fault On 24V Dc System, unit of measure NO | FM4-FA010053 | Y | Y | Y | Y | Y
M3NHFScheduleOfRatesCode | FM4/Fire Alarm:Renew Additional Power Supply Unit | FM4 - Fire Alarm:Renew Additional Power Supply Unit, unit of measure NO | FM4-FA010055 | Y | Y | Y | Y | Y
M3NHFScheduleOfRatesCode | FM4/Fire Alarm:Renew End Of Line Diode | FM4 - Fire Alarm:Renew End Of Line Diode, unit of measure NO | FM4-FA010057 | Y | Y | Y | Y | Y
M3NHFScheduleOfRatesCode | FM4/Fire Alarm:Test And Commission After Renewals | FM4 - Fire Alarm:Test And Commission After Renewals, unit of measure IT | FM4-FA010059 | Y | Y | Y | Y | Y
M3NHFScheduleOfRatesCode | FM4/Fire Alarm:Renew Sounder | FM4 - Fire Alarm:Renew Sounder, unit of measure NO | FM4-FA010061 | Y | Y | Y
M3NHFScheduleOfRatesCode | FM4/Fire Alarm:Renew 150Mm Bell | FM4 - Fire Alarm:Renew 150Mm Bell, unit of measure NO | FM4-FA010063 | Y | Y | Y
M3NHFScheduleOfRatesCode | FM4/Fire Alarm:Renew 225Mm Bell | FM4 - Fire Alarm:Renew 225Mm Bell, unit of measure NO | FM4-FA010065 | Y | Y | Y
M3NHFScheduleOfRatesCode | FM4/Fire Alarm:Renew Buzzer | FM4 - Fire Alarm:Renew Buzzer, unit of measure NO | FM4-FA010067 | Y | Y | Y
M3NHFScheduleOfRatesCode | FM4/Fire Alarm:Renew Siren | FM4 - Fire Alarm:Renew Siren, unit of measure NO | FM4-FA010069 | Y | Y | Y
M3NHFScheduleOfRatesCode | FM4/Fire Alarm:Renew Warbler | FM4 - Fire Alarm:Renew Warbler, unit of measure NO | FM4-FA010071 | Y | Y | Y
M3NHFScheduleOfRatesCode | FM4/Fire Alarm Panel:Renew Battery Back Up | FM4 - Fire Alarm Panel:Renew Battery Back Up, unit of measure IT | FM4-FA010073 | Y | Y | Y
M3NHFScheduleOfRatesCode | FM4/Overhead Magnetic Door Release:Install Or Renew | FM4 - Overhead Magnetic Door Release:Install Or Renew, unit of measure IT | FM4-FA010075 | Y | Y | Y
M3NHFScheduleOfRatesCode | FM4/Fire Alarm:Renew Break Glass Unit | FM4 - Fire Alarm:Renew Break Glass Unit, unit of measure NO | FM4-FA010076 | Y
M3NHFScheduleOfRatesCode | FM4/Fire Alarm/Appliance:Response Call-Out | FM4 - Fire Alarm/Appliance:Response Call-Out, unit of measure IT | FM4-FA010077 | Y | Y | Y
M3NHFScheduleOfRatesCode | FM4/Smoke Detector: Renew Visual Aid Type | FM4 - Smoke Detector: Renew Visual Aid Type, unit of measure IT | FM4-FA010079 |  | Y | Y
M3NHFScheduleOfRatesCode | FM4/Fire Alarm/Appliance:Response Call-Out - 2 Hours | FM4 - Fire Alarm/Appliance:Response Call-Out - 2 Hours, unit of measure IT | FM4-FA010081 | Y | Y | Y
M3NHFScheduleOfRatesCode | FM4/Fire Alarm/Appliance:Response Call-Out - 3 Hours | FM4 - Fire Alarm/Appliance:Response Call-Out - 3 Hours, unit of measure IT | FM4-FA010083 | Y | Y | Y
M3NHFScheduleOfRatesCode | FM4/Fire Alarm/Appliance:Response Call-Out - 4 Hours | FM4 - Fire Alarm/Appliance:Response Call-Out - 4 Hours, unit of measure IT | FM4-FA010085 | Y | Y | Y
M3NHFScheduleOfRatesCode | FM4/Fire Alarm:Install Fire Alarm Call Point | FM4 - Fire Alarm:Install Fire Alarm Call Point, unit of measure NO | FM4-FA020001 | Y | Y | Y | Y | Y
M3NHFScheduleOfRatesCode | FM4/Fire Alarm:Install Smoke Detect And Base (Optical) | FM4 - Fire Alarm:Install Smoke Detect And Base (Optical), unit of measure NO | FM4-FA020003 | Y | Y | Y | Y | Y
M3NHFScheduleOfRatesCode | FM4/Fire Alarm:Install Smoke Detect Base (Ionisation) | FM4 - Fire Alarm:Install Smoke Detect Base (Ionisation), unit of measure NO | FM4-FA020005 | Y | Y | Y | Y | Y
M3NHFScheduleOfRatesCode | FM4/Fire Alarm:Install Heat Detector And Base (Ror) | FM4 - Fire Alarm:Install Heat Detector And Base (Ror), unit of measure NO | FM4-FA020007 | Y | Y | Y | Y | Y
M3NHFScheduleOfRatesCode | FM4/Fire Alarm:Install Heat Detector And Base (Ft) | FM4 - Fire Alarm:Install Heat Detector And Base (Ft), unit of measure NO | FM4-FA020009 | Y | Y | Y | Y | Y
M3NHFScheduleOfRatesCode | FM4/Fire Alarm:Install Carbon Monoxide Detector & Base | FM4 - Fire Alarm:Install Carbon Monoxide Detector & Base, unit of measure NO | FM4-FA020010 | Y | Y | Y
M3NHFScheduleOfRatesCode | FM4/Fire Alarm:Install 1-2 Zone Fire Alarm Panel | FM4 - Fire Alarm:Install 1-2 Zone Fire Alarm Panel, unit of measure NO | FM4-FA020011 | Y | Y | Y | Y | Y
M3NHFScheduleOfRatesCode | FM4/Fire Alarm:Install 2-4 Zone Fire Alarm Panel | FM4 - Fire Alarm:Install 2-4 Zone Fire Alarm Panel, unit of measure NO | FM4-FA020013 | Y | Y | Y | Y | Y
M3NHFScheduleOfRatesCode | FM4/Fire Alarm:Install 4-8 Zone Fire Alarm Panel | FM4 - Fire Alarm:Install 4-8 Zone Fire Alarm Panel, unit of measure NO | FM4-FA020015 | Y | Y | Y | Y | Y
M3NHFScheduleOfRatesCode | FM4/Fire Alarm:Install 8-12 Zone Fire Alarm Panel | FM4 - Fire Alarm:Install 8-12 Zone Fire Alarm Panel, unit of measure NO | FM4-FA020016 | Y | Y | Y
M3NHFScheduleOfRatesCode | FM4/Fire Alarm:Install Red Care Comm Warning System | FM4 - Fire Alarm:Install Red Care Comm Warning System, unit of measure NO | FM4-FA020017 | Y | Y | Y | Y | Y
M3NHFScheduleOfRatesCode | FM4/Fire Alarm:Install Fire Alarm Remote Indicator | FM4 - Fire Alarm:Install Fire Alarm Remote Indicator, unit of measure NO | FM4-FA020019 | Y | Y | Y | Y | Y
M3NHFScheduleOfRatesCode | FM4/Fire Alarm:Install Xenon Flasher | FM4 - Fire Alarm:Install Xenon Flasher, unit of measure NO | FM4-FA020021 | Y | Y | Y | Y | Y
M3NHFScheduleOfRatesCode | FM4/Alarm:Install Magnetic Door Holder/Release | FM4 - Alarm:Install Magnetic Door Holder/Release, unit of measure NO | FM4-FA020023 | Y | Y | Y | Y | Y
M3NHFScheduleOfRatesCode | FM4/Fire Alarm:Install Magnetic Door Hold/Release Bkt | FM4 - Fire Alarm:Install Magnetic Door Hold/Release Bkt, unit of measure NO | FM4-FA020025 | Y | Y | Y | Y | Y
M3NHFScheduleOfRatesCode | FM4/Fire Alarm:Install Heavy Duty Relay (All Ratings) | FM4 - Fire Alarm:Install Heavy Duty Relay (All Ratings), unit of measure NO | FM4-FA020027 | Y | Y | Y | Y | Y
M3NHFScheduleOfRatesCode | FM4/Fire Alarm:Install Fire Alarm Battery-18A/Hour Set | FM4 - Fire Alarm:Install Fire Alarm Battery-18A/Hour Set, unit of measure NO | FM4-FA020029 | Y | Y | Y | Y | Y
M3NHFScheduleOfRatesCode | FM4/Alarm:Install Fire Alarm Battery-24A/Hour Set | FM4 - Alarm:Install Fire Alarm Battery-24A/Hour Set, unit of measure NO | FM4-FA020031 | Y | Y | Y | Y | Y
M3NHFScheduleOfRatesCode | FM4/Alarm:Install Fire Alarm Battery-38A/Hour Set | FM4 - Alarm:Install Fire Alarm Battery-38A/Hour Set, unit of measure NO | FM4-FA020033 | Y | Y | Y | Y | Y
M3NHFScheduleOfRatesCode | FM4/Alarm:Install Fire Alarm Battery-48A/Hour Set | FM4 - Alarm:Install Fire Alarm Battery-48A/Hour Set, unit of measure NO | FM4-FA020035 | Y | Y | Y | Y | Y
M3NHFScheduleOfRatesCode | FM4/Fire Alarm:Install Index Card (Jsb Type) | FM4 - Fire Alarm:Install Index Card (Jsb Type), unit of measure NO | FM4-FA020037 | Y | Y | Y | Y | Y
M3NHFScheduleOfRatesCode | FM4/Fire Alarm:Install 240V Ac Bell | FM4 - Fire Alarm:Install 240V Ac Bell, unit of measure NO | FM4-FA020039 | Y | Y | Y | Y | Y
M3NHFScheduleOfRatesCode | FM4/Fire Alarm:Install Framed Zone Plan To 12 Zones | FM4 - Fire Alarm:Install Framed Zone Plan To 12 Zones, unit of measure NO | FM4-FA020041 | Y | Y | Y | Y | Y
M3NHFScheduleOfRatesCode | FM4/Fire Alarm:Dynotape Label All Call Points System | FM4 - Fire Alarm:Dynotape Label All Call Points System, unit of measure NO | FM4-FA020043 | Y | Y | Y | Y | Y
M3NHFScheduleOfRatesCode | FM4/Fire Alarm:Install 240V Ac/24V Dc Transformer | FM4 - Fire Alarm:Install 240V Ac/24V Dc Transformer, unit of measure NO | FM4-FA020045 | Y | Y | Y | Y | Y
M3NHFScheduleOfRatesCode | FM4/Fire Alarm:Install End Of Line Diode | FM4 - Fire Alarm:Install End Of Line Diode, unit of measure NO | FM4-FA020047 | Y | Y | Y | Y | Y
M3NHFScheduleOfRatesCode | FM4/Fire Alarm:Install Additional Power Supply Unit | FM4 - Fire Alarm:Install Additional Power Supply Unit, unit of measure NO | FM4-FA020049 | Y | Y | Y | Y | Y
M3NHFScheduleOfRatesCode | FM4/Fire Alarm:Install 2, 3 Or 4 Core Micv Cabling | FM4 - Fire Alarm:Install 2, 3 Or 4 Core Micv Cabling, unit of measure LM | FM4-FA020051 | Y | Y | Y | Y | Y
M3NHFScheduleOfRatesCode | FM4/Fire Alarm:Install Earth Tail Pot Terminations | FM4 - Fire Alarm:Install Earth Tail Pot Terminations, unit of measure NO | FM4-FA020053 | Y | Y | Y | Y | Y
M3NHFScheduleOfRatesCode | FM4/Fire Alarm:Test And Commission | FM4 - Fire Alarm:Test And Commission, unit of measure IT | FM4-FA020055 | Y | Y | Y | Y | Y
M3NHFScheduleOfRatesCode | FM4/Fire Alarm:Link System To Redcare | FM4 - Fire Alarm:Link System To Redcare, unit of measure IT | FM4-FA020057 | Y | Y | Y | Y | Y
M3NHFScheduleOfRatesCode | FM4/Fire Alarm:Install Additional Fire Alarm Sounder | FM4 - Fire Alarm:Install Additional Fire Alarm Sounder, unit of measure NO | FM4-FA020059 | Y | Y | Y | Y | Y
M3NHFScheduleOfRatesCode | FM4/Smoke Detector:Install | FM4 - Smoke Detector:Install, unit of measure IT | FM4-FA020061 | Y | Y | Y
M3NHFScheduleOfRatesCode | FM4/Heat Detector:Install | FM4 - Heat Detector:Install, unit of measure NO | FM4-FA020063 | Y | Y | Y
M3NHFScheduleOfRatesCode | FM4/Smoke Detector:Install Optical | FM4 - Smoke Detector:Install Optical, unit of measure IT | FM4-FA020065 | Y | Y | Y
M3NHFScheduleOfRatesCode | FM4/Vibrating Pads:Install | FM4 - Vibrating Pads:Install, unit of measure NO | FM4-FA020067 | Y | Y | Y
M3NHFScheduleOfRatesCode | FM4/Fixed Clock:Response Call-Out Repairs No Parts | FM4 - Fixed Clock:Response Call-Out Repairs No Parts, unit of measure IT | FM4-FC010101 | Y | Y | Y | Y | Y
M3NHFScheduleOfRatesCode | FM4/Fixed Clock:Response Call-Out Repairs Parts £35.00 | FM4 - Fixed Clock:Response Call-Out Repairs Parts £35.00, unit of measure IT | FM4-FC010103 | Y | Y | Y | Y | Y
M3NHFScheduleOfRatesCode | FM4/Extinguisher:Renew 6 Litre Water Type | FM4 - Extinguisher:Renew 6 Litre Water Type, unit of measure NO | FM4-FF010101 | Y | Y | Y | Y | Y
M3NHFScheduleOfRatesCode | FM4/Extinguisher:Renew 9 Litre Water Type | FM4 - Extinguisher:Renew 9 Litre Water Type, unit of measure NO | FM4-FF010103 | Y | Y | Y | Y | Y
M3NHFScheduleOfRatesCode | FM4/Extinguisher:Refill/Recharge 6 Ltr Water Type | FM4 - Extinguisher:Refill/Recharge 6 Ltr Water Type, unit of measure NO | FM4-FF010105 | Y | Y | Y | Y | Y
M3NHFScheduleOfRatesCode | FM4/Extinguisher:Refill/Recharge 9 Ltr Water Type | FM4 - Extinguisher:Refill/Recharge 9 Ltr Water Type, unit of measure NO | FM4-FF010107 | Y | Y | Y | Y | Y
M3NHFScheduleOfRatesCode | FM4/Extinguisher:Visual Inspect Water Type | FM4 - Extinguisher:Visual Inspect Water Type, unit of measure NO | FM4-FF010109 | Y | Y | Y | Y | Y
M3NHFScheduleOfRatesCode | FM4/Extinguisher:Discharge Test Refill Water Type | FM4 - Extinguisher:Discharge Test Refill Water Type, unit of measure NO | FM4-FF010111 | Y | Y | Y | Y | Y
M3NHFScheduleOfRatesCode | FM4/Extinguisher:Renew 9 Litre Foam Type | FM4 - Extinguisher:Renew 9 Litre Foam Type, unit of measure NO | FM4-FF010201 | Y | Y | Y | Y | Y
M3NHFScheduleOfRatesCode | FM4/Extinguisher:Refill/Recharge 9 Ltr Foam Type | FM4 - Extinguisher:Refill/Recharge 9 Ltr Foam Type, unit of measure NO | FM4-FF010203 | Y | Y | Y | Y | Y
M3NHFScheduleOfRatesCode | FM4/Extinguisher:Visual Inspect Foam Type | FM4 - Extinguisher:Visual Inspect Foam Type, unit of measure NO | FM4-FF010205 | Y | Y | Y | Y | Y
M3NHFScheduleOfRatesCode | FM4/Extinguisher:Discharge Test Refill Foam Type | FM4 - Extinguisher:Discharge Test Refill Foam Type, unit of measure NO | FM4-FF010207 | Y | Y | Y | Y | Y
M3NHFScheduleOfRatesCode | FM4/Extinguisher:Renew 2 Kg Dry Powder Type | FM4 - Extinguisher:Renew 2 Kg Dry Powder Type, unit of measure NO | FM4-FF010301 | Y | Y | Y | Y | Y
M3NHFScheduleOfRatesCode | FM4/Extinguisher:Renew 4 Kg Dry Powder Type | FM4 - Extinguisher:Renew 4 Kg Dry Powder Type, unit of measure NO | FM4-FF010303 | Y | Y | Y | Y | Y
M3NHFScheduleOfRatesCode | FM4/Extinguisher:Renew 6 Kg Dry Powder Type | FM4 - Extinguisher:Renew 6 Kg Dry Powder Type, unit of measure NO | FM4-FF010305 | Y | Y | Y | Y | Y
M3NHFScheduleOfRatesCode | FM4/Extinguisher:Refill/Recharge 2 Kg Dry Powder | FM4 - Extinguisher:Refill/Recharge 2 Kg Dry Powder, unit of measure NO | FM4-FF010307 | Y | Y | Y | Y | Y
M3NHFScheduleOfRatesCode | FM4/Extinguisher:Refill/Recharge 4 Kg Dry Powder | FM4 - Extinguisher:Refill/Recharge 4 Kg Dry Powder, unit of measure NO | FM4-FF010308 | Y | Y | Y
M3NHFScheduleOfRatesCode | FM4/Extinguisher:Refill/Recharge 6 Kg Dry Powder | FM4 - Extinguisher:Refill/Recharge 6 Kg Dry Powder, unit of measure NO | FM4-FF010309 | Y | Y | Y | Y | Y
M3NHFScheduleOfRatesCode | FM4/Extinguisher:Visual Inspect Dry Powder Type | FM4 - Extinguisher:Visual Inspect Dry Powder Type, unit of measure NO | FM4-FF010311 | Y | Y | Y | Y | Y
M3NHFScheduleOfRatesCode | FM4/Extinguisher:Discharge Test Refill 2Kg Dry Type | FM4 - Extinguisher:Discharge Test Refill 2Kg Dry Type, unit of measure NO | FM4-FF010313 | Y | Y | Y | Y | Y
M3NHFScheduleOfRatesCode | FM4/Extinguisher:Discharge Test Refill 4Kg Dry Type | FM4 - Extinguisher:Discharge Test Refill 4Kg Dry Type, unit of measure NO | FM4-FF010315 | Y | Y | Y | Y | Y
M3NHFScheduleOfRatesCode | FM4/Extinguisher:Discharge Test Refill 6Kg Dry Type | FM4 - Extinguisher:Discharge Test Refill 6Kg Dry Type, unit of measure NO | FM4-FF010317 | Y | Y | Y | Y | Y
M3NHFScheduleOfRatesCode | FM4/Extinguisher:Renew 2Kg Carbon Dioxide Fire | FM4 - Extinguisher:Renew 2Kg Carbon Dioxide Fire, unit of measure NO | FM4-FF010401 | Y | Y | Y | Y | Y
M3NHFScheduleOfRatesCode | FM4/Extinguisher:Renew 5Kg Carbon Dioxide Fire | FM4 - Extinguisher:Renew 5Kg Carbon Dioxide Fire, unit of measure NO | FM4-FF010403 | Y | Y | Y | Y | Y
M3NHFScheduleOfRatesCode | FM4/Extinguisher:Refill/Recharge 2 Kg Carbon Dioxide | FM4 - Extinguisher:Refill/Recharge 2 Kg Carbon Dioxide, unit of measure NO | FM4-FF010405 | Y | Y | Y | Y | Y
M3NHFScheduleOfRatesCode | FM4/Extinguisher:Refill/Recharge 5 Kg Carbon Dioxide | FM4 - Extinguisher:Refill/Recharge 5 Kg Carbon Dioxide, unit of measure NO | FM4-FF010407 | Y | Y | Y | Y | Y
M3NHFScheduleOfRatesCode | FM4/Extinguisher:Visual Inspect Carbon Dioxide Type | FM4 - Extinguisher:Visual Inspect Carbon Dioxide Type, unit of measure NO | FM4-FF010409 | Y | Y | Y | Y | Y
M3NHFScheduleOfRatesCode | FM4/Extinguisher:Discharge Test Refill 2Kg Carbon | FM4 - Extinguisher:Discharge Test Refill 2Kg Carbon, unit of measure NO | FM4-FF010411 | Y | Y | Y | Y | Y
M3NHFScheduleOfRatesCode | FM4/Extinguisher:Discharge Test Refill 5Kg Carbon | FM4 - Extinguisher:Discharge Test Refill 5Kg Carbon, unit of measure NO | FM4-FF010413 | Y | Y | Y | Y | Y
M3NHFScheduleOfRatesCode | FM4/Fire Blanket:Renew Or Install | FM4 - Fire Blanket:Renew Or Install, unit of measure NO | FM4-FF010501 | Y | Y | Y | Y | Y
M3NHFScheduleOfRatesCode | FM4/Fire Blanket:Inspect | FM4 - Fire Blanket:Inspect, unit of measure NO | FM4-FF010503 | Y | Y | Y | Y | Y
M3NHFScheduleOfRatesCode | FM4/Extinguisher:Renew Bracket | FM4 - Extinguisher:Renew Bracket, unit of measure NO | FM4-FF010601 | Y | Y | Y | Y | Y
M3NHFScheduleOfRatesCode | FM4/Fire Exit Signs:Renew Or Install | FM4 - Fire Exit Signs:Renew Or Install, unit of measure IT | FM4-FF010701 | Y | Y | Y | Y | Y
M3NHFScheduleOfRatesCode | FM4/Fire Hose Reel:Inspect And Service | FM4 - Fire Hose Reel:Inspect And Service, unit of measure IT | FM4-FF010801 | Y | Y | Y | Y | Y
M3NHFScheduleOfRatesCode | FM4/Fire Hose Reel:Renew 24M Hose | FM4 - Fire Hose Reel:Renew 24M Hose, unit of measure IT | FM4-FF010803 | Y | Y | Y | Y | Y
M3NHFScheduleOfRatesCode | FM4/Fire Hose Reel:Renew 30M Hose | FM4 - Fire Hose Reel:Renew 30M Hose, unit of measure IT | FM4-FF010805 | Y | Y | Y | Y | Y
M3NHFScheduleOfRatesCode | FM4/Fire Hose Reel:Renew 36M Hose | FM4 - Fire Hose Reel:Renew 36M Hose, unit of measure IT | FM4-FF010807 | Y | Y | Y | Y | Y
M3NHFScheduleOfRatesCode | FM4/Fire Hose Reel:Renew Valve | FM4 - Fire Hose Reel:Renew Valve, unit of measure IT | FM4-FF010809 | Y | Y | Y | Y | Y
M3NHFScheduleOfRatesCode | FM4/Fire Hose Reel:Renew Nozzle | FM4 - Fire Hose Reel:Renew Nozzle, unit of measure IT | FM4-FF010811 | Y | Y | Y | Y | Y
M3NHFScheduleOfRatesCode | FM4/Fire Hose Reel:Renew Recessed Type Cabinet | FM4 - Fire Hose Reel:Renew Recessed Type Cabinet, unit of measure IT | FM4-FF010813 | Y | Y | Y | Y | Y
M3NHFScheduleOfRatesCode | FM4/Fire Hose Reel:Response Callouts Repair No Parts | FM4 - Fire Hose Reel:Response Callouts Repair No Parts, unit of measure IT | FM4-FF010815 | Y | Y | Y | Y | Y
M3NHFScheduleOfRatesCode | FM4/Fire Hose Reel:Response Callouts Repair Parts £100 | FM4 - Fire Hose Reel:Response Callouts Repair Parts £100, unit of measure IT | FM4-FF010817 | Y | Y | Y | Y | Y
M3NHFScheduleOfRatesCode | FM4/Dry Riser:Renew Breeching Valve Inlet Box | FM4 - Dry Riser:Renew Breeching Valve Inlet Box, unit of measure IT | FM4-FF020101 | Y | Y | Y | Y | Y
M3NHFScheduleOfRatesCode | FM4/Dry Riser:Renew Landing Valve Box | FM4 - Dry Riser:Renew Landing Valve Box, unit of measure IT | FM4-FF020103 | Y | Y | Y | Y | Y
M3NHFScheduleOfRatesCode | FM4/Dry Riser:Renew Door To Breeching Valve Box | FM4 - Dry Riser:Renew Door To Breeching Valve Box, unit of measure IT | FM4-FF020105 | Y | Y | Y | Y | Y
M3NHFScheduleOfRatesCode | FM4/Dry Riser:Renew Door To Landing Valve Box | FM4 - Dry Riser:Renew Door To Landing Valve Box, unit of measure IT | FM4-FF020107 | Y | Y | Y | Y | Y
M3NHFScheduleOfRatesCode | FM4/Dry Riser:Reglaze Door To Valve Box Ne 0.5 Sm | FM4 - Dry Riser:Reglaze Door To Valve Box Ne 0.5 Sm, unit of measure IT | FM4-FF020109 | Y | Y | Y | Y | Y
M3NHFScheduleOfRatesCode | FM4/Dry Riser:Reglaze Door To Valve Box Ne 1.0 Sm | FM4 - Dry Riser:Reglaze Door To Valve Box Ne 1.0 Sm, unit of measure IT | FM4-FF020111 | Y | Y | Y | Y | Y
M3NHFScheduleOfRatesCode | FM4/Dry Riser:Renew Door Lock To Valve Box | FM4 - Dry Riser:Renew Door Lock To Valve Box, unit of measure IT | FM4-FF020113 | Y | Y | Y
M3NHFScheduleOfRatesCode | FM4/Dry Riser Valve:Renew Breeching Table D | FM4 - Dry Riser Valve:Renew Breeching Table D, unit of measure IT | FM4-FF020201 | Y | Y | Y | Y | Y
M3NHFScheduleOfRatesCode | FM4/Dry Riser Valve:Renew Breeching Screwed | FM4 - Dry Riser Valve:Renew Breeching Screwed, unit of measure IT | FM4-FF020203 | Y | Y | Y | Y | Y
M3NHFScheduleOfRatesCode | FM4/Dry Riser Valve:Renew Inlet Drain Valve | FM4 - Dry Riser Valve:Renew Inlet Drain Valve, unit of measure IT | FM4-FF020205 | Y | Y | Y | Y | Y
M3NHFScheduleOfRatesCode | FM4/Dry Riser Valve:Renew 21/2" Gate Type Table D | FM4 - Dry Riser Valve:Renew 21/2" Gate Type Table D, unit of measure IT | FM4-FF020207 | Y | Y | Y | Y | Y
M3NHFScheduleOfRatesCode | FM4/Dry Riser Valve:Renew 21/2" Gate Type Screwed | FM4 - Dry Riser Valve:Renew 21/2" Gate Type Screwed, unit of measure IT | FM4-FF020209 | Y | Y | Y | Y | Y
M3NHFScheduleOfRatesCode | FM4/Dry Riser Valve:Renew 3" Gate Type Screwed | FM4 - Dry Riser Valve:Renew 3" Gate Type Screwed, unit of measure IT | FM4-FF020211 | Y | Y | Y | Y | Y
M3NHFScheduleOfRatesCode | FM4/Dry Riser Valve:Renew 21/2" Globe Type Table D | FM4 - Dry Riser Valve:Renew 21/2" Globe Type Table D, unit of measure IT | FM4-FF020213 | Y | Y | Y | Y | Y
M3NHFScheduleOfRatesCode | FM4/Dry Riser Valve:Renew 3" Globe Type Table D | FM4 - Dry Riser Valve:Renew 3" Globe Type Table D, unit of measure IT | FM4-FF020215 | Y | Y | Y | Y | Y
M3NHFScheduleOfRatesCode | FM4/Dry Riser Valve:Renew 21/2" Globe Type Screwed | FM4 - Dry Riser Valve:Renew 21/2" Globe Type Screwed, unit of measure IT | FM4-FF020217 | Y | Y | Y | Y | Y
M3NHFScheduleOfRatesCode | FM4/Dry Riser Valve:Renew 3" Globe Type Screwed | FM4 - Dry Riser Valve:Renew 3" Globe Type Screwed, unit of measure IT | FM4-FF020219 | Y | Y | Y | Y | Y
M3NHFScheduleOfRatesCode | FM4/Dry Riser Valve:Renew 21/2" Globe Oblique Table D | FM4 - Dry Riser Valve:Renew 21/2" Globe Oblique Table D, unit of measure IT | FM4-FF020221 | Y | Y | Y | Y | Y
M3NHFScheduleOfRatesCode | FM4/Dry Riser Valve:Renew 3" Globe Oblique Table D | FM4 - Dry Riser Valve:Renew 3" Globe Oblique Table D, unit of measure IT | FM4-FF020223 | Y | Y | Y | Y | Y
M3NHFScheduleOfRatesCode | FM4/Dry Riser Valve:Renew 21/2" Globe Oblique Screwed | FM4 - Dry Riser Valve:Renew 21/2" Globe Oblique Screwed, unit of measure IT | FM4-FF020225 | Y | Y | Y | Y | Y
M3NHFScheduleOfRatesCode | FM4/Dry Riser Valve:Renew 3" Globe Oblique Screwed | FM4 - Dry Riser Valve:Renew 3" Globe Oblique Screwed, unit of measure IT | FM4-FF020227 | Y | Y | Y | Y | Y
M3NHFScheduleOfRatesCode | FM4/Dry Riser Valve:Renew 1" Air Relief Valve | FM4 - Dry Riser Valve:Renew 1" Air Relief Valve, unit of measure IT | FM4-FF020229 | Y | Y | Y | Y | Y
M3NHFScheduleOfRatesCode | FM4/Dry Riser Valve:Renew 3" Blank Cap | FM4 - Dry Riser Valve:Renew 3" Blank Cap, unit of measure IT | FM4-FF020231 | Y | Y | Y | Y | Y
M3NHFScheduleOfRatesCode | FM4/Dry Riser Valve:Renew 21/2" Blank Cap | FM4 - Dry Riser Valve:Renew 21/2" Blank Cap, unit of measure IT | FM4-FF020233 | Y | Y | Y
M3NHFScheduleOfRatesCode | FM4/Dry Riser Valve:Service Breeching Valve | FM4 - Dry Riser Valve:Service Breeching Valve, unit of measure IT | FM4-FF020301 | Y | Y | Y | Y | Y
M3NHFScheduleOfRatesCode | FM4/Dry Riser Valve:Service Gate Landing Valve | FM4 - Dry Riser Valve:Service Gate Landing Valve, unit of measure IT | FM4-FF020303 | Y | Y | Y | Y | Y
M3NHFScheduleOfRatesCode | FM4/Dry Riser Valve:Service Globe Landing Valve | FM4 - Dry Riser Valve:Service Globe Landing Valve, unit of measure IT | FM4-FF020305 | Y | Y | Y | Y | Y
M3NHFScheduleOfRatesCode | FM4/Dry Riser:Visual Inspection | FM4 - Dry Riser:Visual Inspection, unit of measure IT | FM4-FF020307 | Y | Y | Y | Y | Y
M3NHFScheduleOfRatesCode | FM4/Dry Riser:Spot Weld For Security | FM4 - Dry Riser:Spot Weld For Security, unit of measure IT | FM4-FF020309 | Y | Y | Y | Y | Y
M3NHFScheduleOfRatesCode | FM4/Dry Riser:Wet Test | FM4 - Dry Riser:Wet Test, unit of measure IT | FM4-FF020311 | Y | Y | Y | Y | Y
M3NHFScheduleOfRatesCode | FM4/Dry Riser:Air Test | FM4 - Dry Riser:Air Test, unit of measure IT | FM4-FF020313 | Y | Y | Y
M3NHFScheduleOfRatesCode | FM4/Dry Riser:Flow Pressure Test | FM4 - Dry Riser:Flow Pressure Test, unit of measure IT | FM4-FF020315 | Y | Y | Y
M3NHFScheduleOfRatesCode | FM4/Fire Hydrant:Renew 100Mm Pillar Ci | FM4 - Fire Hydrant:Renew 100Mm Pillar Ci, unit of measure NO | FM4-FF030401 | Y | Y | Y | Y | Y
M3NHFScheduleOfRatesCode | FM4/Fire Hydrant:Renew 100Mm Pillar Steel | FM4 - Fire Hydrant:Renew 100Mm Pillar Steel, unit of measure NO | FM4-FF030403 | Y | Y | Y
M3NHFScheduleOfRatesCode | FM4/Halon System:Response Call-Outs | FM4 - Halon System:Response Call-Outs, unit of measure NO | FM4-FF040101 | Y | Y | Y | Y | Y
M3NHFScheduleOfRatesCode | FM4/Halon System:Response Call-Outs Parts £100 | FM4 - Halon System:Response Call-Outs Parts £100, unit of measure NO | FM4-FF040103 | Y | Y | Y | Y | Y
M3NHFScheduleOfRatesCode | FM4/Halon System:Recharge System | FM4 - Halon System:Recharge System, unit of measure NO | FM4-FF040105 | Y | Y | Y | Y | Y
M3NHFScheduleOfRatesCode | FM4/Halon System:Periodic Inspection | FM4 - Halon System:Periodic Inspection, unit of measure NO | FM4-FF040107 | Y | Y | Y | Y | Y
M3NHFScheduleOfRatesCode | FM4/Sprinkler System:Response Call-Outs | FM4 - Sprinkler System:Response Call-Outs, unit of measure NO | FM4-FF050101 | Y | Y | Y | Y | Y
M3NHFScheduleOfRatesCode | FM4/Sprinkler System:Response Call-Outs Parts £100 | FM4 - Sprinkler System:Response Call-Outs Parts £100, unit of measure NO | FM4-FF050103 | Y | Y | Y | Y | Y
M3NHFScheduleOfRatesCode | FM4/Sprinkler System:Periodic Inspection | FM4 - Sprinkler System:Periodic Inspection, unit of measure NO | FM4-FF050105 | Y | Y | Y | Y | Y
M3NHFScheduleOfRatesCode | FM4/Bin Room:Service Fire Suppression Installations | FM4 - Bin Room:Service Fire Suppression Installations, unit of measure IT | FM4-FF060101 | Y | Y | Y
M3NHFScheduleOfRatesCode | FM4/Firemans Switch:Service Firemans Switch | FM4 - Firemans Switch:Service Firemans Switch, unit of measure IT | FM4-FF070101 | Y | Y | Y
M3NHFScheduleOfRatesCode | FM4/Smoke Vents:Test Automatic Pneumatic Natural | FM4 - Smoke Vents:Test Automatic Pneumatic Natural, unit of measure IT | FM4-FF080101 | Y | Y | Y
M3NHFScheduleOfRatesCode | FM4/Smoke Vents:Test Manual Pneumatic Natural | FM4 - Smoke Vents:Test Manual Pneumatic Natural, unit of measure IT | FM4-FF080103 | Y | Y | Y
M3NHFScheduleOfRatesCode | FM4/Smoke Vents:Test Automatic Electric Natural | FM4 - Smoke Vents:Test Automatic Electric Natural, unit of measure IT | FM4-FF080105 | Y | Y | Y
M3NHFScheduleOfRatesCode | FM4/Smoke Vents:Test Manual Electric Natural | FM4 - Smoke Vents:Test Manual Electric Natural, unit of measure IT | FM4-FF080107 | Y | Y | Y
M3NHFScheduleOfRatesCode | FM4/Smoke Vents:Test Automatic Powered | FM4 - Smoke Vents:Test Automatic Powered, unit of measure IT | FM4-FF080109 | Y | Y | Y
M3NHFScheduleOfRatesCode | FM4/Smoke Vents:Test Manual Powered | FM4 - Smoke Vents:Test Manual Powered, unit of measure IT | FM4-FF080111 | Y | Y | Y
M3NHFScheduleOfRatesCode | FM4/Smoke Curtains:Test Automatic Pneumatic | FM4 - Smoke Curtains:Test Automatic Pneumatic, unit of measure IT | FM4-FF080113 | Y | Y | Y
M3NHFScheduleOfRatesCode | FM4/Smoke Curtains:Test Automatic Electric | FM4 - Smoke Curtains:Test Automatic Electric, unit of measure IT | FM4-FF080115 | Y | Y | Y
M3NHFScheduleOfRatesCode | FM4/Sprinklers:Test & Service System To 1 Bed Flat | FM4 - Sprinklers:Test & Service System To 1 Bed Flat, unit of measure IT | FM4-FF090101 | Y | Y | Y
M3NHFScheduleOfRatesCode | FM4/Sprinklers:Test & Service System To 2 Bed Flat | FM4 - Sprinklers:Test & Service System To 2 Bed Flat, unit of measure IT | FM4-FF090103 | Y | Y | Y
M3NHFScheduleOfRatesCode | FM4/Sprinklers:Test & Service System To 1 Bed Bungalow | FM4 - Sprinklers:Test & Service System To 1 Bed Bungalow, unit of measure IT | FM4-FF090105 | Y | Y | Y
M3NHFScheduleOfRatesCode | FM4/Sprinklers:Test & Service System To 2 Bed Bungalow | FM4 - Sprinklers:Test & Service System To 2 Bed Bungalow, unit of measure IT | FM4-FF090107 | Y | Y | Y
M3NHFScheduleOfRatesCode | FM4/Sprinklers:Test & Service System To 2 Bed House | FM4 - Sprinklers:Test & Service System To 2 Bed House, unit of measure IT | FM4-FF090109 | Y | Y | Y
M3NHFScheduleOfRatesCode | FM4/Sprinklers:Test & Service System To 3 Bed House | FM4 - Sprinklers:Test & Service System To 3 Bed House, unit of measure IT | FM4-FF090111 | Y | Y | Y
M3NHFScheduleOfRatesCode | FM4/Sprinklers:Test & Service System To 4 Bed House | FM4 - Sprinklers:Test & Service System To 4 Bed House, unit of measure IT | FM4-FF090113 | Y | Y | Y
M3NHFScheduleOfRatesCode | FM4/Sprinklers:Test & Service System To 5 Bed House | FM4 - Sprinklers:Test & Service System To 5 Bed House, unit of measure IT | FM4-FF090115 | Y | Y | Y
M3NHFScheduleOfRatesCode | FM4/Sprinklers:Test & Service System To 6 Bed House | FM4 - Sprinklers:Test & Service System To 6 Bed House, unit of measure IT | FM4-FF090117 | Y | Y | Y
M3NHFScheduleOfRatesCode | FM4/Sprinklers:Renew Head Break Glass And Drain Down | FM4 - Sprinklers:Renew Head Break Glass And Drain Down, unit of measure NO | FM4-FF090119 | Y | Y | Y
M3NHFScheduleOfRatesCode | FM4/Sprinklers:Renew Head Break Glass While Drained | FM4 - Sprinklers:Renew Head Break Glass While Drained, unit of measure NO | FM4-FF090121 | Y | Y | Y
M3NHFScheduleOfRatesCode | FM4/Sprinklers:Renew Head And Drain Down | FM4 - Sprinklers:Renew Head And Drain Down, unit of measure NO | FM4-FF090123 | Y | Y | Y
M3NHFScheduleOfRatesCode | FM4/Sprinklers:Renew Head Whilst System Drained | FM4 - Sprinklers:Renew Head Whilst System Drained, unit of measure NO | FM4-FF090125 | Y | Y | Y
M3NHFScheduleOfRatesCode | FM4/Sprinklers:Renew Pump And Drain Down | FM4 - Sprinklers:Renew Pump And Drain Down, unit of measure NO | FM4-FF090127 | Y | Y | Y
M3NHFScheduleOfRatesCode | FM4/Sprinklers:Renew Pump Whilst System Drained | FM4 - Sprinklers:Renew Pump Whilst System Drained, unit of measure NO | FM4-FF090129 | Y | Y | Y
M3NHFScheduleOfRatesCode | FM4/Testing:Quarterly Test Ne 2 Zones Alarm System | FM4 - Testing:Quarterly Test Ne 2 Zones Alarm System, unit of measure IT | FM4-FT010101 | Y | Y | Y | Y | Y
M3NHFScheduleOfRatesCode | FM4/Testing:Quarterly Test Ne 4 Zones Alarm System | FM4 - Testing:Quarterly Test Ne 4 Zones Alarm System, unit of measure IT | FM4-FT010103 | Y | Y | Y | Y | Y
M3NHFScheduleOfRatesCode | FM4/Testing:Quarterly Test Ne 8 Zones Alarm System | FM4 - Testing:Quarterly Test Ne 8 Zones Alarm System, unit of measure IT | FM4-FT010105 | Y | Y | Y | Y | Y
M3NHFScheduleOfRatesCode | FM4/Testing:Quarterly Test Ne 12 Zones Alarm System | FM4 - Testing:Quarterly Test Ne 12 Zones Alarm System, unit of measure IT | FM4-FT010107 | Y | Y | Y | Y | Y
M3NHFScheduleOfRatesCode | FM4/Testing:Six Monthly Test Ne 2 Zones Alarm System | FM4 - Testing:Six Monthly Test Ne 2 Zones Alarm System, unit of measure IT | FM4-FT010151 | Y | Y | Y
M3NHFScheduleOfRatesCode | FM4/Testing:Six Monthly Test Ne 4 Zones Alarm System | FM4 - Testing:Six Monthly Test Ne 4 Zones Alarm System, unit of measure IT | FM4-FT010153 | Y | Y | Y
M3NHFScheduleOfRatesCode | FM4/Testing:Six Monthly Test Ne 8 Zones Alarm System | FM4 - Testing:Six Monthly Test Ne 8 Zones Alarm System, unit of measure IT | FM4-FT010155 | Y | Y | Y
M3NHFScheduleOfRatesCode | FM4/Testing:Six Monthly Test Ne 12Zones Alarm System | FM4 - Testing:Six Monthly Test Ne 12Zones Alarm System, unit of measure IT | FM4-FT010157 | Y | Y | Y
M3NHFScheduleOfRatesCode | FM4/Inspection:Annual Test Ne 10 Points Alarm System | FM4 - Inspection:Annual Test Ne 10 Points Alarm System, unit of measure IT | FM4-FT020101 | Y | Y | Y | Y | Y
M3NHFScheduleOfRatesCode | FM4/Inspection:Annual Test Ne 25 Points Alarm System | FM4 - Inspection:Annual Test Ne 25 Points Alarm System, unit of measure IT | FM4-FT020103 | Y | Y | Y | Y | Y
M3NHFScheduleOfRatesCode | FM4/Inspection:Annual Test Ne 50 Points Alarm System | FM4 - Inspection:Annual Test Ne 50 Points Alarm System, unit of measure IT | FM4-FT020105 | Y | Y | Y | Y | Y
M3NHFScheduleOfRatesCode | FM4/Inspection:Annual Test Ne 100 Points Alarm System | FM4 - Inspection:Annual Test Ne 100 Points Alarm System, unit of measure IT | FM4-FT020107 | Y | Y | Y
M3NHFScheduleOfRatesCode | FM4/Inspection:Annual Test Ne 2 Points Alarm System | FM4 - Inspection:Annual Test Ne 2 Points Alarm System, unit of measure IT | FM4-FT020109 | Y | Y | Y
M3NHFScheduleOfRatesCode | FM4/Inspection:Annual Test Ne 5 Points Alarm System | FM4 - Inspection:Annual Test Ne 5 Points Alarm System, unit of measure IT | FM4-FT020111 | Y | Y | Y
M3NHFScheduleOfRatesCode | FM4/Inspection:Test Ne 10 Points Alarm System Wiring | FM4 - Inspection:Test Ne 10 Points Alarm System Wiring, unit of measure IT | FM4-FT030101 | Y | Y | Y | Y | Y
M3NHFScheduleOfRatesCode | FM4/Inspection:Test Ne 25 Points Alarm System Wiring | FM4 - Inspection:Test Ne 25 Points Alarm System Wiring, unit of measure IT | FM4-FT030103 | Y | Y | Y | Y | Y
M3NHFScheduleOfRatesCode | FM4/Inspection:Test Ne 50 Points Alarm System Wiring | FM4 - Inspection:Test Ne 50 Points Alarm System Wiring, unit of measure IT | FM4-FT030105 | Y | Y | Y | Y | Y
M3NHFScheduleOfRatesCode | FM4/Inspection:Test Ne 100 Points Alarm System Wiring | FM4 - Inspection:Test Ne 100 Points Alarm System Wiring, unit of measure IT | FM4-FT030107 | Y | Y | Y
M3NHFScheduleOfRatesCode | FM4/Inspection:Test Ne 2 Points Alarm System Wiring | FM4 - Inspection:Test Ne 2 Points Alarm System Wiring, unit of measure IT | FM4-FT030109 | Y | Y | Y
M3NHFScheduleOfRatesCode | FM4/Inspection:Test Ne 5 Points Alarm System Wiring | FM4 - Inspection:Test Ne 5 Points Alarm System Wiring, unit of measure IT | FM4-FT030111 | Y | Y | Y
M3NHFScheduleOfRatesCode | FM4/Service And Test:Fire Alarm Panel | FM4 - Service And Test:Fire Alarm Panel, unit of measure IT | FM4-FT040101 | Y | Y | Y | Y | Y
M3NHFScheduleOfRatesCode | FM4/Service And Test:Fire Alarm Call Point | FM4 - Service And Test:Fire Alarm Call Point, unit of measure NO | FM4-FT040103 | Y | Y | Y | Y | Y
M3NHFScheduleOfRatesCode | FM4/Service And Test:Fire Alarm Acid Battery | FM4 - Service And Test:Fire Alarm Acid Battery, unit of measure IT | FM4-FT040105 | Y | Y | Y | Y | Y
M3NHFScheduleOfRatesCode | FM4/Service And Test:Fire Alarm Cadmium Battery | FM4 - Service And Test:Fire Alarm Cadmium Battery, unit of measure IT | FM4-FT040107 | Y | Y | Y | Y | Y
M3NHFScheduleOfRatesCode | FM4/Service And Test:Fire Alarm Magnetic Door Catches | FM4 - Service And Test:Fire Alarm Magnetic Door Catches, unit of measure IT | FM4-FT040109 | Y | Y | Y | Y | Y
M3NHFScheduleOfRatesCode | FM4/Service And Test:Fire Alarm Detector | FM4 - Service And Test:Fire Alarm Detector, unit of measure NO | FM4-FT040111 | Y | Y | Y | Y | Y
M3NHFScheduleOfRatesCode | FM4/Service And Test:Fire Alarm Smoke Relief Vents | FM4 - Service And Test:Fire Alarm Smoke Relief Vents, unit of measure IT | FM4-FT040113 | Y | Y | Y | Y | Y
M3NHFScheduleOfRatesCode | FM4/Service And Test:Fire Alarm Fixed Strobe Bell | FM4 - Service And Test:Fire Alarm Fixed Strobe Bell, unit of measure NO | FM4-FT040115 | Y | Y | Y | Y | Y
M3NHFScheduleOfRatesCode | FM4/Service And Test:Fire Alarm Sounder | FM4 - Service And Test:Fire Alarm Sounder, unit of measure NO | FM4-FT040117 | Y | Y | Y | Y | Y
M3NHFScheduleOfRatesCode | FM4/Log Book:Provide Triplicated | FM4 - Log Book:Provide Triplicated, unit of measure NO | FM4-FT040119 | Y | Y | Y | Y | Y
M3NHFScheduleOfRatesCode | FM4/Central Monitoring Centre:Test Communications | FM4 - Central Monitoring Centre:Test Communications, unit of measure IT | FM4-FT040201 | Y | Y | Y | Y | Y
M3NHFScheduleOfRatesCode | FM4/Visual Inspection:Building | FM4 - Visual Inspection:Building, unit of measure IT | FM4-FT050101 | Y | Y | Y | Y | Y
M3NHFScheduleOfRatesCode | FM4/Visual Inspection:Cabling And Equipment | FM4 - Visual Inspection:Cabling And Equipment, unit of measure IT | FM4-FT050201 | Y | Y | Y | Y | Y
M3NHFScheduleOfRatesCode | FM4/Radiator Valve:Commercial Npb 3/4" 1 Pipe Tamper | FM4 - Radiator Valve:Commercial Npb 3/4" 1 Pipe Tamper, unit of measure NO | FM4-GA701101 | Y | Y | Y
M3NHFScheduleOfRatesCode | FM4/Radiator Valve:Commercial Npb 1" 1 Pipe Tamper | FM4 - Radiator Valve:Commercial Npb 1" 1 Pipe Tamper, unit of measure NO | FM4-GA701103 | Y | Y | Y
M3NHFScheduleOfRatesCode | FM4/Radiator Valve:Commercial Npb 3/4" 2 Pipe Tamper | FM4 - Radiator Valve:Commercial Npb 3/4" 2 Pipe Tamper, unit of measure NO | FM4-GA701105 | Y | Y | Y
M3NHFScheduleOfRatesCode | FM4/Radiator Valve:Commercial Npb 1" 2 Pipe Tamper | FM4 - Radiator Valve:Commercial Npb 1" 2 Pipe Tamper, unit of measure NO | FM4-GA701107 | Y | Y | Y
M3NHFScheduleOfRatesCode | FM4/Radiator Valve:Commercial Npb 3/4" 1 Pipe | FM4 - Radiator Valve:Commercial Npb 3/4" 1 Pipe, unit of measure NO | FM4-GA701121 | Y | Y | Y
M3NHFScheduleOfRatesCode | FM4/Radiator Valve:Commercial Npb 1" 1 Pipe | FM4 - Radiator Valve:Commercial Npb 1" 1 Pipe, unit of measure NO | FM4-GA701123 | Y | Y | Y
M3NHFScheduleOfRatesCode | FM4/Radiator Valve:Commercial Npb 3/4" 2 Pipe | FM4 - Radiator Valve:Commercial Npb 3/4" 2 Pipe, unit of measure NO | FM4-GA701125 | Y | Y | Y
M3NHFScheduleOfRatesCode | FM4/Radiator Valve:Commercial Npb 1" 2 Pipe | FM4 - Radiator Valve:Commercial Npb 1" 2 Pipe, unit of measure NO | FM4-GA701127 | Y | Y | Y
M3NHFScheduleOfRatesCode | FM4/Radiator Valve:Domestic Npb 1/2" 1 Pipe | FM4 - Radiator Valve:Domestic Npb 1/2" 1 Pipe, unit of measure NO | FM4-GA701131 | Y | Y | Y
M3NHFScheduleOfRatesCode | FM4/Radiator Valve:Domestic Npb 1/2" 2 Pipe | FM4 - Radiator Valve:Domestic Npb 1/2" 2 Pipe, unit of measure NO | FM4-GA701133 | Y | Y | Y
M3NHFScheduleOfRatesCode | FM4/Radiator Valve:Comm Cpb 1/2" 2 Pipe Angle Tamper | FM4 - Radiator Valve:Comm Cpb 1/2" 2 Pipe Angle Tamper, unit of measure NO | FM4-GA701301 | Y | Y | Y
M3NHFScheduleOfRatesCode | FM4/Radiator Valve:Comm Cpb 3/4" 2 Pipe Angle Tamper | FM4 - Radiator Valve:Comm Cpb 3/4" 2 Pipe Angle Tamper, unit of measure NO | FM4-GA701303 | Y | Y | Y
M3NHFScheduleOfRatesCode | FM4/Radiator Valve:Comm Cpb 1/2" 2 Pipe Str Tamper | FM4 - Radiator Valve:Comm Cpb 1/2" 2 Pipe Str Tamper, unit of measure NO | FM4-GA701305 | Y | Y | Y
M3NHFScheduleOfRatesCode | FM4/Radiator Valve:Comm Cpb 3/4" 2 Pipe Str Tamper | FM4 - Radiator Valve:Comm Cpb 3/4" 2 Pipe Str Tamper, unit of measure NO | FM4-GA701307 | Y | Y | Y
M3NHFScheduleOfRatesCode | FM4/Radiator Valve:Commercial Cpb 1/2" Reverse 2 Pipe | FM4 - Radiator Valve:Commercial Cpb 1/2" Reverse 2 Pipe, unit of measure NO | FM4-GA701309 | Y | Y | Y
M3NHFScheduleOfRatesCode | FM4/Radiator Valve:Commercial Cpb 1/2" 2 Pipe Angle | FM4 - Radiator Valve:Commercial Cpb 1/2" 2 Pipe Angle, unit of measure NO | FM4-GA701321 | Y | Y | Y
M3NHFScheduleOfRatesCode | FM4/Radiator Valve:Commercial Cpb 3/4" 2 Pipe Angle | FM4 - Radiator Valve:Commercial Cpb 3/4" 2 Pipe Angle, unit of measure NO | FM4-GA701323 | Y | Y | Y
M3NHFScheduleOfRatesCode | FM4/Radiator Valve:Commercial Cpb 1/2" 2 Pipe Straight | FM4 - Radiator Valve:Commercial Cpb 1/2" 2 Pipe Straight, unit of measure NO | FM4-GA701325 | Y | Y | Y
M3NHFScheduleOfRatesCode | FM4/Radiator Valve:Commercial Cpb 3/4" 2 Pipe Straight | FM4 - Radiator Valve:Commercial Cpb 3/4" 2 Pipe Straight, unit of measure NO | FM4-GA701327 | Y | Y | Y
M3NHFScheduleOfRatesCode | FM4/Radiator Valve:Commercial Cpb 1/2 Reverse 2 Pipe | FM4 - Radiator Valve:Commercial Cpb 1/2 Reverse 2 Pipe, unit of measure NO | FM4-GA701328 | Y | Y | Y
M3NHFScheduleOfRatesCode | FM4/Radiator Valve:Domestic Cpbr 15Mm 2 Pipe | FM4 - Radiator Valve:Domestic Cpbr 15Mm 2 Pipe, unit of measure NO | FM4-GA701501 | Y | Y | Y
M3NHFScheduleOfRatesCode | FM4/Radiator Valve:Domestic Cpbr 1/2" 2 Pipe | FM4 - Radiator Valve:Domestic Cpbr 1/2" 2 Pipe, unit of measure NO | FM4-GA701503 | Y | Y | Y
M3NHFScheduleOfRatesCode | FM4/Radiator Valve:Domestic Cpbr 3/4" 2 Pipe | FM4 - Radiator Valve:Domestic Cpbr 3/4" 2 Pipe, unit of measure NO | FM4-GA701505 | Y | Y | Y
M3NHFScheduleOfRatesCode | FM4/Radiator Valve:Domestic Cpbr 3/4" 1 Pipe | FM4 - Radiator Valve:Domestic Cpbr 3/4" 1 Pipe, unit of measure NO | FM4-GA701507 | Y | Y | Y
M3NHFScheduleOfRatesCode | FM4/Radiator Valve:Domestic Cpbr 1" 2 Pipe | FM4 - Radiator Valve:Domestic Cpbr 1" 2 Pipe, unit of measure NO | FM4-GA701509 | Y | Y | Y
M3NHFScheduleOfRatesCode | FM4/Radiator Valve:Domestic Cpbr 1" 1 Pipe | FM4 - Radiator Valve:Domestic Cpbr 1" 1 Pipe, unit of measure NO | FM4-GA701511 | Y | Y | Y
M3NHFScheduleOfRatesCode | FM4/Radiator Valve:Commercial Mcp 1/2" Manual Ang | FM4 - Radiator Valve:Commercial Mcp 1/2" Manual Ang, unit of measure NO | FM4-GA701701 | Y | Y | Y
M3NHFScheduleOfRatesCode | FM4/Radiator Valve:Commercial Mcp 3/4" Manual Ang | FM4 - Radiator Valve:Commercial Mcp 3/4" Manual Ang, unit of measure NO | FM4-GA701703 | Y | Y | Y
M3NHFScheduleOfRatesCode | FM4/Radiator Valve:Commercial Mcp 1" Manual Ang | FM4 - Radiator Valve:Commercial Mcp 1" Manual Ang, unit of measure NO | FM4-GA701705 | Y | Y | Y
M3NHFScheduleOfRatesCode | FM4/Radiator Valve:Commercial Mcp 1/2" Manual St | FM4 - Radiator Valve:Commercial Mcp 1/2" Manual St, unit of measure NO | FM4-GA701707 | Y | Y | Y
M3NHFScheduleOfRatesCode | FM4/Radiator Valve:Commercial Mcp 3/4" Manual St | FM4 - Radiator Valve:Commercial Mcp 3/4" Manual St, unit of measure NO | FM4-GA701709 | Y | Y | Y
M3NHFScheduleOfRatesCode | FM4/Radiator Valve:Commercial Mcp 1" Manual St | FM4 - Radiator Valve:Commercial Mcp 1" Manual St, unit of measure NO | FM4-GA701711 | Y | Y | Y
M3NHFScheduleOfRatesCode | FM4/Radiator Valve:Commercial Pcp 1/2" Manual Ang | FM4 - Radiator Valve:Commercial Pcp 1/2" Manual Ang, unit of measure NO | FM4-GA701721 | Y | Y | Y
M3NHFScheduleOfRatesCode | FM4/Radiator Valve:Commercial Pcp 3/4" Manual Ang | FM4 - Radiator Valve:Commercial Pcp 3/4" Manual Ang, unit of measure NO | FM4-GA701723 | Y | Y | Y
M3NHFScheduleOfRatesCode | FM4/Radiator Valve:Commercial Pcp 1" Manual Ang | FM4 - Radiator Valve:Commercial Pcp 1" Manual Ang, unit of measure NO | FM4-GA701725 | Y | Y | Y
M3NHFScheduleOfRatesCode | FM4/Radiator Valve:Commercial Pcp 1/2" Manual St | FM4 - Radiator Valve:Commercial Pcp 1/2" Manual St, unit of measure NO | FM4-GA701727 | Y | Y | Y
M3NHFScheduleOfRatesCode | FM4/Radiator Valve:Commercial Pcp 3/4" Manual St | FM4 - Radiator Valve:Commercial Pcp 3/4" Manual St, unit of measure NO | FM4-GA701729 | Y | Y | Y
M3NHFScheduleOfRatesCode | FM4/Radiator Valve:Commercial Pcp 1" Manual St | FM4 - Radiator Valve:Commercial Pcp 1" Manual St, unit of measure NO | FM4-GA701731 | Y | Y | Y
M3NHFScheduleOfRatesCode | FM4/Radiator Valve:Domestic Pcp 1/2" Manual Ang | FM4 - Radiator Valve:Domestic Pcp 1/2" Manual Ang, unit of measure NO | FM4-GA701751 | Y | Y | Y
M3NHFScheduleOfRatesCode | FM4/Radiator Valve:Domestic Pcp 3/4" Manual Ang | FM4 - Radiator Valve:Domestic Pcp 3/4" Manual Ang, unit of measure NO | FM4-GA701753 | Y | Y | Y
M3NHFScheduleOfRatesCode | FM4/Radiator Valve:Domestic Pcp 1" Manual Ang | FM4 - Radiator Valve:Domestic Pcp 1" Manual Ang, unit of measure NO | FM4-GA701755 | Y | Y | Y
M3NHFScheduleOfRatesCode | FM4/Radiator Valve:Domestic Pcp 1/2" Manual St | FM4 - Radiator Valve:Domestic Pcp 1/2" Manual St, unit of measure NO | FM4-GA701757 | Y | Y | Y
M3NHFScheduleOfRatesCode | FM4/Radiator Valve:Domestic Pcp 3/4 Manual St | FM4 - Radiator Valve:Domestic Pcp 3/4 Manual St, unit of measure NO | FM4-GA701759 | Y | Y | Y
M3NHFScheduleOfRatesCode | FM4/Radiator Valve:Domestic Pcp 1" Manual St | FM4 - Radiator Valve:Domestic Pcp 1" Manual St, unit of measure NO | FM4-GA701761 | Y | Y | Y
M3NHFScheduleOfRatesCode | FM4/Sensor:Renew Vapour Integral Type | FM4 - Sensor:Renew Vapour Integral Type, unit of measure NO | FM4-GA701801 | Y | Y | Y
M3NHFScheduleOfRatesCode | FM4/Sensor:Renew Vapour Remote Type | FM4 - Sensor:Renew Vapour Remote Type, unit of measure NO | FM4-GA701803 | Y | Y | Y
M3NHFScheduleOfRatesCode | FM4/Sensor:Renew Vapour Integral Commercial | FM4 - Sensor:Renew Vapour Integral Commercial, unit of measure NO | FM4-GA701805 | Y | Y | Y
M3NHFScheduleOfRatesCode | FM4/Sensor:Renew Vapour Remote Commercial | FM4 - Sensor:Renew Vapour Remote Commercial, unit of measure NO | FM4-GA701807 | Y | Y | Y
M3NHFScheduleOfRatesCode | FM4/Sensor:Renew Vapour Integral Domestic | FM4 - Sensor:Renew Vapour Integral Domestic, unit of measure NO | FM4-GA701809 | Y | Y | Y
M3NHFScheduleOfRatesCode | FM4/Sensor:Renew Vapour Remote Domestic | FM4 - Sensor:Renew Vapour Remote Domestic, unit of measure NO | FM4-GA701811 | Y | Y | Y
M3NHFScheduleOfRatesCode | FM4/Sensor:Renew Liquid Integral Type | FM4 - Sensor:Renew Liquid Integral Type, unit of measure NO | FM4-GA701821 | Y | Y | Y
M3NHFScheduleOfRatesCode | FM4/Sensor:Renew Liquid Integral Commercial | FM4 - Sensor:Renew Liquid Integral Commercial, unit of measure NO | FM4-GA701823 | Y | Y | Y
M3NHFScheduleOfRatesCode | FM4/Sensor:Renew Liquid Remote Commercial | FM4 - Sensor:Renew Liquid Remote Commercial, unit of measure NO | FM4-GA701825 | Y | Y | Y
M3NHFScheduleOfRatesCode | FM4/Sensor:Renew Liquid Integral Domestic | FM4 - Sensor:Renew Liquid Integral Domestic, unit of measure NO | FM4-GA701831 | Y | Y | Y
M3NHFScheduleOfRatesCode | FM4/Sensor:Renew Liquid Remote Domestic | FM4 - Sensor:Renew Liquid Remote Domestic, unit of measure NO | FM4-GA701833 | Y | Y | Y
M3NHFScheduleOfRatesCode | FM4/Pump:Renew Where Isolating Valves Fitted | FM4 - Pump:Renew Where Isolating Valves Fitted, unit of measure NO | FM4-GA702001 | Y | Y | Y
M3NHFScheduleOfRatesCode | FM4/Pump:Renew Including Supply Isolating Valves | FM4 - Pump:Renew Including Supply Isolating Valves, unit of measure NO | FM4-GA702003 | Y | Y | Y
M3NHFScheduleOfRatesCode | FM4/Pump:Supply New Including Isolating Valves | FM4 - Pump:Supply New Including Isolating Valves, unit of measure NO | FM4-GA702005 | Y | Y | Y
M3NHFScheduleOfRatesCode | FM4/Pump:Service And Overhaul | FM4 - Pump:Service And Overhaul, unit of measure NO | FM4-GA702007 | Y | Y | Y
M3NHFScheduleOfRatesCode | FM4/Pump:Renew Single Pump Valve | FM4 - Pump:Renew Single Pump Valve, unit of measure NO | FM4-GA702009 | Y | Y | Y
M3NHFScheduleOfRatesCode | FM4/Pump:Renew 3/4" Bspf Hws | FM4 - Pump:Renew 3/4" Bspf Hws, unit of measure IT | FM4-GA702013 | Y | Y | Y
M3NHFScheduleOfRatesCode | FM4/Pump:Renew 1" Bspf Hws | FM4 - Pump:Renew 1" Bspf Hws, unit of measure IT | FM4-GA702015 | Y | Y | Y
M3NHFScheduleOfRatesCode | FM4/Pump:Renew 1 1/2" Bspf Hws | FM4 - Pump:Renew 1 1/2" Bspf Hws, unit of measure IT | FM4-GA702017 | Y | Y | Y
M3NHFScheduleOfRatesCode | FM4/Pump:Renew 1 1/4" Bspf Commercial Single | FM4 - Pump:Renew 1 1/4" Bspf Commercial Single, unit of measure IT | FM4-GA702019 | Y | Y | Y
M3NHFScheduleOfRatesCode | FM4/Pump:Renew 1 1/2" Bspf Commercial Single | FM4 - Pump:Renew 1 1/2" Bspf Commercial Single, unit of measure IT | FM4-GA702021 | Y | Y | Y
M3NHFScheduleOfRatesCode | FM4/Pump:Renew 2" Bspf Commercial Single | FM4 - Pump:Renew 2" Bspf Commercial Single, unit of measure IT | FM4-GA702023 | Y | Y | Y
M3NHFScheduleOfRatesCode | FM4/Pump:Renew 1 1/2" Bspf Commercial Twin | FM4 - Pump:Renew 1 1/2" Bspf Commercial Twin, unit of measure IT | FM4-GA702025 | Y | Y | Y
M3NHFScheduleOfRatesCode | FM4/Pump:Renew 2" Bspf Commercial Twin | FM4 - Pump:Renew 2" Bspf Commercial Twin, unit of measure IT | FM4-GA702027 | Y | Y | Y
M3NHFScheduleOfRatesCode | FM4/Pump:Renew 1 1/2" Bspf Commercial Multi Speed | FM4 - Pump:Renew 1 1/2" Bspf Commercial Multi Speed, unit of measure IT | FM4-GA702029 | Y | Y | Y
M3NHFScheduleOfRatesCode | FM4/Pump:Renew 2" Bspf Commercial Multi Speed | FM4 - Pump:Renew 2" Bspf Commercial Multi Speed, unit of measure IT | FM4-GA702031 | Y | Y | Y
M3NHFScheduleOfRatesCode | FM4/Pump:Renew 2 1/2" Bspf Commercial Multi Speed | FM4 - Pump:Renew 2 1/2" Bspf Commercial Multi Speed, unit of measure IT | FM4-GA702033 | Y | Y | Y
M3NHFScheduleOfRatesCode | FM4/Pump:Renew 3 " Bspf Commercial Multi Speed | FM4 - Pump:Renew 3 " Bspf Commercial Multi Speed, unit of measure IT | FM4-GA702035 | Y | Y | Y
M3NHFScheduleOfRatesCode | FM4/Pump:Renew 4" Bspf Commercial Multi Speed | FM4 - Pump:Renew 4" Bspf Commercial Multi Speed, unit of measure IT | FM4-GA702037 | Y | Y | Y
M3NHFScheduleOfRatesCode | FM4/Pump:Renew 6" Bspf Commercial Multi Speed | FM4 - Pump:Renew 6" Bspf Commercial Multi Speed, unit of measure IT | FM4-GA702038 | Y | Y | Y
M3NHFScheduleOfRatesCode | FM4/Pump:Renew 1 1/2" Bspf Commercial Twin Multi Speed | FM4 - Pump:Renew 1 1/2" Bspf Commercial Twin Multi Speed, unit of measure IT | FM4-GA702039 | Y | Y | Y
M3NHFScheduleOfRatesCode | FM4/Pump:Renew 2" Bspf Commercial Twin Multi Speed | FM4 - Pump:Renew 2" Bspf Commercial Twin Multi Speed, unit of measure IT | FM4-GA702041 | Y | Y | Y
M3NHFScheduleOfRatesCode | FM4/Pump:Renew 2 1/2" Bspf Commercial Twin Multi Speed | FM4 - Pump:Renew 2 1/2" Bspf Commercial Twin Multi Speed, unit of measure IT | FM4-GA702043 | Y | Y | Y
M3NHFScheduleOfRatesCode | FM4/Pump:Renew 3" Bspf Commercial Twin Multi Speed | FM4 - Pump:Renew 3" Bspf Commercial Twin Multi Speed, unit of measure IT | FM4-GA702045 | Y | Y | Y
M3NHFScheduleOfRatesCode | FM4/Pump:Renew 4" Bspf Commercial Twin Multi Speed | FM4 - Pump:Renew 4" Bspf Commercial Twin Multi Speed, unit of measure IT | FM4-GA702047 | Y | Y | Y
M3NHFScheduleOfRatesCode | FM4/Pump:Renew 6" Bspf Commercial Twin Multi Speed | FM4 - Pump:Renew 6" Bspf Commercial Twin Multi Speed, unit of measure IT | FM4-GA702049 | Y | Y | Y
M3NHFScheduleOfRatesCode | FM4/Motorised Valve:Renew 22Mm | FM4 - Motorised Valve:Renew 22Mm, unit of measure NO | FM4-GA702501 | Y | Y | Y
M3NHFScheduleOfRatesCode | FM4/Motorised Valve:Renew 28Mm | FM4 - Motorised Valve:Renew 28Mm, unit of measure NO | FM4-GA702502 | Y | Y | Y
M3NHFScheduleOfRatesCode | FM4/Motorised Valve:Renew Ne 28Mm Activator | FM4 - Motorised Valve:Renew Ne 28Mm Activator, unit of measure NO | FM4-GA702506 | Y | Y | Y
M3NHFScheduleOfRatesCode | FM4/Zone Valve:Renew 22Mm | FM4 - Zone Valve:Renew 22Mm, unit of measure NO | FM4-GA702511 | Y | Y | Y
M3NHFScheduleOfRatesCode | FM4/Zone Valve:Renew 28Mm | FM4 - Zone Valve:Renew 28Mm, unit of measure NO | FM4-GA702512 | Y | Y | Y
M3NHFScheduleOfRatesCode | FM4/Expansion Bellows:Renew Ne25Mm Steel | FM4 - Expansion Bellows:Renew Ne25Mm Steel, unit of measure IT | FM4-GA709101 | Y | Y | Y
M3NHFScheduleOfRatesCode | FM4/Expansion Bellows:Renew Ne50Mm Steel | FM4 - Expansion Bellows:Renew Ne50Mm Steel, unit of measure IT | FM4-GA709103 | Y | Y | Y
M3NHFScheduleOfRatesCode | FM4/Expansion Bellows:Renew 65Mm Flanged Steel | FM4 - Expansion Bellows:Renew 65Mm Flanged Steel, unit of measure IT | FM4-GA709105 | Y | Y | Y
M3NHFScheduleOfRatesCode | FM4/Expansion Bellows:Renew 80Mm Flanged Steel | FM4 - Expansion Bellows:Renew 80Mm Flanged Steel, unit of measure IT | FM4-GA709107 | Y | Y | Y
M3NHFScheduleOfRatesCode | FM4/Expansion Bellows:Renew 100Mm Flanged Steel | FM4 - Expansion Bellows:Renew 100Mm Flanged Steel, unit of measure IT | FM4-GA709109 | Y | Y | Y
M3NHFScheduleOfRatesCode | FM4/Expansion Bellows:Renew 150Mm Flanged Steel | FM4 - Expansion Bellows:Renew 150Mm Flanged Steel, unit of measure IT | FM4-GA709111 | Y | Y | Y
M3NHFScheduleOfRatesCode | FM4/Expansion Bellows:Renew Ne25Mm Non Ferrous | FM4 - Expansion Bellows:Renew Ne25Mm Non Ferrous, unit of measure IT | FM4-GA709201 | Y | Y | Y
M3NHFScheduleOfRatesCode | FM4/Expansion Bellows:Renew Ne50Mm Non Ferrous | FM4 - Expansion Bellows:Renew Ne50Mm Non Ferrous, unit of measure IT | FM4-GA709203 | Y | Y | Y
M3NHFScheduleOfRatesCode | FM4/Expansion Bellows:Renew 65Mm Flanged Non Ferrous | FM4 - Expansion Bellows:Renew 65Mm Flanged Non Ferrous, unit of measure IT | FM4-GA709205 | Y | Y | Y
M3NHFScheduleOfRatesCode | FM4/Expansion Bellows:Renew 80Mm Flanged Non Ferrous | FM4 - Expansion Bellows:Renew 80Mm Flanged Non Ferrous, unit of measure IT | FM4-GA709207 | Y | Y | Y
M3NHFScheduleOfRatesCode | FM4/Expansion Bellows:Renew 100Mm Flanged Non Ferrous | FM4 - Expansion Bellows:Renew 100Mm Flanged Non Ferrous, unit of measure IT | FM4-GA709209 | Y | Y | Y
M3NHFScheduleOfRatesCode | FM4/Expansion Bellows:Renew 150Mm Flanged Non Ferrous | FM4 - Expansion Bellows:Renew 150Mm Flanged Non Ferrous, unit of measure IT | FM4-GA709211 | Y | Y | Y
M3NHFScheduleOfRatesCode | FM4/Calorifier:Renew Mild Steel Ne 88Kw Capacity | FM4 - Calorifier:Renew Mild Steel Ne 88Kw Capacity, unit of measure IT | FM4-GA709301 | Y | Y | Y
M3NHFScheduleOfRatesCode | FM4/Calorifier:Renew Mild Steel Ne 176Kw Capacity | FM4 - Calorifier:Renew Mild Steel Ne 176Kw Capacity, unit of measure IT | FM4-GA709303 | Y | Y | Y
M3NHFScheduleOfRatesCode | FM4/Calorifier:Renew Mild Steel Ne 293Kw Capacity | FM4 - Calorifier:Renew Mild Steel Ne 293Kw Capacity, unit of measure IT | FM4-GA709305 | Y | Y | Y
M3NHFScheduleOfRatesCode | FM4/Calorifier:Renew Mild Steel Ne 586Kw Capacity | FM4 - Calorifier:Renew Mild Steel Ne 586Kw Capacity, unit of measure IT | FM4-GA709307 | Y | Y | Y
M3NHFScheduleOfRatesCode | FM4/Calorifier:Renew Mild Steel Ne 879Kw Capacity | FM4 - Calorifier:Renew Mild Steel Ne 879Kw Capacity, unit of measure IT | FM4-GA709309 | Y | Y | Y
M3NHFScheduleOfRatesCode | FM4/Calorifier:Renew Mild Steel Ne 1465Kw Capacity | FM4 - Calorifier:Renew Mild Steel Ne 1465Kw Capacity, unit of measure IT | FM4-GA709311 | Y | Y | Y
M3NHFScheduleOfRatesCode | FM4/Calorifier:Renew Mild Steel Ne 2000Kw Capacity | FM4 - Calorifier:Renew Mild Steel Ne 2000Kw Capacity, unit of measure IT | FM4-GA709313 | Y | Y | Y
M3NHFScheduleOfRatesCode | FM4/Calorifier:Renew Ms Inverter Ne 88Kw Capacity | FM4 - Calorifier:Renew Ms Inverter Ne 88Kw Capacity, unit of measure IT | FM4-GA709401 | Y | Y | Y
M3NHFScheduleOfRatesCode | FM4/Calorifier:Renew Ms Inverter Ne 176Kw Capacity | FM4 - Calorifier:Renew Ms Inverter Ne 176Kw Capacity, unit of measure IT | FM4-GA709403 | Y | Y | Y
M3NHFScheduleOfRatesCode | FM4/Calorifier:Renew Ms Inverter Ne 293Kw Capacity | FM4 - Calorifier:Renew Ms Inverter Ne 293Kw Capacity, unit of measure IT | FM4-GA709405 | Y | Y | Y
M3NHFScheduleOfRatesCode | FM4/Calorifier:Renew Ms Inverter Ne 586Kw Capacity | FM4 - Calorifier:Renew Ms Inverter Ne 586Kw Capacity, unit of measure IT | FM4-GA709407 | Y | Y | Y
M3NHFScheduleOfRatesCode | FM4/Calorifier:Renew Ms Inverter Ne 879Kw Capacity | FM4 - Calorifier:Renew Ms Inverter Ne 879Kw Capacity, unit of measure IT | FM4-GA709409 | Y | Y | Y
M3NHFScheduleOfRatesCode | FM4/Calorifier:Renew Ms Inverter Ne 1465Kw Capacity | FM4 - Calorifier:Renew Ms Inverter Ne 1465Kw Capacity, unit of measure IT | FM4-GA709411 | Y | Y | Y
M3NHFScheduleOfRatesCode | FM4/Calorifier:Renew Ms Inverter Ne 2000Kw Capacity | FM4 - Calorifier:Renew Ms Inverter Ne 2000Kw Capacity, unit of measure IT | FM4-GA709413 | Y | Y | Y
M3NHFScheduleOfRatesCode | FM4/Communal Gas Boiler:Annual Service Ne 80Kw | FM4 - Communal Gas Boiler:Annual Service Ne 80Kw, unit of measure IT | FM4-GA810101 | Y | Y | Y | Y | Y
M3NHFScheduleOfRatesCode | FM4/Communal Gas Boiler:Annual Service Add Ne 80Kw | FM4 - Communal Gas Boiler:Annual Service Add Ne 80Kw, unit of measure IT | FM4-GA810102 | Y | Y | Y | Y | Y
M3NHFScheduleOfRatesCode | FM4/Communal Gas Boiler:Annual Service Ne 100Kw | FM4 - Communal Gas Boiler:Annual Service Ne 100Kw, unit of measure IT | FM4-GA810103 | Y | Y | Y | Y | Y
M3NHFScheduleOfRatesCode | FM4/Communal Gas Boiler:Annual Service Add Ne 100Kw | FM4 - Communal Gas Boiler:Annual Service Add Ne 100Kw, unit of measure IT | FM4-GA810104 | Y | Y | Y | Y | Y
M3NHFScheduleOfRatesCode | FM4/Communal Gas Boiler:Annual Service Ne 150Kw | FM4 - Communal Gas Boiler:Annual Service Ne 150Kw, unit of measure IT | FM4-GA810105 | Y | Y | Y | Y | Y
M3NHFScheduleOfRatesCode | FM4/Communal Gas Boiler:Annual Service Add Ne 150Kw | FM4 - Communal Gas Boiler:Annual Service Add Ne 150Kw, unit of measure IT | FM4-GA810106 | Y | Y | Y | Y | Y
M3NHFScheduleOfRatesCode | FM4/Communal Gas Boiler:Annual Service Ne 200Kw | FM4 - Communal Gas Boiler:Annual Service Ne 200Kw, unit of measure IT | FM4-GA810107 | Y | Y | Y | Y | Y
M3NHFScheduleOfRatesCode | FM4/Communal Gas Boiler:Annual Service Add Ne 200Kw | FM4 - Communal Gas Boiler:Annual Service Add Ne 200Kw, unit of measure IT | FM4-GA810108 | Y | Y | Y | Y | Y
M3NHFScheduleOfRatesCode | FM4/Communal Gas Boiler:Annual Service Ne 250Kw | FM4 - Communal Gas Boiler:Annual Service Ne 250Kw, unit of measure IT | FM4-GA810109 | Y | Y | Y | Y | Y
M3NHFScheduleOfRatesCode | FM4/Communal Gas Boiler:Annual Service Add Ne 250Kw | FM4 - Communal Gas Boiler:Annual Service Add Ne 250Kw, unit of measure IT | FM4-GA810110 | Y | Y | Y | Y | Y
M3NHFScheduleOfRatesCode | FM4/Communal Gas Boiler:Annual Service Ne 900Kw | FM4 - Communal Gas Boiler:Annual Service Ne 900Kw, unit of measure IT | FM4-GA810111 | Y | Y | Y | Y | Y
M3NHFScheduleOfRatesCode | FM4/Communal Gas Boiler:Annual Service Add Ne 900Kw | FM4 - Communal Gas Boiler:Annual Service Add Ne 900Kw, unit of measure IT | FM4-GA810112 | Y | Y | Y | Y | Y
M3NHFScheduleOfRatesCode | FM4/Communal Installation:Inspection Flats | FM4 - Communal Installation:Inspection Flats, unit of measure IT | FM4-GA810113 | Y | Y | Y | Y | Y
M3NHFScheduleOfRatesCode | FM4/Communal Installation:Inspection Common Sheltered | FM4 - Communal Installation:Inspection Common Sheltered, unit of measure IT | FM4-GA810114 | Y | Y | Y | Y | Y
M3NHFScheduleOfRatesCode | FM4/Communal Installation:Inspection Offices Ne300Sm | FM4 - Communal Installation:Inspection Offices Ne300Sm, unit of measure IT | FM4-GA810116 | Y | Y | Y | Y | Y
M3NHFScheduleOfRatesCode | FM4/Communal Installation:Inspection Offices Ne500Sm | FM4 - Communal Installation:Inspection Offices Ne500Sm, unit of measure IT | FM4-GA810118 | Y | Y | Y | Y | Y
M3NHFScheduleOfRatesCode | FM4/Communal Installation:Inspection Offices Ne1000Sm | FM4 - Communal Installation:Inspection Offices Ne1000Sm, unit of measure IT | FM4-GA810120 | Y | Y | Y | Y | Y
M3NHFScheduleOfRatesCode | FM4/Communal Installation:Inspection Offices Ne1500Sm | FM4 - Communal Installation:Inspection Offices Ne1500Sm, unit of measure IT | FM4-GA810122 | Y | Y | Y | Y | Y
M3NHFScheduleOfRatesCode | FM4/Communal Installation:Inspection Offices Ne2000Sm | FM4 - Communal Installation:Inspection Offices Ne2000Sm, unit of measure IT | FM4-GA810124 | Y | Y | Y | Y | Y
M3NHFScheduleOfRatesCode | FM4/Communal Gas Boiler:Service Boiler Ne 14000Kw | FM4 - Communal Gas Boiler:Service Boiler Ne 14000Kw, unit of measure IT | FM4-GA810131 | Y | Y | Y
M3NHFScheduleOfRatesCode | FM4/Communal Gas Boiler:Service Add Boiler Ne 1400Kw | FM4 - Communal Gas Boiler:Service Add Boiler Ne 1400Kw, unit of measure IT | FM4-GA810132 | Y | Y | Y
M3NHFScheduleOfRatesCode | FM4/Communal Gas Boiler:Service Boiler Ne 1850Kw | FM4 - Communal Gas Boiler:Service Boiler Ne 1850Kw, unit of measure IT | FM4-GA810133 | Y | Y | Y
M3NHFScheduleOfRatesCode | FM4/Communal Gas Boiler:Service Add Boiler Ne 1850Kw | FM4 - Communal Gas Boiler:Service Add Boiler Ne 1850Kw, unit of measure IT | FM4-GA810134 | Y | Y | Y
M3NHFScheduleOfRatesCode | FM4/Communal Gas Boiler:Service Boiler Ne2300Kw | FM4 - Communal Gas Boiler:Service Boiler Ne2300Kw, unit of measure IT | FM4-GA810135 | Y | Y | Y
M3NHFScheduleOfRatesCode | FM4/Communal Gas Boiler:Service Add Boiler Ne 2300Kw | FM4 - Communal Gas Boiler:Service Add Boiler Ne 2300Kw, unit of measure IT | FM4-GA810136 | Y | Y | Y
M3NHFScheduleOfRatesCode | FM4/Communal Gas Boiler:Service Boiler Ne3500Kw | FM4 - Communal Gas Boiler:Service Boiler Ne3500Kw, unit of measure IT | FM4-GA810137 | Y | Y | Y
M3NHFScheduleOfRatesCode | FM4/Communal Gas Boiler:Service Add Boiler Ne 3500Kw | FM4 - Communal Gas Boiler:Service Add Boiler Ne 3500Kw, unit of measure IT | FM4-GA810138 | Y | Y | Y
M3NHFScheduleOfRatesCode | FM4/Communal Gas Boiler:Breakdown Ne 80Kw | FM4 - Communal Gas Boiler:Breakdown Ne 80Kw, unit of measure IT | FM4-GA810501 | Y | Y | Y | Y | Y
M3NHFScheduleOfRatesCode | FM4/Communal Gas Boiler:Breakdown Ne 80Kw Part Ne£40 | FM4 - Communal Gas Boiler:Breakdown Ne 80Kw Part Ne£40, unit of measure IT | FM4-GA810502 | Y | Y | Y | Y | Y
M3NHFScheduleOfRatesCode | FM4/Communal Gas Boiler:Breakdown Ne 80Kw Part Ne£100 | FM4 - Communal Gas Boiler:Breakdown Ne 80Kw Part Ne£100, unit of measure IT | FM4-GA810503 | Y | Y | Y | Y | Y
M3NHFScheduleOfRatesCode | FM4/Communal Gas Boiler:Breakdown Ne 80Kw Part Ne£150 | FM4 - Communal Gas Boiler:Breakdown Ne 80Kw Part Ne£150, unit of measure IT | FM4-GA810504 | Y | Y | Y | Y | Y
M3NHFScheduleOfRatesCode | FM4/Communal Gas Boiler:Breakdown Ne 80Kw Part Ne£250 | FM4 - Communal Gas Boiler:Breakdown Ne 80Kw Part Ne£250, unit of measure IT | FM4-GA810505 | Y | Y | Y | Y | Y
M3NHFScheduleOfRatesCode | FM4/Communal Gas Boiler:Breakdown Ne 80Kw Part Ne£500 | FM4 - Communal Gas Boiler:Breakdown Ne 80Kw Part Ne£500, unit of measure IT | FM4-GA810506 | Y | Y | Y | Y | Y
M3NHFScheduleOfRatesCode | FM4/Communal Gas Boiler:Breakdown Ne 100Kw | FM4 - Communal Gas Boiler:Breakdown Ne 100Kw, unit of measure IT | FM4-GA810511 | Y | Y | Y | Y | Y
M3NHFScheduleOfRatesCode | FM4/Communal Gas Boiler:Breakdown Ne 100Kw Part Ne£40 | FM4 - Communal Gas Boiler:Breakdown Ne 100Kw Part Ne£40, unit of measure IT | FM4-GA810512 | Y | Y | Y | Y | Y
M3NHFScheduleOfRatesCode | FM4/Communal Gas Boiler:Breakdown Ne 100Kw Part Ne£100 | FM4 - Communal Gas Boiler:Breakdown Ne 100Kw Part Ne£100, unit of measure IT | FM4-GA810513 | Y | Y | Y | Y | Y
M3NHFScheduleOfRatesCode | FM4/Communal Gas Boiler:Breakdown Ne 100Kw Part Ne£150 | FM4 - Communal Gas Boiler:Breakdown Ne 100Kw Part Ne£150, unit of measure IT | FM4-GA810514 | Y | Y | Y | Y | Y
M3NHFScheduleOfRatesCode | FM4/Communal Gas Boiler:Breakdown Ne 100Kw Part Ne£250 | FM4 - Communal Gas Boiler:Breakdown Ne 100Kw Part Ne£250, unit of measure IT | FM4-GA810515 | Y | Y | Y | Y | Y
M3NHFScheduleOfRatesCode | FM4/Communal Gas Boiler:Breakdown Ne 100Kw Part Ne£500 | FM4 - Communal Gas Boiler:Breakdown Ne 100Kw Part Ne£500, unit of measure IT | FM4-GA810516 | Y | Y | Y | Y | Y
M3NHFScheduleOfRatesCode | FM4/Communal Gas Boiler:Breakdown Ne 150Kw | FM4 - Communal Gas Boiler:Breakdown Ne 150Kw, unit of measure IT | FM4-GA810521 | Y | Y | Y | Y | Y
M3NHFScheduleOfRatesCode | FM4/Communal Gas Boiler:Breakdown Ne 150Kw Part Ne£40 | FM4 - Communal Gas Boiler:Breakdown Ne 150Kw Part Ne£40, unit of measure IT | FM4-GA810522 | Y | Y | Y | Y | Y
M3NHFScheduleOfRatesCode | FM4/Communal Gas Boiler:Breakdown Ne 150Kw Part Ne£100 | FM4 - Communal Gas Boiler:Breakdown Ne 150Kw Part Ne£100, unit of measure IT | FM4-GA810523 | Y | Y | Y | Y | Y
M3NHFScheduleOfRatesCode | FM4/Communal Gas Boiler:Breakdown Ne 150Kw Part Ne£150 | FM4 - Communal Gas Boiler:Breakdown Ne 150Kw Part Ne£150, unit of measure IT | FM4-GA810524 | Y | Y | Y | Y | Y
M3NHFScheduleOfRatesCode | FM4/Communal Gas Boiler:Breakdown Ne 150Kw Part Ne£250 | FM4 - Communal Gas Boiler:Breakdown Ne 150Kw Part Ne£250, unit of measure IT | FM4-GA810525 | Y | Y | Y | Y | Y
M3NHFScheduleOfRatesCode | FM4/Communal Gas Boiler:Breakdown Ne 150Kw Part Ne£500 | FM4 - Communal Gas Boiler:Breakdown Ne 150Kw Part Ne£500, unit of measure IT | FM4-GA810526 | Y | Y | Y | Y | Y
M3NHFScheduleOfRatesCode | FM4/Communal Gas Boiler:Breakdown Ne 200Kw | FM4 - Communal Gas Boiler:Breakdown Ne 200Kw, unit of measure IT | FM4-GA810531 | Y | Y | Y | Y | Y
M3NHFScheduleOfRatesCode | FM4/Communal Gas Boiler:Breakdown Ne 200Kw Part Ne£40 | FM4 - Communal Gas Boiler:Breakdown Ne 200Kw Part Ne£40, unit of measure IT | FM4-GA810532 | Y | Y | Y | Y | Y
M3NHFScheduleOfRatesCode | FM4/Communal Gas Boiler:Breakdown Ne 200Kw Part Ne£100 | FM4 - Communal Gas Boiler:Breakdown Ne 200Kw Part Ne£100, unit of measure IT | FM4-GA810533 | Y | Y | Y | Y | Y
M3NHFScheduleOfRatesCode | FM4/Communal Gas Boiler:Breakdown Ne 200Kw Part Ne£150 | FM4 - Communal Gas Boiler:Breakdown Ne 200Kw Part Ne£150, unit of measure IT | FM4-GA810534 | Y | Y | Y | Y | Y
M3NHFScheduleOfRatesCode | FM4/Communal Gas Boiler:Breakdown Ne 200Kw Part Ne£250 | FM4 - Communal Gas Boiler:Breakdown Ne 200Kw Part Ne£250, unit of measure IT | FM4-GA810535 | Y | Y | Y | Y | Y
M3NHFScheduleOfRatesCode | FM4/Communal Gas Boiler:Breakdown Ne 200Kw Part Ne£500 | FM4 - Communal Gas Boiler:Breakdown Ne 200Kw Part Ne£500, unit of measure IT | FM4-GA810536 | Y | Y | Y | Y | Y
M3NHFScheduleOfRatesCode | FM4/Communal Gas Boiler:Breakdown Ne 250Kw | FM4 - Communal Gas Boiler:Breakdown Ne 250Kw, unit of measure IT | FM4-GA810541 | Y | Y | Y | Y | Y
M3NHFScheduleOfRatesCode | FM4/Communal Gas Boiler:Breakdown Ne 250Kw Part Ne£40 | FM4 - Communal Gas Boiler:Breakdown Ne 250Kw Part Ne£40, unit of measure IT | FM4-GA810542 | Y | Y | Y | Y | Y
M3NHFScheduleOfRatesCode | FM4/Communal Gas Boiler:Breakdown Ne 250Kw Part Ne£100 | FM4 - Communal Gas Boiler:Breakdown Ne 250Kw Part Ne£100, unit of measure IT | FM4-GA810543 | Y | Y | Y | Y | Y
M3NHFScheduleOfRatesCode | FM4/Communal Gas Boiler:Breakdown Ne 250Kw Part Ne£150 | FM4 - Communal Gas Boiler:Breakdown Ne 250Kw Part Ne£150, unit of measure IT | FM4-GA810544 | Y | Y | Y | Y | Y
M3NHFScheduleOfRatesCode | FM4/Communal Gas Boiler:Breakdown Ne 250Kw Part Ne£250 | FM4 - Communal Gas Boiler:Breakdown Ne 250Kw Part Ne£250, unit of measure IT | FM4-GA810545 | Y | Y | Y | Y | Y
M3NHFScheduleOfRatesCode | FM4/Communal Gas Boiler:Breakdown Ne 250Kw Part Ne£500 | FM4 - Communal Gas Boiler:Breakdown Ne 250Kw Part Ne£500, unit of measure IT | FM4-GA810546 | Y | Y | Y | Y | Y
M3NHFScheduleOfRatesCode | FM4/Communal Gas Boiler:Breakdown Ne 900Kw | FM4 - Communal Gas Boiler:Breakdown Ne 900Kw, unit of measure IT | FM4-GA810551 | Y | Y | Y | Y | Y
M3NHFScheduleOfRatesCode | FM4/Communal Gas Boiler:Breakdown Ne 900Kw Part Ne£40 | FM4 - Communal Gas Boiler:Breakdown Ne 900Kw Part Ne£40, unit of measure IT | FM4-GA810552 | Y | Y | Y | Y | Y
M3NHFScheduleOfRatesCode | FM4/Communal Gas Boiler:Breakdown Ne 900Kw Part Ne£100 | FM4 - Communal Gas Boiler:Breakdown Ne 900Kw Part Ne£100, unit of measure IT | FM4-GA810553 | Y | Y | Y | Y | Y
M3NHFScheduleOfRatesCode | FM4/Communal Gas Boiler:Breakdown Ne 900Kw Part Ne£150 | FM4 - Communal Gas Boiler:Breakdown Ne 900Kw Part Ne£150, unit of measure IT | FM4-GA810554 | Y | Y | Y | Y | Y
M3NHFScheduleOfRatesCode | FM4/Communal Gas Boiler:Breakdown Ne 900Kw Part Ne£250 | FM4 - Communal Gas Boiler:Breakdown Ne 900Kw Part Ne£250, unit of measure IT | FM4-GA810555 | Y | Y | Y | Y | Y
M3NHFScheduleOfRatesCode | FM4/Communal Gas Boiler:Breakdown Ne 900Kw Part Ne£500 | FM4 - Communal Gas Boiler:Breakdown Ne 900Kw Part Ne£500, unit of measure IT | FM4-GA810556 | Y | Y | Y | Y | Y
M3NHFScheduleOfRatesCode | FM4/Communal Gas Boiler:Breakdown Ne1400Kw | FM4 - Communal Gas Boiler:Breakdown Ne1400Kw, unit of measure IT | FM4-GA810557 | Y | Y | Y
M3NHFScheduleOfRatesCode | FM4/Communal Gas Boiler:Breakdown Ne1400Kw Part Ne£40 | FM4 - Communal Gas Boiler:Breakdown Ne1400Kw Part Ne£40, unit of measure IT | FM4-GA810558 | Y | Y | Y
M3NHFScheduleOfRatesCode | FM4/Communal Gas Boiler:Breakdown Ne1400Kw Part Ne£100 | FM4 - Communal Gas Boiler:Breakdown Ne1400Kw Part Ne£100, unit of measure IT | FM4-GA810559 | Y | Y | Y
M3NHFScheduleOfRatesCode | FM4/Communal Gas Boiler:Breakdown Ne1400Kw Part Ne£150 | FM4 - Communal Gas Boiler:Breakdown Ne1400Kw Part Ne£150, unit of measure IT | FM4-GA810560 | Y | Y | Y
M3NHFScheduleOfRatesCode | FM4/Communal Gas Boiler:Breakdown Ne1400Kw Part Ne£250 | FM4 - Communal Gas Boiler:Breakdown Ne1400Kw Part Ne£250, unit of measure IT | FM4-GA810561 | Y | Y | Y
M3NHFScheduleOfRatesCode | FM4/Communal Gas Boiler:Breakdown Ne1400Kw Part Ne£500 | FM4 - Communal Gas Boiler:Breakdown Ne1400Kw Part Ne£500, unit of measure IT | FM4-GA810562 | Y | Y | Y
M3NHFScheduleOfRatesCode | FM4/Communal Gas Boiler:Breakdown Ne1850Kw | FM4 - Communal Gas Boiler:Breakdown Ne1850Kw, unit of measure IT | FM4-GA810563 | Y | Y | Y
M3NHFScheduleOfRatesCode | FM4/Communal Gas Boiler:Breakdown Ne1850Kw Part Ne£40 | FM4 - Communal Gas Boiler:Breakdown Ne1850Kw Part Ne£40, unit of measure IT | FM4-GA810564 | Y | Y | Y
M3NHFScheduleOfRatesCode | FM4/Communal Gas Boiler:Breakdown Ne1850Kw Part Ne£100 | FM4 - Communal Gas Boiler:Breakdown Ne1850Kw Part Ne£100, unit of measure IT | FM4-GA810565 | Y | Y | Y
M3NHFScheduleOfRatesCode | FM4/Communal Gas Boiler:Breakdown Ne1850Kw Part Ne£150 | FM4 - Communal Gas Boiler:Breakdown Ne1850Kw Part Ne£150, unit of measure IT | FM4-GA810566 | Y | Y | Y
M3NHFScheduleOfRatesCode | FM4/Communal Gas Boiler:Breakdown Ne1850Kw Part Ne£250 | FM4 - Communal Gas Boiler:Breakdown Ne1850Kw Part Ne£250, unit of measure IT | FM4-GA810567 | Y | Y | Y
M3NHFScheduleOfRatesCode | FM4/Communal Gas Boiler:Breakdown Ne1850Kw Part Ne£500 | FM4 - Communal Gas Boiler:Breakdown Ne1850Kw Part Ne£500, unit of measure IT | FM4-GA810568 | Y | Y | Y
M3NHFScheduleOfRatesCode | FM4/Communal Gas Boiler:Breakdown Ne2300Kw | FM4 - Communal Gas Boiler:Breakdown Ne2300Kw, unit of measure IT | FM4-GA810569 | Y | Y | Y
M3NHFScheduleOfRatesCode | FM4/Communal Gas Boiler:Breakdown Ne2300Kw Part Ne£40 | FM4 - Communal Gas Boiler:Breakdown Ne2300Kw Part Ne£40, unit of measure IT | FM4-GA810570 | Y | Y | Y
M3NHFScheduleOfRatesCode | FM4/Communal Gas Boiler:Breakdown Ne2300Kw Part Ne£100 | FM4 - Communal Gas Boiler:Breakdown Ne2300Kw Part Ne£100, unit of measure IT | FM4-GA810571 | Y | Y | Y
M3NHFScheduleOfRatesCode | FM4/Communal Gas Boiler:Breakdown Ne2300Kw Part Ne£150 | FM4 - Communal Gas Boiler:Breakdown Ne2300Kw Part Ne£150, unit of measure IT | FM4-GA810572 | Y | Y | Y
M3NHFScheduleOfRatesCode | FM4/Communal Gas Boiler:Breakdown Ne2300Kw Part Ne£250 | FM4 - Communal Gas Boiler:Breakdown Ne2300Kw Part Ne£250, unit of measure IT | FM4-GA810573 | Y | Y | Y
M3NHFScheduleOfRatesCode | FM4/Communal Gas Boiler:Breakdown Ne2300Kw Part Ne£500 | FM4 - Communal Gas Boiler:Breakdown Ne2300Kw Part Ne£500, unit of measure IT | FM4-GA810574 | Y | Y | Y
M3NHFScheduleOfRatesCode | FM4/Communal Gas Boiler:Breakdown Ne3500Kw | FM4 - Communal Gas Boiler:Breakdown Ne3500Kw, unit of measure IT | FM4-GA810575 | Y | Y | Y
M3NHFScheduleOfRatesCode | FM4/Communal Gas Boiler:Breakdown Ne3500Kw Part Ne£40 | FM4 - Communal Gas Boiler:Breakdown Ne3500Kw Part Ne£40, unit of measure IT | FM4-GA810576 | Y | Y | Y
M3NHFScheduleOfRatesCode | FM4/Communal Gas Boiler:Breakdown Ne3500Kw Part Ne£100 | FM4 - Communal Gas Boiler:Breakdown Ne3500Kw Part Ne£100, unit of measure IT | FM4-GA810577 | Y | Y | Y
M3NHFScheduleOfRatesCode | FM4/Communal Gas Boiler:Breakdown Ne3500Kw Part Ne£150 | FM4 - Communal Gas Boiler:Breakdown Ne3500Kw Part Ne£150, unit of measure IT | FM4-GA810578 | Y | Y | Y
M3NHFScheduleOfRatesCode | FM4/Communal Gas Boiler:Breakdown Ne3500Kw Part Ne£250 | FM4 - Communal Gas Boiler:Breakdown Ne3500Kw Part Ne£250, unit of measure IT | FM4-GA810579 | Y | Y | Y
M3NHFScheduleOfRatesCode | FM4/Communal Gas Boiler:Breakdown Ne3500Kw Part Ne£500 | FM4 - Communal Gas Boiler:Breakdown Ne3500Kw Part Ne£500, unit of measure IT | FM4-GA810580 | Y | Y | Y
M3NHFScheduleOfRatesCode | FM4/Gas Floor Standing Boiler Ne 29Kw:Annual Service | FM4 - Gas Floor Standing Boiler Ne 29Kw:Annual Service, unit of measure NO | FM4-GA820101 | Y | Y | Y | Y | Y
M3NHFScheduleOfRatesCode | FM4/Gas Floor Standing Boiler Ne 39Kw:Annual Service | FM4 - Gas Floor Standing Boiler Ne 39Kw:Annual Service, unit of measure NO | FM4-GA820103 | Y | Y | Y | Y | Y
M3NHFScheduleOfRatesCode | FM4/Gas Wall Mounted Boiler Ne 24Kw:Annual Service | FM4 - Gas Wall Mounted Boiler Ne 24Kw:Annual Service, unit of measure NO | FM4-GA820105 | Y | Y | Y | Y | Y
M3NHFScheduleOfRatesCode | FM4/Gas Fire And Backboiler Unit:Annual Service | FM4 - Gas Fire And Backboiler Unit:Annual Service, unit of measure NO | FM4-GA820107 | Y | Y | Y | Y | Y
M3NHFScheduleOfRatesCode | FM4/Gas Fire:Annual Service | FM4 - Gas Fire:Annual Service, unit of measure NO | FM4-GA820109 | Y | Y | Y | Y | Y
M3NHFScheduleOfRatesCode | FM4/Gas Wall Heater:Annual Service | FM4 - Gas Wall Heater:Annual Service, unit of measure NO | FM4-GA820111 | Y | Y | Y | Y | Y
M3NHFScheduleOfRatesCode | FM4/Gas Multipoint Water Heater:Annual Service | FM4 - Gas Multipoint Water Heater:Annual Service, unit of measure NO | FM4-GA820113 | Y | Y | Y | Y | Y
M3NHFScheduleOfRatesCode | FM4/Gas Single Point Water Heater:Annual Service | FM4 - Gas Single Point Water Heater:Annual Service, unit of measure NO | FM4-GA820115 | Y | Y | Y | Y | Y
M3NHFScheduleOfRatesCode | FM4/Gas Warm Air Heater:Annual Service | FM4 - Gas Warm Air Heater:Annual Service, unit of measure NO | FM4-GA820117 | Y | Y | Y | Y | Y
M3NHFScheduleOfRatesCode | FM4/Gas Warm Air/Water Heater:Annual Service | FM4 - Gas Warm Air/Water Heater:Annual Service, unit of measure NO | FM4-GA820119 | Y | Y | Y | Y | Y
M3NHFScheduleOfRatesCode | FM4/Gas Domestic Cooker:Annual Service | FM4 - Gas Domestic Cooker:Annual Service, unit of measure NO | FM4-GA820121 | Y | Y | Y | Y | Y
M3NHFScheduleOfRatesCode | FM4/Gas Appliance:Abandoned Annual Service | FM4 - Gas Appliance:Abandoned Annual Service, unit of measure NO | FM4-GA820123 | Y | Y | Y | Y | Y
M3NHFScheduleOfRatesCode | FM4/Gas Hot Water Boiler Ne 29Kw:Annual Service | FM4 - Gas Hot Water Boiler Ne 29Kw:Annual Service, unit of measure NO | FM4-GA820131 | Y | Y | Y | Y | Y
M3NHFScheduleOfRatesCode | FM4/Gas Hot Water Boiler Ne 44Kw:Annual Service | FM4 - Gas Hot Water Boiler Ne 44Kw:Annual Service, unit of measure NO | FM4-GA820133 | Y | Y | Y | Y | Y
M3NHFScheduleOfRatesCode | FM4/Gas Hot Water Boiler Ne 88Kw:Annual Service | FM4 - Gas Hot Water Boiler Ne 88Kw:Annual Service, unit of measure NO | FM4-GA820135 | Y | Y | Y | Y | Y
M3NHFScheduleOfRatesCode | FM4/Gas Boiler Ne 29Kw:Breakdown Ne29Kw | FM4 - Gas Boiler Ne 29Kw:Breakdown Ne29Kw, unit of measure NO | FM4-GA825101 | Y | Y | Y | Y | Y
M3NHFScheduleOfRatesCode | FM4/Gas Boiler Ne 29Kw:Breakdown Ne29Kw Parts Ne £40 | FM4 - Gas Boiler Ne 29Kw:Breakdown Ne29Kw Parts Ne £40, unit of measure NO | FM4-GA825102 | Y | Y | Y
M3NHFScheduleOfRatesCode | FM4/Gas Boiler Ne 29Kw:Breakdown Ne29Kw Parts Ne £100 | FM4 - Gas Boiler Ne 29Kw:Breakdown Ne29Kw Parts Ne £100, unit of measure NO | FM4-GA825103 | Y | Y | Y
M3NHFScheduleOfRatesCode | FM4/Gas Boiler Ne 29Kw:Breakdown Ne29Kw Parts Ne £150 | FM4 - Gas Boiler Ne 29Kw:Breakdown Ne29Kw Parts Ne £150, unit of measure NO | FM4-GA825105 | Y | Y | Y | Y | Y
M3NHFScheduleOfRatesCode | FM4/Gas Boiler Ne 44Kw:Breakdown Ne29Kw | FM4 - Gas Boiler Ne 44Kw:Breakdown Ne29Kw, unit of measure NO | FM4-GA825107 | Y | Y | Y | Y | Y
M3NHFScheduleOfRatesCode | FM4/Gas Boiler Ne 44Kw:Breakdown Ne29Kw Parts Ne £40 | FM4 - Gas Boiler Ne 44Kw:Breakdown Ne29Kw Parts Ne £40, unit of measure NO | FM4-GA825109 | Y | Y | Y | Y | Y
M3NHFScheduleOfRatesCode | FM4/Gas Boiler Ne 44Kw:Breakdown Ne29Kw Parts Ne £100 | FM4 - Gas Boiler Ne 44Kw:Breakdown Ne29Kw Parts Ne £100, unit of measure NO | FM4-GA825111 | Y | Y | Y | Y | Y
M3NHFScheduleOfRatesCode | FM4/Gas Boiler Ne 44Kw:Breakdown Ne29Kw Parts Ne £150 | FM4 - Gas Boiler Ne 44Kw:Breakdown Ne29Kw Parts Ne £150, unit of measure NO | FM4-GA825113 | Y | Y | Y | Y | Y
M3NHFScheduleOfRatesCode | FM4/Gas Fire:Breakdown | FM4 - Gas Fire:Breakdown, unit of measure NO | FM4-GA825115 | Y | Y | Y | Y | Y
M3NHFScheduleOfRatesCode | FM4/Gas Fire:Breakdown Parts Ne £40 | FM4 - Gas Fire:Breakdown Parts Ne £40, unit of measure NO | FM4-GA825117 | Y | Y | Y | Y | Y
M3NHFScheduleOfRatesCode | FM4/Gas Fire:Breakdown Parts Ne £100 | FM4 - Gas Fire:Breakdown Parts Ne £100, unit of measure NO | FM4-GA825119 | Y | Y | Y | Y | Y
M3NHFScheduleOfRatesCode | FM4/Gas Multi Point Water Heater:Breakdown | FM4 - Gas Multi Point Water Heater:Breakdown, unit of measure NO | FM4-GA825121 | Y | Y | Y | Y | Y
M3NHFScheduleOfRatesCode | FM4/Gas Multi Point Water Heater:Breakdown Part Ne £40 | FM4 - Gas Multi Point Water Heater:Breakdown Part Ne £40, unit of measure NO | FM4-GA825123 | Y | Y | Y | Y | Y
M3NHFScheduleOfRatesCode | FM4/Gas Multi Point Water Heater:Breakdown Part Ne£100 | FM4 - Gas Multi Point Water Heater:Breakdown Part Ne£100, unit of measure NO | FM4-GA825125 | Y | Y | Y | Y | Y
M3NHFScheduleOfRatesCode | FM4/Gas Single Point Water Heater:Breakdown | FM4 - Gas Single Point Water Heater:Breakdown, unit of measure NO | FM4-GA825127 | Y | Y | Y | Y | Y
M3NHFScheduleOfRatesCode | FM4/Gas Single Point Water Heater:Breakdown Part Ne£40 | FM4 - Gas Single Point Water Heater:Breakdown Part Ne£40, unit of measure NO | FM4-GA825129 | Y | Y | Y | Y | Y
M3NHFScheduleOfRatesCode | FM4/Dwelling:Survey | FM4 - Dwelling:Survey, unit of measure IT | FM4-GA830101 | Y | Y | Y | Y | Y
M3NHFScheduleOfRatesCode | FM4/Flue:Smoke Test And Report | FM4 - Flue:Smoke Test And Report, unit of measure IT | FM4-GA830103 | Y | Y | Y | Y | Y
M3NHFScheduleOfRatesCode | FM4/Dwelling:Check And Test Gas Installation | FM4 - Dwelling:Check And Test Gas Installation, unit of measure IT | FM4-GA830105 | Y | Y | Y | Y | Y
M3NHFScheduleOfRatesCode | FM4/Group Properties:Service Dwelling Installations | FM4 - Group Properties:Service Dwelling Installations, unit of measure IT | FM4-GA840101 | Y | Y | Y | Y | Y
M3NHFScheduleOfRatesCode | FM4/Group Properties:Service Communal Installations | FM4 - Group Properties:Service Communal Installations, unit of measure IT | FM4-GA840103 | Y | Y | Y | Y | Y
M3NHFScheduleOfRatesCode | FM4/Radiator Valve:Renew Valve And Drain Down | FM4 - Radiator Valve:Renew Valve And Drain Down, unit of measure IT | FM4-GA850101 | Y | Y | Y | Y | Y
M3NHFScheduleOfRatesCode | FM4/Radiator Valve:Renew Whilst System Drained | FM4 - Radiator Valve:Renew Whilst System Drained, unit of measure IT | FM4-GA850103 | Y | Y | Y | Y | Y
M3NHFScheduleOfRatesCode | FM4/Radiator Valve:Renew Loop Balance Valve Drain Down | FM4 - Radiator Valve:Renew Loop Balance Valve Drain Down, unit of measure NO | FM4-GA850105 | Y | Y | Y | Y | Y
M3NHFScheduleOfRatesCode | FM4/Radiator Valve:Renew Loop Balance Whilst Drained | FM4 - Radiator Valve:Renew Loop Balance Whilst Drained, unit of measure NO | FM4-GA850107 | Y | Y | Y | Y | Y
M3NHFScheduleOfRatesCode | FM4/Radiator:Renew Single Panel Ne 450X1000 | FM4 - Radiator:Renew Single Panel Ne 450X1000, unit of measure IT | FM4-GA860101 | Y | Y | Y | Y | Y
M3NHFScheduleOfRatesCode | FM4/Radiator:Renew Single Panel Ne 450X2000 | FM4 - Radiator:Renew Single Panel Ne 450X2000, unit of measure IT | FM4-GA860103 | Y | Y | Y | Y | Y
M3NHFScheduleOfRatesCode | FM4/Radiator:Renew Single Panel Ne 700X1000 | FM4 - Radiator:Renew Single Panel Ne 700X1000, unit of measure IT | FM4-GA860105 | Y | Y | Y | Y | Y
M3NHFScheduleOfRatesCode | FM4/Radiator:Renew Single Panel Ne 700X2000 | FM4 - Radiator:Renew Single Panel Ne 700X2000, unit of measure IT | FM4-GA860107 | Y | Y | Y | Y | Y
M3NHFScheduleOfRatesCode | FM4/Radiator:Renew Double Panel Ne 450X1000 | FM4 - Radiator:Renew Double Panel Ne 450X1000, unit of measure IT | FM4-GA860109 | Y | Y | Y | Y | Y
M3NHFScheduleOfRatesCode | FM4/Radiator:Renew Double Panel Ne 450X2000 | FM4 - Radiator:Renew Double Panel Ne 450X2000, unit of measure IT | FM4-GA860111 | Y | Y | Y | Y | Y
M3NHFScheduleOfRatesCode | FM4/Radiator:Renew Double Panel Ne 700X1000 | FM4 - Radiator:Renew Double Panel Ne 700X1000, unit of measure IT | FM4-GA860113 | Y | Y | Y | Y | Y
M3NHFScheduleOfRatesCode | FM4/Radiator:Renew Double Panel Ne 700X2000 | FM4 - Radiator:Renew Double Panel Ne 700X2000, unit of measure IT | FM4-GA860117 | Y | Y | Y
M3NHFScheduleOfRatesCode | FM4/Heating Control:Test And Commission | FM4 - Heating Control:Test And Commission, unit of measure IT | FM4-GA870101 | Y | Y | Y | Y | Y
M3NHFScheduleOfRatesCode | FM4/Heating Scheme:Renew Pressure Controller | FM4 - Heating Scheme:Renew Pressure Controller, unit of measure IT | FM4-GA880101 | Y | Y | Y | Y | Y
M3NHFScheduleOfRatesCode | FM4/Heating Scheme:Renew District Heating Board | FM4 - Heating Scheme:Renew District Heating Board, unit of measure IT | FM4-GA880103 | Y | Y | Y | Y | Y
M3NHFScheduleOfRatesCode | FM4/Heating Scheme:Renew E50 Main Unit | FM4 - Heating Scheme:Renew E50 Main Unit, unit of measure IT | FM4-GA880105 | Y | Y | Y | Y | Y
M3NHFScheduleOfRatesCode | FM4/Heating Scheme:Renew E50 Display Unit | FM4 - Heating Scheme:Renew E50 Display Unit, unit of measure IT | FM4-GA880107 | Y | Y | Y | Y | Y
M3NHFScheduleOfRatesCode | FM4/Heating Scheme:Renew E50 Flow Temperature Sensor | FM4 - Heating Scheme:Renew E50 Flow Temperature Sensor, unit of measure IT | FM4-GA880109 | Y | Y | Y | Y | Y
M3NHFScheduleOfRatesCode | FM4/Heating Scheme:Renew E25 Meter | FM4 - Heating Scheme:Renew E25 Meter, unit of measure IT | FM4-GA880111 | Y | Y | Y | Y | Y
M3NHFScheduleOfRatesCode | FM4/Heating Scheme:Renew Ezs Temperature Sensor | FM4 - Heating Scheme:Renew Ezs Temperature Sensor, unit of measure IT | FM4-GA880113 | Y | Y | Y | Y | Y
M3NHFScheduleOfRatesCode | FM4/Heating Scheme:Renew Ems Unit | FM4 - Heating Scheme:Renew Ems Unit, unit of measure IT | FM4-GA880115 | Y | Y | Y | Y | Y
M3NHFScheduleOfRatesCode | FM4/Heating Scheme:Renew Ens Psu Unit | FM4 - Heating Scheme:Renew Ens Psu Unit, unit of measure IT | FM4-GA880117 | Y | Y | Y | Y | Y
M3NHFScheduleOfRatesCode | FM4/Heating Scheme:Renew Ems Power Unit Assembly | FM4 - Heating Scheme:Renew Ems Power Unit Assembly, unit of measure IT | FM4-GA880119 | Y | Y | Y | Y | Y
M3NHFScheduleOfRatesCode | FM4/Heating Scheme:Renew Ems Logic Controller | FM4 - Heating Scheme:Renew Ems Logic Controller, unit of measure IT | FM4-GA880121 | Y | Y | Y | Y | Y
M3NHFScheduleOfRatesCode | FM4/Heating Scheme:Identify Fault On Phc | FM4 - Heating Scheme:Identify Fault On Phc, unit of measure IT | FM4-GA880201 | Y | Y | Y | Y | Y
M3NHFScheduleOfRatesCode | FM4/Heating Scheme:Identify Fault On E25 | FM4 - Heating Scheme:Identify Fault On E25, unit of measure IT | FM4-GA880203 | Y | Y | Y | Y | Y
M3NHFScheduleOfRatesCode | FM4/Heating Scheme:Identify Fault On E50 | FM4 - Heating Scheme:Identify Fault On E50, unit of measure IT | FM4-GA880205 | Y | Y | Y | Y | Y
M3NHFScheduleOfRatesCode | FM4/Heating Scheme:Commission E25 | FM4 - Heating Scheme:Commission E25, unit of measure IT | FM4-GA880301 | Y | Y | Y | Y | Y
M3NHFScheduleOfRatesCode | FM4/Heating Scheme:Commission E50 | FM4 - Heating Scheme:Commission E50, unit of measure IT | FM4-GA880303 | Y | Y | Y | Y | Y
M3NHFScheduleOfRatesCode | FM4/Heating Scheme:Commission Ems | FM4 - Heating Scheme:Commission Ems, unit of measure IT | FM4-GA880305 | Y | Y | Y | Y | Y
M3NHFScheduleOfRatesCode | FM4/Automatic Air Vent:Renew Or Repair | FM4 - Automatic Air Vent:Renew Or Repair, unit of measure IT | FM4-GA880401 | Y | Y | Y | Y | Y
M3NHFScheduleOfRatesCode | FM4/District Heating:Test And Turn On | FM4 - District Heating:Test And Turn On, unit of measure IT | FM4-GA880501 | Y | Y | Y | Y | Y
M3NHFScheduleOfRatesCode | FM4/District Heating:Drain Down | FM4 - District Heating:Drain Down, unit of measure IT | FM4-GA880503 | Y | Y | Y | Y | Y
M3NHFScheduleOfRatesCode | FM4/District Heating:Refill Vent And Test | FM4 - District Heating:Refill Vent And Test, unit of measure IT | FM4-GA880505 | Y | Y | Y | Y | Y
M3NHFScheduleOfRatesCode | FM4/Pipework:Strip Steel | FM4 - Pipework:Strip Steel, unit of measure LM | FM4-GA880601 | Y | Y | Y | Y | Y
M3NHFScheduleOfRatesCode | FM4/Pipe:Renew 15Mm Steel Medium Grade Screwed Joints | FM4 - Pipe:Renew 15Mm Steel Medium Grade Screwed Joints, unit of measure LM | FM4-GA880603 | Y | Y | Y | Y | Y
M3NHFScheduleOfRatesCode | FM4/Pipe:Renew 15Mm Steel Medium Grade Welded Joints | FM4 - Pipe:Renew 15Mm Steel Medium Grade Welded Joints, unit of measure LM | FM4-GA880605 | Y | Y | Y | Y | Y
M3NHFScheduleOfRatesCode | FM4/Pipe:Renew 40Mm Steel Medium Grade Screwed Joints | FM4 - Pipe:Renew 40Mm Steel Medium Grade Screwed Joints, unit of measure LM | FM4-GA880607 | Y | Y | Y | Y | Y
M3NHFScheduleOfRatesCode | FM4/Pipe Fitting:Renew 15Mm Steel Pipe Fitting | FM4 - Pipe Fitting:Renew 15Mm Steel Pipe Fitting, unit of measure NO | FM4-GA880609 | Y | Y | Y | Y | Y
M3NHFScheduleOfRatesCode | FM4/Pipe Fitting:Renew 25Mm Steel Pipe Fitting | FM4 - Pipe Fitting:Renew 25Mm Steel Pipe Fitting, unit of measure NO | FM4-GA880611 | Y | Y | Y | Y | Y
M3NHFScheduleOfRatesCode | FM4/Pipe Fitting:Renew 32Mm Steel Pipe Fitting | FM4 - Pipe Fitting:Renew 32Mm Steel Pipe Fitting, unit of measure NO | FM4-GA880613 | Y | Y | Y | Y | Y
M3NHFScheduleOfRatesCode | FM4/Pipe Fitting:Renew 15Mm Jet Ball Valve | FM4 - Pipe Fitting:Renew 15Mm Jet Ball Valve, unit of measure NO | FM4-GA880615 | Y | Y | Y | Y | Y
M3NHFScheduleOfRatesCode | FM4/Pipe Fitting:Renew 40Mm Jet Ball Valve | FM4 - Pipe Fitting:Renew 40Mm Jet Ball Valve, unit of measure NO | FM4-GA880616 | Y | Y | Y
M3NHFScheduleOfRatesCode | FM4/Pipe Fitting:Supply And Install By-Pass Valve | FM4 - Pipe Fitting:Supply And Install By-Pass Valve, unit of measure NO | FM4-GA880617 | Y | Y | Y | Y | Y
M3NHFScheduleOfRatesCode | FM4/Pipe Fitting:Supply And Install Strainer Basket | FM4 - Pipe Fitting:Supply And Install Strainer Basket, unit of measure NO | FM4-GA880619 | Y | Y | Y | Y | Y
M3NHFScheduleOfRatesCode | FM4/Fibre-Optic:Connect To Mainmet Board | FM4 - Fibre-Optic:Connect To Mainmet Board, unit of measure IT | FM4-GA880701 | Y | Y | Y | Y | Y
M3NHFScheduleOfRatesCode | FM4/Door Entry Pane:Reglaze 6Mm Polycarb Upto 1.00Sm | FM4 - Door Entry Pane:Reglaze 6Mm Polycarb Upto 1.00Sm, unit of measure NO | FM4-GL010609 | Y
M3NHFScheduleOfRatesCode | FM4/Door Entry Pane:Reglaze 6Mm Polycarb Over 1.00Sm | FM4 - Door Entry Pane:Reglaze 6Mm Polycarb Over 1.00Sm, unit of measure SM | FM4-GL010611 | Y
M3NHFScheduleOfRatesCode | FM4/Intruder Alarm:Breakdown Parts Ne £30 | FM4 - Intruder Alarm:Breakdown Parts Ne £30, unit of measure IT | FM4-IA010001 | Y | Y | Y | Y | Y
M3NHFScheduleOfRatesCode | FM4/Intruder Alarm:Reset At Premises | FM4 - Intruder Alarm:Reset At Premises, unit of measure NO | FM4-IA010003 | Y | Y | Y | Y | Y
M3NHFScheduleOfRatesCode | FM4/Intruder Alarm:Reset At Control Station | FM4 - Intruder Alarm:Reset At Control Station, unit of measure NO | FM4-IA010005 | Y | Y | Y | Y | Y
M3NHFScheduleOfRatesCode | FM4/Intruder Alarm:Renew Standard Pir Sounder | FM4 - Intruder Alarm:Renew Standard Pir Sounder, unit of measure NO | FM4-IA010007 | Y | Y | Y | Y | Y
M3NHFScheduleOfRatesCode | FM4/Intruder Alarm:Renew Dual Tech Detector/Sounder | FM4 - Intruder Alarm:Renew Dual Tech Detector/Sounder, unit of measure NO | FM4-IA010009 | Y | Y | Y | Y | Y
M3NHFScheduleOfRatesCode | FM4/Intruder Alarm:Renew Multiplex Control Panel | FM4 - Intruder Alarm:Renew Multiplex Control Panel, unit of measure NO | FM4-IA010011 | Y | Y | Y | Y | Y
M3NHFScheduleOfRatesCode | FM4/Intruder Alarm:Renew Outside Bell Complete | FM4 - Intruder Alarm:Renew Outside Bell Complete, unit of measure NO | FM4-IA010013 | Y | Y | Y | Y | Y
M3NHFScheduleOfRatesCode | FM4/Intruder Alarm:Renew Redcare Communications | FM4 - Intruder Alarm:Renew Redcare Communications, unit of measure NO | FM4-IA010015 | Y | Y | Y | Y | Y
M3NHFScheduleOfRatesCode | FM4/Intruder Alarm:Test Central Station (Check) | FM4 - Intruder Alarm:Test Central Station (Check), unit of measure NO | FM4-IA010017 | Y | Y | Y | Y | Y
M3NHFScheduleOfRatesCode | FM4/Intruder Alarm:Renew Wireless Autopager | FM4 - Intruder Alarm:Renew Wireless Autopager, unit of measure NO | FM4-IA010019 | Y | Y | Y | Y | Y
M3NHFScheduleOfRatesCode | FM4/Intruder Alarm:Renew Door Contacts (Ne 5) | FM4 - Intruder Alarm:Renew Door Contacts (Ne 5), unit of measure IT | FM4-IA010021 | Y | Y | Y | Y | Y
M3NHFScheduleOfRatesCode | FM4/Intruder Alarm:Rewire 8 Core Cable Clipped | FM4 - Intruder Alarm:Rewire 8 Core Cable Clipped, unit of measure LM | FM4-IA010023 | Y | Y | Y | Y | Y
M3NHFScheduleOfRatesCode | FM4/Intruder Alarm:Install 8 Core Cable Mini Trunking | FM4 - Intruder Alarm:Install 8 Core Cable Mini Trunking, unit of measure LM | FM4-IA010025 | Y | Y | Y | Y | Y
M3NHFScheduleOfRatesCode | FM4/Intruder Alarm:Test And Commission Installation | FM4 - Intruder Alarm:Test And Commission Installation, unit of measure NO | FM4-IA010027 | Y | Y | Y | Y | Y
M3NHFScheduleOfRatesCode | FM4/Intruder Alarm:Provide New Log Book At Premises | FM4 - Intruder Alarm:Provide New Log Book At Premises, unit of measure NO | FM4-IA010029 | Y | Y | Y | Y | Y
M3NHFScheduleOfRatesCode | FM4/Intruder Alarm:Renew Fixed Personal Attack Unit | FM4 - Intruder Alarm:Renew Fixed Personal Attack Unit, unit of measure NO | FM4-IA010031 | Y | Y | Y | Y | Y
M3NHFScheduleOfRatesCode | FM4/Intruder Alarm:Renew Hand Held Transmitter | FM4 - Intruder Alarm:Renew Hand Held Transmitter, unit of measure NO | FM4-IA010033 | Y | Y | Y | Y | Y
M3NHFScheduleOfRatesCode | FM4/Intruder Alarm:Link Via Door Entry Network | FM4 - Intruder Alarm:Link Via Door Entry Network, unit of measure NO | FM4-IA010035 | Y | Y | Y | Y | Y
M3NHFScheduleOfRatesCode | FM4/Intruder Alarm:Check Renewed Spur Cartridge Fuse | FM4 - Intruder Alarm:Check Renewed Spur Cartridge Fuse, unit of measure NO | FM4-IA010037 | Y | Y | Y | Y | Y
M3NHFScheduleOfRatesCode | FM4/Intruder Alarm:Renew Fuse Spur Unit | FM4 - Intruder Alarm:Renew Fuse Spur Unit, unit of measure NO | FM4-IA010039 | Y | Y | Y | Y | Y
M3NHFScheduleOfRatesCode | FM4/Intruder Alarm:Link System To Redcare Communicator | FM4 - Intruder Alarm:Link System To Redcare Communicator, unit of measure NO | FM4-IA010041 | Y | Y | Y | Y | Y
M3NHFScheduleOfRatesCode | FM4/Intruder Alarm:Produce Schedule Of Equipment | FM4 - Intruder Alarm:Produce Schedule Of Equipment, unit of measure IT | FM4-IA010043 | Y | Y | Y | Y | Y
M3NHFScheduleOfRatesCode | FM4/Intruder Alarm:Inspect All Equipment | FM4 - Intruder Alarm:Inspect All Equipment, unit of measure NO | FM4-IA010045 | Y | Y | Y | Y | Y
M3NHFScheduleOfRatesCode | FM4/Intruder Alarm:Test And Inspect All Sensors Etc | FM4 - Intruder Alarm:Test And Inspect All Sensors Etc, unit of measure NO | FM4-IA010047 | Y | Y | Y | Y | Y
M3NHFScheduleOfRatesCode | FM4/Intruder Alarm:Test Remote Communication Signal | FM4 - Intruder Alarm:Test Remote Communication Signal, unit of measure IT | FM4-IA010049 | Y | Y | Y | Y | Y
M3NHFScheduleOfRatesCode | FM4/Intruder Alarm:Test And Inspect Power Supplies Etc | FM4 - Intruder Alarm:Test And Inspect Power Supplies Etc, unit of measure IT | FM4-IA010051 | Y | Y | Y | Y | Y
M3NHFScheduleOfRatesCode | FM4/Intruder Alarm:Install Fixed Personal Attack Alarm | FM4 - Intruder Alarm:Install Fixed Personal Attack Alarm, unit of measure NO | FM4-IA010053 | Y | Y | Y | Y | Y
M3NHFScheduleOfRatesCode | FM4/Intruder Alarm:Install Fuse Spur Unit | FM4 - Intruder Alarm:Install Fuse Spur Unit, unit of measure NO | FM4-IA010055 | Y | Y | Y | Y | Y
M3NHFScheduleOfRatesCode | FM4/Intruder Alarm:Service Any Type | FM4 - Intruder Alarm:Service Any Type, unit of measure IT | FM4-IA020101 | Y | Y | Y | Y | Y
M3NHFScheduleOfRatesCode | FM4/Lightning Conductor:Renew Copper | FM4 - Lightning Conductor:Renew Copper, unit of measure LM | FM4-LC020101 | Y | Y | Y | Y | Y
M3NHFScheduleOfRatesCode | FM4/Lightning Conductor:Renew Aluminium 5 Metres | FM4 - Lightning Conductor:Renew Aluminium 5 Metres, unit of measure IT | FM4-LC020103 | Y | Y | Y | Y | Y
M3NHFScheduleOfRatesCode | FM4/Lightning Conductor:Renew Aluminium 10 Metres | FM4 - Lightning Conductor:Renew Aluminium 10 Metres, unit of measure IT | FM4-LC020105 | Y | Y | Y | Y | Y
M3NHFScheduleOfRatesCode | FM4/Lightning Conductor:Renew Aluminium 40 Metres | FM4 - Lightning Conductor:Renew Aluminium 40 Metres, unit of measure IT | FM4-LC020107 | Y | Y | Y | Y | Y
M3NHFScheduleOfRatesCode | FM4/Lightning Conductor:Renew Test Point | FM4 - Lightning Conductor:Renew Test Point, unit of measure NO | FM4-LC020109 | Y | Y | Y | Y | Y
M3NHFScheduleOfRatesCode | FM4/Lightning Conductor:Renew Biometal Joint | FM4 - Lightning Conductor:Renew Biometal Joint, unit of measure NO | FM4-LC020111 | Y | Y | Y | Y | Y
M3NHFScheduleOfRatesCode | FM4/Lightning Conductor:Renew Earth Electrode | FM4 - Lightning Conductor:Renew Earth Electrode, unit of measure NO | FM4-LC020113 | Y | Y | Y | Y | Y
M3NHFScheduleOfRatesCode | FM4/Lightning Conductor:Renew Galvanised Guard | FM4 - Lightning Conductor:Renew Galvanised Guard, unit of measure NO | FM4-LC020115 | Y | Y | Y | Y | Y
M3NHFScheduleOfRatesCode | FM4/Lightning Conductor:Renew Aluminium Tape | FM4 - Lightning Conductor:Renew Aluminium Tape, unit of measure IT | FM4-LC020117 | Y | Y | Y | Y | Y
M3NHFScheduleOfRatesCode | FM4/Lightning Conductor:Renew Copper Tape | FM4 - Lightning Conductor:Renew Copper Tape, unit of measure IT | FM4-LC020119 | Y | Y | Y | Y | Y
M3NHFScheduleOfRatesCode | FM4/Lightning Conductor:Renew Test Clamp | FM4 - Lightning Conductor:Renew Test Clamp, unit of measure NO | FM4-LC020121 | Y | Y | Y | Y | Y
M3NHFScheduleOfRatesCode | FM4/Lightning Conductor:Renew Rod To Tap Clamp | FM4 - Lightning Conductor:Renew Rod To Tap Clamp, unit of measure NO | FM4-LC020123 | Y | Y | Y | Y | Y
M3NHFScheduleOfRatesCode | FM4/Lightning Conductor:Renew Aluminium Clamp | FM4 - Lightning Conductor:Renew Aluminium Clamp, unit of measure NO | FM4-LC020125 | Y | Y | Y | Y | Y
M3NHFScheduleOfRatesCode | FM4/Lightning Conductor:Renew Copper Clamp | FM4 - Lightning Conductor:Renew Copper Clamp, unit of measure NO | FM4-LC020127 | Y | Y | Y | Y | Y
M3NHFScheduleOfRatesCode | FM4/Lightning Conductor:Install Electrode | FM4 - Lightning Conductor:Install Electrode, unit of measure IT | FM4-LC020129 | Y | Y | Y | Y | Y
M3NHFScheduleOfRatesCode | FM4/Lightning Conductor:Install Inspection Pit-Tarmac | FM4 - Lightning Conductor:Install Inspection Pit-Tarmac, unit of measure IT | FM4-LC020131 | Y | Y | Y | Y | Y
M3NHFScheduleOfRatesCode | FM4/Lightning Conductor:Install Inspection Pit-Conc | FM4 - Lightning Conductor:Install Inspection Pit-Conc, unit of measure IT | FM4-LC020133 | Y | Y | Y | Y | Y
M3NHFScheduleOfRatesCode | FM4/Lightning Conductor:Install Inspection Pit-Pcc | FM4 - Lightning Conductor:Install Inspection Pit-Pcc, unit of measure IT | FM4-LC020135 | Y | Y | Y | Y | Y
M3NHFScheduleOfRatesCode | FM4/Lightning Conductor:Install Inspection Pit-Garden | FM4 - Lightning Conductor:Install Inspection Pit-Garden, unit of measure IT | FM4-LC020137 | Y | Y | Y | Y | Y
M3NHFScheduleOfRatesCode | FM4/Lightning Conductor:Tape Laid In Ground | FM4 - Lightning Conductor:Tape Laid In Ground, unit of measure LM | FM4-LC020139 | Y | Y | Y | Y | Y
M3NHFScheduleOfRatesCode | FM4/Lightning Conductor:Excavate And Lay Tape | FM4 - Lightning Conductor:Excavate And Lay Tape, unit of measure LM | FM4-LC020141 | Y | Y | Y | Y | Y
M3NHFScheduleOfRatesCode | FM4/Lightning Conductor:Bond To Metalwork | FM4 - Lightning Conductor:Bond To Metalwork, unit of measure IT | FM4-LC020143 | Y | Y | Y | Y | Y
M3NHFScheduleOfRatesCode | FM4/Lightning Conductor:Bond To Rwp Or Pole | FM4 - Lightning Conductor:Bond To Rwp Or Pole, unit of measure IT | FM4-LC020145 | Y | Y | Y | Y | Y
M3NHFScheduleOfRatesCode | FM4/Lightning Conductor:Refix On Felt Pads | FM4 - Lightning Conductor:Refix On Felt Pads, unit of measure LM | FM4-LC020201 | Y | Y | Y | Y | Y
M3NHFScheduleOfRatesCode | FM4/Lightning Conductor:Refix With Clamps | FM4 - Lightning Conductor:Refix With Clamps, unit of measure LM | FM4-LC020203 | Y | Y | Y | Y | Y
M3NHFScheduleOfRatesCode | FM4/Lightning Conductor:Refix Aluminium Down Lead | FM4 - Lightning Conductor:Refix Aluminium Down Lead, unit of measure IT | FM4-LC020205 | Y | Y | Y | Y | Y
M3NHFScheduleOfRatesCode | FM4/Lightning Conductor:Inspection Multi Storey | FM4 - Lightning Conductor:Inspection Multi Storey, unit of measure IT | FM4-LC020301 | Y | Y | Y | Y | Y
M3NHFScheduleOfRatesCode | FM4/Lightning Conductor:Inspection Maisonette Block | FM4 - Lightning Conductor:Inspection Maisonette Block, unit of measure IT | FM4-LC020303 | Y | Y | Y | Y | Y
M3NHFScheduleOfRatesCode | FM4/Lightning Conductor:Inspection Sheltered Scheme | FM4 - Lightning Conductor:Inspection Sheltered Scheme, unit of measure IT | FM4-LC020305 | Y | Y | Y | Y | Y
M3NHFScheduleOfRatesCode | FM4/Lightning Conductor:Inspection Office | FM4 - Lightning Conductor:Inspection Office, unit of measure IT | FM4-LC020307 | Y | Y | Y | Y | Y
M3NHFScheduleOfRatesCode | FM4/Lift:Replace Main Hoist Ropes 2-3 Floors High | FM4 - Lift:Replace Main Hoist Ropes 2-3 Floors High, unit of measure NO | FM4-LD010001 | Y | Y | Y | Y | Y
M3NHFScheduleOfRatesCode | FM4/Lift:Replace Main Hoist Ropes 4-9 Floors High | FM4 - Lift:Replace Main Hoist Ropes 4-9 Floors High, unit of measure NO | FM4-LD010003 | Y | Y | Y | Y | Y
M3NHFScheduleOfRatesCode | FM4/Lift:Replace Main Hoist Ropes 10-12 Floors High | FM4 - Lift:Replace Main Hoist Ropes 10-12 Floors High, unit of measure NO | FM4-LD010005 | Y | Y | Y | Y | Y
M3NHFScheduleOfRatesCode | FM4/Lift:Replace Main Hoist Ropes 13-16 Floors High | FM4 - Lift:Replace Main Hoist Ropes 13-16 Floors High, unit of measure NO | FM4-LD010007 | Y | Y | Y | Y | Y
M3NHFScheduleOfRatesCode | FM4/Lift:Replace Main Hoist Ropes 17-23 Floors High | FM4 - Lift:Replace Main Hoist Ropes 17-23 Floors High, unit of measure NO | FM4-LD010009 | Y | Y | Y | Y | Y
M3NHFScheduleOfRatesCode | FM4/Lift:Replace Main Hoist Ropes 24-30 Floors High | FM4 - Lift:Replace Main Hoist Ropes 24-30 Floors High, unit of measure NO | FM4-LD010010 | Y | Y | Y
M3NHFScheduleOfRatesCode | FM4/Lift:Replace Governer Rope 2-3 Floors High | FM4 - Lift:Replace Governer Rope 2-3 Floors High, unit of measure NO | FM4-LD010011 | Y | Y | Y | Y | Y
M3NHFScheduleOfRatesCode | FM4/Lift:Replace Governer Rope 4-9 Floors High | FM4 - Lift:Replace Governer Rope 4-9 Floors High, unit of measure NO | FM4-LD010013 | Y | Y | Y | Y | Y
M3NHFScheduleOfRatesCode | FM4/Lift:Replace Governer Rope 10-12 Floors High | FM4 - Lift:Replace Governer Rope 10-12 Floors High, unit of measure NO | FM4-LD010015 | Y | Y | Y | Y | Y
M3NHFScheduleOfRatesCode | FM4/Lift:Replace Governer Rope 13-16 Floors High | FM4 - Lift:Replace Governer Rope 13-16 Floors High, unit of measure NO | FM4-LD010017 | Y | Y | Y | Y | Y
M3NHFScheduleOfRatesCode | FM4/Lift:Replace Governer Rope 17-23 Floors High | FM4 - Lift:Replace Governer Rope 17-23 Floors High, unit of measure NO | FM4-LD010019 | Y | Y | Y | Y | Y
M3NHFScheduleOfRatesCode | FM4/Lift:Replace Governer Rope 24-30 Floors High | FM4 - Lift:Replace Governer Rope 24-30 Floors High, unit of measure NO | FM4-LD010020 | Y | Y | Y
M3NHFScheduleOfRatesCode | FM4/Lift:Replace Safety Gear Fly Rope 2-3 Floors High | FM4 - Lift:Replace Safety Gear Fly Rope 2-3 Floors High, unit of measure NO | FM4-LD010021 | Y | Y | Y | Y | Y
M3NHFScheduleOfRatesCode | FM4/Lift:Replace Safety Gear Fly Rope 4-9 Floors High | FM4 - Lift:Replace Safety Gear Fly Rope 4-9 Floors High, unit of measure NO | FM4-LD010023 | Y | Y | Y | Y | Y
M3NHFScheduleOfRatesCode | FM4/Lift:Replace Safety Gear Fly Rope 10-12 Floor High | FM4 - Lift:Replace Safety Gear Fly Rope 10-12 Floor High, unit of measure NO | FM4-LD010025 | Y | Y | Y | Y | Y
M3NHFScheduleOfRatesCode | FM4/Lift:Replace Safety Gear Fly Rope 13-16 Floor High | FM4 - Lift:Replace Safety Gear Fly Rope 13-16 Floor High, unit of measure NO | FM4-LD010027 | Y | Y | Y | Y | Y
M3NHFScheduleOfRatesCode | FM4/Lift:Replace Safety Gear Fly Rope 17-23 Floor High | FM4 - Lift:Replace Safety Gear Fly Rope 17-23 Floor High, unit of measure NO | FM4-LD010029 | Y | Y | Y | Y | Y
M3NHFScheduleOfRatesCode | FM4/Lift:Replace Safety Gear Fly Rope 24-30 Floor High | FM4 - Lift:Replace Safety Gear Fly Rope 24-30 Floor High, unit of measure NO | FM4-LD010030 | Y | Y | Y
M3NHFScheduleOfRatesCode | FM4/Lift:Change Oil To Main Gearbox | FM4 - Lift:Change Oil To Main Gearbox, unit of measure IT | FM4-LD010031 | Y | Y | Y | Y | Y
M3NHFScheduleOfRatesCode | FM4/Lift:Overhaul Gearbox | FM4 - Lift:Overhaul Gearbox, unit of measure IT | FM4-LD010032 | Y | Y | Y
M3NHFScheduleOfRatesCode | FM4/Lift:Renew Worn Brake Linings And Replace With New | FM4 - Lift:Renew Worn Brake Linings And Replace With New, unit of measure NO | FM4-LD010033 | Y | Y | Y | Y | Y
M3NHFScheduleOfRatesCode | FM4/Lift:Renew Bearings To Gearbox | FM4 - Lift:Renew Bearings To Gearbox, unit of measure IT | FM4-LD010034 | Y | Y | Y
M3NHFScheduleOfRatesCode | FM4/Lift:Renew Traction Sheave 4 Ropes 21Inch | FM4 - Lift:Renew Traction Sheave 4 Ropes 21Inch, unit of measure NO | FM4-LD010035 | Y | Y | Y | Y | Y
M3NHFScheduleOfRatesCode | FM4/Lift:Renew Oil Seals To Gearbox | FM4 - Lift:Renew Oil Seals To Gearbox, unit of measure IT | FM4-LD010036 | Y | Y | Y
M3NHFScheduleOfRatesCode | FM4/Lift:Renew Traction Sheave 6 Ropes 22Inch | FM4 - Lift:Renew Traction Sheave 6 Ropes 22Inch, unit of measure NO | FM4-LD010037 | Y | Y | Y | Y | Y
M3NHFScheduleOfRatesCode | FM4/Lift:Renew Traction Sheave 6 Ropes 23Inch | FM4 - Lift:Renew Traction Sheave 6 Ropes 23Inch, unit of measure NO | FM4-LD010039 | Y | Y | Y | Y | Y
M3NHFScheduleOfRatesCode | FM4/Lift:Renew Landing Door Cill | FM4 - Lift:Renew Landing Door Cill, unit of measure NO | FM4-LD010041 | Y | Y | Y | Y | Y
M3NHFScheduleOfRatesCode | FM4/Lift:Renew Car Door Cill | FM4 - Lift:Renew Car Door Cill, unit of measure NO | FM4-LD010043 | Y | Y | Y | Y | Y
M3NHFScheduleOfRatesCode | FM4/Lift:Renew Car Guide Shoe - Cast Iron (Per Set) | FM4 - Lift:Renew Car Guide Shoe - Cast Iron (Per Set), unit of measure IT | FM4-LD010045 | Y | Y | Y | Y | Y
M3NHFScheduleOfRatesCode | FM4/Lift:Renew Car Guide Shoe - Phosphor (Per Set) | FM4 - Lift:Renew Car Guide Shoe - Phosphor (Per Set), unit of measure IT | FM4-LD010046 | Y | Y | Y
M3NHFScheduleOfRatesCode | FM4/Lift:Renew Car Guide Shoe -Nylon Inserts (Per Set) | FM4 - Lift:Renew Car Guide Shoe -Nylon Inserts (Per Set), unit of measure IT | FM4-LD010047 | Y | Y | Y | Y | Y
M3NHFScheduleOfRatesCode | FM4/Lift:Renew Car Roller Guide Shoes (Per Set) | FM4 - Lift:Renew Car Roller Guide Shoes (Per Set), unit of measure IT | FM4-LD010048 | Y | Y | Y
M3NHFScheduleOfRatesCode | FM4/Lift:Renew Door Gear Belt | FM4 - Lift:Renew Door Gear Belt, unit of measure NO | FM4-LD010049 | Y | Y | Y | Y | Y
M3NHFScheduleOfRatesCode | FM4/Lift:Renew Trailing Flexes 2-3 Floors High | FM4 - Lift:Renew Trailing Flexes 2-3 Floors High, unit of measure NO | FM4-LD010051 | Y | Y | Y | Y | Y
M3NHFScheduleOfRatesCode | FM4/Lift:Renew Trailing Flexes 4-9 Floors High | FM4 - Lift:Renew Trailing Flexes 4-9 Floors High, unit of measure NO | FM4-LD010053 | Y | Y | Y | Y | Y
M3NHFScheduleOfRatesCode | FM4/Lift:Renew Trailing Flexes 10-12 Floors High | FM4 - Lift:Renew Trailing Flexes 10-12 Floors High, unit of measure NO | FM4-LD010055 | Y | Y | Y | Y | Y
M3NHFScheduleOfRatesCode | FM4/Lift:Renew Trailing Flexes 13-16 Floors High | FM4 - Lift:Renew Trailing Flexes 13-16 Floors High, unit of measure NO | FM4-LD010057 | Y | Y | Y | Y | Y
M3NHFScheduleOfRatesCode | FM4/Lift:Renew Trailing Flexes 17-23 Floors High | FM4 - Lift:Renew Trailing Flexes 17-23 Floors High, unit of measure NO | FM4-LD010059 | Y | Y | Y | Y | Y
M3NHFScheduleOfRatesCode | FM4/Lift:Renew Trailing Flexes 24-30 Floors High | FM4 - Lift:Renew Trailing Flexes 24-30 Floors High, unit of measure NO | FM4-LD010060 | Y | Y | Y
M3NHFScheduleOfRatesCode | FM4/Lift:Renew Spring Door Closure - Track Mounted | FM4 - Lift:Renew Spring Door Closure - Track Mounted, unit of measure NO | FM4-LD010061 | Y | Y | Y | Y | Y
M3NHFScheduleOfRatesCode | FM4/Lift:Renew Sensitive Edge Electronic Type Memco | FM4 - Lift:Renew Sensitive Edge Electronic Type Memco, unit of measure NO | FM4-LD010063 | Y | Y | Y | Y | Y
M3NHFScheduleOfRatesCode | FM4/Lift:Renew With New Synthetic Rubber Car Flooring | FM4 - Lift:Renew With New Synthetic Rubber Car Flooring, unit of measure NO | FM4-LD010067 | Y | Y | Y | Y | Y
M3NHFScheduleOfRatesCode | FM4/Lift:Renew With 5Mm Epoxy Heavy Duty Car Flooring | FM4 - Lift:Renew With 5Mm Epoxy Heavy Duty Car Flooring, unit of measure NO | FM4-LD010069 | Y | Y | Y | Y | Y
M3NHFScheduleOfRatesCode | FM4/Lift:Supply And Install Mat | FM4 - Lift:Supply And Install Mat, unit of measure NO | FM4-LD010070 | Y | Y | Y | Y | Y
M3NHFScheduleOfRatesCode | FM4/Lift:Renew Contactor On Speed Control | FM4 - Lift:Renew Contactor On Speed Control, unit of measure NO | FM4-LD010071 | Y | Y | Y | Y | Y
M3NHFScheduleOfRatesCode | FM4/Lift:Renew Individual Contacts On Relay Per Pair | FM4 - Lift:Renew Individual Contacts On Relay Per Pair, unit of measure NO | FM4-LD010073 | Y | Y | Y | Y | Y
M3NHFScheduleOfRatesCode | FM4/Lift:Renew Coil On Contactor Relay Or Selector | FM4 - Lift:Renew Coil On Contactor Relay Or Selector, unit of measure NO | FM4-LD010075 | Y | Y | Y | Y | Y
M3NHFScheduleOfRatesCode | FM4/Lift:Renew Timing Unit On Control Panel | FM4 - Lift:Renew Timing Unit On Control Panel, unit of measure NO | FM4-LD010077 | Y | Y | Y | Y | Y
M3NHFScheduleOfRatesCode | FM4/Lift:Carry Out Adjustment Only To Floor Selectors | FM4 - Lift:Carry Out Adjustment Only To Floor Selectors, unit of measure NO | FM4-LD010079 | Y | Y | Y | Y | Y
M3NHFScheduleOfRatesCode | FM4/Lift:Remove Or Disconnect Floor Relays | FM4 - Lift:Remove Or Disconnect Floor Relays, unit of measure NO | FM4-LD010081 | Y | Y | Y | Y | Y
M3NHFScheduleOfRatesCode | FM4/Lift:Renew Traction Drive Sheave Non Bolted | FM4 - Lift:Renew Traction Drive Sheave Non Bolted, unit of measure NO | FM4-LD010083 | Y | Y | Y | Y | Y
M3NHFScheduleOfRatesCode | FM4/Lift:Renew Diverting Pulley | FM4 - Lift:Renew Diverting Pulley, unit of measure NO | FM4-LD010085 | Y | Y | Y | Y | Y
M3NHFScheduleOfRatesCode | FM4/Lift:Renew Microprocessor Batteries | FM4 - Lift:Renew Microprocessor Batteries, unit of measure NO | FM4-LD010087 | Y | Y | Y | Y | Y
M3NHFScheduleOfRatesCode | FM4/Lift:Renew Door Release Key Locking Mechanism | FM4 - Lift:Renew Door Release Key Locking Mechanism, unit of measure NO | FM4-LD010089 | Y | Y | Y | Y | Y
M3NHFScheduleOfRatesCode | FM4/Lift:Adjust Door Release Key Locking Mechanism | FM4 - Lift:Adjust Door Release Key Locking Mechanism, unit of measure NO | FM4-LD010091 | Y | Y | Y | Y | Y
M3NHFScheduleOfRatesCode | FM4/Lift:Renew Astral Strip To Car Or Landing Door | FM4 - Lift:Renew Astral Strip To Car Or Landing Door, unit of measure NO | FM4-LD010093 | Y | Y | Y | Y | Y
M3NHFScheduleOfRatesCode | FM4/Lift:Localising Repair To Car/Landing Door Lining | FM4 - Lift:Localising Repair To Car/Landing Door Lining, unit of measure NO | FM4-LD010095 | Y | Y | Y | Y | Y
M3NHFScheduleOfRatesCode | FM4/Lift:Renew Kicking Rollers On Car Or Landing Door | FM4 - Lift:Renew Kicking Rollers On Car Or Landing Door, unit of measure NO | FM4-LD010097 | Y | Y | Y | Y | Y
M3NHFScheduleOfRatesCode | FM4/Lift:Renew Car Door No Vision Panel | FM4 - Lift:Renew Car Door No Vision Panel, unit of measure IT | FM4-LD010098 | Y | Y | Y
M3NHFScheduleOfRatesCode | FM4/Lift:Adjust Landing Door Frame Architrave | FM4 - Lift:Adjust Landing Door Frame Architrave, unit of measure NO | FM4-LD010099 | Y | Y | Y | Y | Y
M3NHFScheduleOfRatesCode | FM4/Lift:Renew Car Door With Vision Panel | FM4 - Lift:Renew Car Door With Vision Panel, unit of measure IT | FM4-LD010100 | Y | Y | Y
M3NHFScheduleOfRatesCode | FM4/Lift:Remove Re-Skin And Replace Car Landing Door | FM4 - Lift:Remove Re-Skin And Replace Car Landing Door, unit of measure NO | FM4-LD010101 | Y | Y | Y | Y | Y
M3NHFScheduleOfRatesCode | FM4/Lift:Renew Landing Door No Vision Panel | FM4 - Lift:Renew Landing Door No Vision Panel, unit of measure IT | FM4-LD010102 | Y | Y | Y
M3NHFScheduleOfRatesCode | FM4/Lift:Remove Obstruction From Door Track And Reset | FM4 - Lift:Remove Obstruction From Door Track And Reset, unit of measure NO | FM4-LD010103 | Y | Y | Y | Y | Y
M3NHFScheduleOfRatesCode | FM4/Lift:Renew Landing Door With Vision Panel | FM4 - Lift:Renew Landing Door With Vision Panel, unit of measure IT | FM4-LD010104 | Y | Y | Y
M3NHFScheduleOfRatesCode | FM4/Lift:Renew Door Vision Panel | FM4 - Lift:Renew Door Vision Panel, unit of measure NO | FM4-LD010105 | Y | Y | Y | Y | Y
M3NHFScheduleOfRatesCode | FM4/Lift:Repair Electro Mechanical Interlock On Door | FM4 - Lift:Repair Electro Mechanical Interlock On Door, unit of measure NO | FM4-LD010107 | Y | Y | Y | Y | Y
M3NHFScheduleOfRatesCode | FM4/Lift:Renew Electro Mechanical Interlock On Door | FM4 - Lift:Renew Electro Mechanical Interlock On Door, unit of measure NO | FM4-LD010109 | Y | Y | Y | Y | Y
M3NHFScheduleOfRatesCode | FM4/Lift:Renew Air Cord (Steel Wire) | FM4 - Lift:Renew Air Cord (Steel Wire), unit of measure NO | FM4-LD010111 | Y | Y | Y | Y | Y
M3NHFScheduleOfRatesCode | FM4/Lift:Renew Landing Door/Car Rollers Per Floor | FM4 - Lift:Renew Landing Door/Car Rollers Per Floor, unit of measure NO | FM4-LD010113 | Y | Y | Y | Y | Y
M3NHFScheduleOfRatesCode | FM4/Lift:Renew Landing Or Car Door Shoes Per Door | FM4 - Lift:Renew Landing Or Car Door Shoes Per Door, unit of measure NO | FM4-LD010114 | Y | Y | Y | Y | Y
M3NHFScheduleOfRatesCode | FM4/Lift:Repair Landing Or Car Door Shoes Per Door | FM4 - Lift:Repair Landing Or Car Door Shoes Per Door, unit of measure NO | FM4-LD010115 | Y | Y | Y | Y | Y
M3NHFScheduleOfRatesCode | FM4/Lift:Straighten Car Or Landing Track | FM4 - Lift:Straighten Car Or Landing Track, unit of measure NO | FM4-LD010117 | Y | Y | Y | Y | Y
M3NHFScheduleOfRatesCode | FM4/Lift:Renew Burgess Type Micro Switches | FM4 - Lift:Renew Burgess Type Micro Switches, unit of measure NO | FM4-LD010119 | Y | Y | Y | Y | Y
M3NHFScheduleOfRatesCode | FM4/Lift:Renew Lndg Door Pick Up Assembly On Car Door | FM4 - Lift:Renew Lndg Door Pick Up Assembly On Car Door, unit of measure NO | FM4-LD010121 | Y | Y | Y | Y | Y
M3NHFScheduleOfRatesCode | FM4/Lift:Repair Lndg Door Pick Up Assembly On Car Door | FM4 - Lift:Repair Lndg Door Pick Up Assembly On Car Door, unit of measure NO | FM4-LD010123 | Y | Y | Y | Y | Y
M3NHFScheduleOfRatesCode | FM4/Lift:Renew Door Gear Limit Switches, Adjust Cams | FM4 - Lift:Renew Door Gear Limit Switches, Adjust Cams, unit of measure NO | FM4-LD010125 | Y | Y | Y | Y | Y
M3NHFScheduleOfRatesCode | FM4/Lift:Renew Safety Edge Cable | FM4 - Lift:Renew Safety Edge Cable, unit of measure NO | FM4-LD010127 | Y | Y | Y | Y | Y
M3NHFScheduleOfRatesCode | FM4/Lift:Repair Safety Edge Mechanism | FM4 - Lift:Repair Safety Edge Mechanism, unit of measure NO | FM4-LD010129 | Y | Y | Y | Y | Y
M3NHFScheduleOfRatesCode | FM4/Lift:Renew Fixed Lock Contacts | FM4 - Lift:Renew Fixed Lock Contacts, unit of measure NO | FM4-LD010131 | Y | Y | Y | Y | Y
M3NHFScheduleOfRatesCode | FM4/Lift:Renew Lock Bridging Contact | FM4 - Lift:Renew Lock Bridging Contact, unit of measure NO | FM4-LD010133 | Y | Y | Y | Y | Y
M3NHFScheduleOfRatesCode | FM4/Lift:Adjust/Repair Car Gate Switch/Car Gate Lock | FM4 - Lift:Adjust/Repair Car Gate Switch/Car Gate Lock, unit of measure NO | FM4-LD010135 | Y | Y | Y | Y | Y
M3NHFScheduleOfRatesCode | FM4/Lift:Renew Door Gear Pinion Set (Otis Type) | FM4 - Lift:Renew Door Gear Pinion Set (Otis Type), unit of measure NO | FM4-LD010137 | Y | Y | Y | Y | Y
M3NHFScheduleOfRatesCode | FM4/Lift:Renew Special Purpose Car Key Switch | FM4 - Lift:Renew Special Purpose Car Key Switch, unit of measure NO | FM4-LD010139 | Y | Y | Y | Y | Y
M3NHFScheduleOfRatesCode | FM4/Lift:Renew Car Station Panel Locks Per Pair | FM4 - Lift:Renew Car Station Panel Locks Per Pair, unit of measure NO | FM4-LD010141 | Y | Y | Y | Y | Y
M3NHFScheduleOfRatesCode | FM4/Lift:Renew Landing Push Unit (Anti Vandal Design) | FM4 - Lift:Renew Landing Push Unit (Anti Vandal Design), unit of measure NO | FM4-LD010143 | Y | Y | Y | Y | Y
M3NHFScheduleOfRatesCode | FM4/Lift:Renew Car Push Unit (Anti Vandal Design) | FM4 - Lift:Renew Car Push Unit (Anti Vandal Design), unit of measure NO | FM4-LD010145 | Y | Y | Y | Y | Y
M3NHFScheduleOfRatesCode | FM4/Lift:Renew Test Control/Push Buttons Or Switches | FM4 - Lift:Renew Test Control/Push Buttons Or Switches, unit of measure NO | FM4-LD010147 | Y | Y | Y | Y | Y
M3NHFScheduleOfRatesCode | FM4/Lift:Renew Lock To Firemans Switch Box Cover, Test | FM4 - Lift:Renew Lock To Firemans Switch Box Cover, Test, unit of measure NO | FM4-LD010149 | Y | Y | Y | Y | Y
M3NHFScheduleOfRatesCode | FM4/Lift:Repair Firemans Switch/Box Lock | FM4 - Lift:Repair Firemans Switch/Box Lock, unit of measure NO | FM4-LD010151 | Y | Y | Y | Y | Y
M3NHFScheduleOfRatesCode | FM4/Lift:Renew Firemans Switch Box | FM4 - Lift:Renew Firemans Switch Box, unit of measure NO | FM4-LD010153 | Y | Y | Y | Y | Y
M3NHFScheduleOfRatesCode | FM4/Lift:Make Safe After Flood In Lift Shaft | FM4 - Lift:Make Safe After Flood In Lift Shaft, unit of measure NO | FM4-LD010155 | Y | Y | Y | Y | Y
M3NHFScheduleOfRatesCode | FM4/Lift:Renew Fixed Limit Switches In Shaft/Car Top | FM4 - Lift:Renew Fixed Limit Switches In Shaft/Car Top, unit of measure NO | FM4-LD010157 | Y | Y | Y | Y | Y
M3NHFScheduleOfRatesCode | FM4/Lift:Renew Zoning Inductor | FM4 - Lift:Renew Zoning Inductor, unit of measure NO | FM4-LD010159 | Y | Y | Y | Y | Y
M3NHFScheduleOfRatesCode | FM4/Lift:Renew Replacement Stop Switch Lift Pit/Lmr | FM4 - Lift:Renew Replacement Stop Switch Lift Pit/Lmr, unit of measure NO | FM4-LD010161 | Y | Y | Y | Y | Y
M3NHFScheduleOfRatesCode | FM4/Lift:Repair Car Alarm Bell Assemblies | FM4 - Lift:Repair Car Alarm Bell Assemblies, unit of measure NO | FM4-LD010163 | Y | Y | Y | Y | Y
M3NHFScheduleOfRatesCode | FM4/Lift:Renew Damaged Or Faulty Inspection Lamp Unit | FM4 - Lift:Renew Damaged Or Faulty Inspection Lamp Unit, unit of measure NO | FM4-LD010165 | Y | Y | Y | Y | Y
M3NHFScheduleOfRatesCode | FM4/Lift:Fit And Wire In A New Inspection Lamp | FM4 - Lift:Fit And Wire In A New Inspection Lamp, unit of measure NO | FM4-LD010167 | Y | Y | Y | Y | Y
M3NHFScheduleOfRatesCode | FM4/Lift:Renew Blown Fuses Where Necessary | FM4 - Lift:Renew Blown Fuses Where Necessary, unit of measure NO | FM4-LD010169 | Y | Y | Y | Y | Y
M3NHFScheduleOfRatesCode | FM4/Lift:Renew Car Light Unit 2 Tubes Transtar Unit | FM4 - Lift:Renew Car Light Unit 2 Tubes Transtar Unit, unit of measure NO | FM4-LD010171 | Y | Y | Y | Y | Y
M3NHFScheduleOfRatesCode | FM4/Lift:Renew Car Light Glass | FM4 - Lift:Renew Car Light Glass, unit of measure NO | FM4-LD010173 | Y | Y | Y | Y | Y
M3NHFScheduleOfRatesCode | FM4/Lift:Renew Car Lights | FM4 - Lift:Renew Car Lights, unit of measure NO | FM4-LD010175 | Y | Y | Y | Y | Y
M3NHFScheduleOfRatesCode | FM4/Lift:Fit New Batteries To Alarm System | FM4 - Lift:Fit New Batteries To Alarm System, unit of measure NO | FM4-LD010177 | Y | Y | Y | Y | Y
M3NHFScheduleOfRatesCode | FM4/Lift:Renew Car Light Diffusers | FM4 - Lift:Renew Car Light Diffusers, unit of measure NO | FM4-LD010179 | Y | Y | Y | Y | Y
M3NHFScheduleOfRatesCode | FM4/Lift:Shorten Main Lighting Ropes | FM4 - Lift:Shorten Main Lighting Ropes, unit of measure NO | FM4-LD010181 | Y | Y | Y | Y | Y
M3NHFScheduleOfRatesCode | FM4/Lift:Change Oil Seals And Gland Packing | FM4 - Lift:Change Oil Seals And Gland Packing, unit of measure NO | FM4-LD010183 | Y | Y | Y | Y | Y
M3NHFScheduleOfRatesCode | FM4/Lift:Make Safe After Fire In Lift Shaft | FM4 - Lift:Make Safe After Fire In Lift Shaft, unit of measure NO | FM4-LD010185 | Y | Y | Y | Y | Y
M3NHFScheduleOfRatesCode | FM4/Lift:Free Trapped Person From Lift | FM4 - Lift:Free Trapped Person From Lift, unit of measure NO | FM4-LD010187 | Y | Y | Y | Y | Y
M3NHFScheduleOfRatesCode | FM4/Lift:Repair Tungsten Bulkhead Light | FM4 - Lift:Repair Tungsten Bulkhead Light, unit of measure NO | FM4-LD010189 | Y | Y | Y | Y | Y
M3NHFScheduleOfRatesCode | FM4/Lift:Renew Tungsten Bulkhead Light | FM4 - Lift:Renew Tungsten Bulkhead Light, unit of measure NO | FM4-LD010191 | Y | Y | Y | Y | Y
M3NHFScheduleOfRatesCode | FM4/Lift:Renew Smoke Detector (Mains Type) | FM4 - Lift:Renew Smoke Detector (Mains Type), unit of measure NO | FM4-LD010193 | Y | Y | Y | Y | Y
M3NHFScheduleOfRatesCode | FM4/Lift:Renew Smoke Detector (Battery Type) | FM4 - Lift:Renew Smoke Detector (Battery Type), unit of measure NO | FM4-LD010195 | Y | Y | Y | Y | Y
M3NHFScheduleOfRatesCode | FM4/Lift:Fit Additional Rope Clips Per 4 | FM4 - Lift:Fit Additional Rope Clips Per 4, unit of measure NO | FM4-LD010197 | Y | Y | Y | Y | Y
M3NHFScheduleOfRatesCode | FM4/Lift:Renew Smoke Detector Batteries | FM4 - Lift:Renew Smoke Detector Batteries, unit of measure NO | FM4-LD010199 | Y | Y | Y | Y | Y
M3NHFScheduleOfRatesCode | FM4/Lift:Pump Out Water From Lift Pit | FM4 - Lift:Pump Out Water From Lift Pit, unit of measure NO | FM4-LD010201 | Y | Y | Y | Y | Y
M3NHFScheduleOfRatesCode | FM4/Lift:Pump Out Water From Additional Lift Pit | FM4 - Lift:Pump Out Water From Additional Lift Pit, unit of measure NO | FM4-LD010202 | Y | Y | Y
M3NHFScheduleOfRatesCode | FM4/Lift:Install Additional Emergency Stop Button | FM4 - Lift:Install Additional Emergency Stop Button, unit of measure IT | FM4-LD010203 | Y
M3NHFScheduleOfRatesCode | FM4/Lift:Replace Compensating Ropes 4-9 Storeys High | FM4 - Lift:Replace Compensating Ropes 4-9 Storeys High, unit of measure NO | FM4-LD010511 | Y | Y | Y
M3NHFScheduleOfRatesCode | FM4/Lift:Replace Compensating Ropes 10-12 Storeys High | FM4 - Lift:Replace Compensating Ropes 10-12 Storeys High, unit of measure NO | FM4-LD010513 | Y | Y | Y
M3NHFScheduleOfRatesCode | FM4/Lift:Replace Compensating Ropes 13-16 Storeys High | FM4 - Lift:Replace Compensating Ropes 13-16 Storeys High, unit of measure NO | FM4-LD010515 | Y | Y | Y
M3NHFScheduleOfRatesCode | FM4/Lift:Replace Compensating Ropes 17-23 Storeys High | FM4 - Lift:Replace Compensating Ropes 17-23 Storeys High, unit of measure NO | FM4-LD010517 | Y | Y | Y
M3NHFScheduleOfRatesCode | FM4/Lift:Replace Compensating Ropes 24-30 Storeys High | FM4 - Lift:Replace Compensating Ropes 24-30 Storeys High, unit of measure NO | FM4-LD010519 | Y | Y | Y
M3NHFScheduleOfRatesCode | FM4/Lift:Remove Stair Lift Or Through Floor Lift | FM4 - Lift:Remove Stair Lift Or Through Floor Lift, unit of measure NO | FM4-LD020001 | Y | Y | Y | Y | Y
M3NHFScheduleOfRatesCode | FM4/Lift:Renew Trailing Flex/Rope/Cable To Stairlift | FM4 - Lift:Renew Trailing Flex/Rope/Cable To Stairlift, unit of measure NO | FM4-LD020003 | Y | Y | Y | Y | Y
M3NHFScheduleOfRatesCode | FM4/Lift:Renew Rollers To Stair Lift Per Set | FM4 - Lift:Renew Rollers To Stair Lift Per Set, unit of measure NO | FM4-LD020005 | Y | Y | Y | Y | Y
M3NHFScheduleOfRatesCode | FM4/Lift:Renew Centre Rollers To Minivator Chair Lift | FM4 - Lift:Renew Centre Rollers To Minivator Chair Lift, unit of measure NO | FM4-LD020007 | Y | Y | Y | Y | Y
M3NHFScheduleOfRatesCode | FM4/Lift:Renew Side Rollers To Minivator Chair Lift | FM4 - Lift:Renew Side Rollers To Minivator Chair Lift, unit of measure NO | FM4-LD020009 | Y | Y | Y | Y | Y
M3NHFScheduleOfRatesCode | FM4/Lift:Renew Load Bearing Rollers To 205 Stair Lift | FM4 - Lift:Renew Load Bearing Rollers To 205 Stair Lift, unit of measure NO | FM4-LD020011 | Y | Y | Y | Y | Y
M3NHFScheduleOfRatesCode | FM4/Lift:Renew Side Rollers To 205 Stair Lift | FM4 - Lift:Renew Side Rollers To 205 Stair Lift, unit of measure NO | FM4-LD020013 | Y | Y | Y | Y | Y
M3NHFScheduleOfRatesCode | FM4/Lift:Renew Rollers To 215 Stair Lift | FM4 - Lift:Renew Rollers To 215 Stair Lift, unit of measure NO | FM4-LD020015 | Y | Y | Y | Y | Y
M3NHFScheduleOfRatesCode | FM4/Lift:Renew Bearings To Stair Lift | FM4 - Lift:Renew Bearings To Stair Lift, unit of measure NO | FM4-LD020017 | Y | Y | Y | Y | Y
M3NHFScheduleOfRatesCode | FM4/Lift:Renew Batteries To Stair Lift | FM4 - Lift:Renew Batteries To Stair Lift, unit of measure NO | FM4-LD020019 | Y | Y | Y | Y | Y
M3NHFScheduleOfRatesCode | FM4/Lift:Renew Pcb Board To Stair/Through Floor Lift | FM4 - Lift:Renew Pcb Board To Stair/Through Floor Lift, unit of measure NO | FM4-LD020021 | Y | Y | Y | Y | Y
M3NHFScheduleOfRatesCode | FM4/Lift:Renew Control Board To 208 Stair Lift | FM4 - Lift:Renew Control Board To 208 Stair Lift, unit of measure NO | FM4-LD020023 | Y | Y | Y | Y | Y
M3NHFScheduleOfRatesCode | FM4/Lift:Renew Chain Spring To 208 Stair Lift | FM4 - Lift:Renew Chain Spring To 208 Stair Lift, unit of measure NO | FM4-LD020025 | Y | Y | Y | Y | Y
M3NHFScheduleOfRatesCode | FM4/Lift:Renew Push Button To 208 Stair Lift | FM4 - Lift:Renew Push Button To 208 Stair Lift, unit of measure NO | FM4-LD020026 | Y | Y | Y | Y | Y
M3NHFScheduleOfRatesCode | FM4/Lift:Renew Push Button To Stair Lift | FM4 - Lift:Renew Push Button To Stair Lift, unit of measure NO | FM4-LD020027 | Y | Y | Y | Y | Y
M3NHFScheduleOfRatesCode | FM4/Lift:Renew Ram Oil Seals Hydraulic Lift | FM4 - Lift:Renew Ram Oil Seals Hydraulic Lift, unit of measure NO | FM4-LD020029 | Y | Y | Y | Y | Y
M3NHFScheduleOfRatesCode | FM4/Lift:Renew Ram Oil Seals Through Floor Lift | FM4 - Lift:Renew Ram Oil Seals Through Floor Lift, unit of measure NO | FM4-LD020031 | Y | Y | Y | Y | Y
M3NHFScheduleOfRatesCode | FM4/Lift:Repair Through Floor Lift Door Mechanism | FM4 - Lift:Repair Through Floor Lift Door Mechanism, unit of measure NO | FM4-LD020033 | Y | Y | Y | Y | Y
M3NHFScheduleOfRatesCode | FM4/Lift:Repair Power Hinged Rail To Stair Lift | FM4 - Lift:Repair Power Hinged Rail To Stair Lift, unit of measure NO | FM4-LD020035 | Y | Y | Y | Y | Y
M3NHFScheduleOfRatesCode | FM4/Lift:Repair Power Hinged Platform To Stair Lift | FM4 - Lift:Repair Power Hinged Platform To Stair Lift, unit of measure NO | FM4-LD020037 | Y | Y | Y | Y | Y
M3NHFScheduleOfRatesCode | FM4/Lift:Repair Stair Lift Swivel Seat Switches | FM4 - Lift:Repair Stair Lift Swivel Seat Switches, unit of measure NO | FM4-LD020039 | Y | Y | Y | Y | Y
M3NHFScheduleOfRatesCode | FM4/Lift:Repair Switches On Stair Lift Chair Arm | FM4 - Lift:Repair Switches On Stair Lift Chair Arm, unit of measure NO | FM4-LD020041 | Y | Y | Y | Y | Y
M3NHFScheduleOfRatesCode | FM4/Lift:Renew Main Lift Isolator | FM4 - Lift:Renew Main Lift Isolator, unit of measure IT | FM4-LD020043 | Y
M3NHFScheduleOfRatesCode | FM4/Lift:Install Basic System Autodialler | FM4 - Lift:Install Basic System Autodialler, unit of measure IT | FM4-LD020045 | Y
M3NHFScheduleOfRatesCode | FM4/Lift:Install Full System Autodialler | FM4 - Lift:Install Full System Autodialler, unit of measure IT | FM4-LD020047 | Y
M3NHFScheduleOfRatesCode | FM4/Lift:Upgrade Lift Car Top Control Staition | FM4 - Lift:Upgrade Lift Car Top Control Staition, unit of measure IT | FM4-LD020049 | Y
M3NHFScheduleOfRatesCode | FM4/Lift:Full Lift Pit Clean Down | FM4 - Lift:Full Lift Pit Clean Down, unit of measure IT | FM4-LD020051 | Y
M3NHFScheduleOfRatesCode | FM4/Lift:Soak Up/Remove Oil From Lift Pit | FM4 - Lift:Soak Up/Remove Oil From Lift Pit, unit of measure IT | FM4-LD020053 | Y
M3NHFScheduleOfRatesCode | FM4/Lift:Relocate Overflow Bottle To To Pit Floor | FM4 - Lift:Relocate Overflow Bottle To To Pit Floor, unit of measure IT | FM4-LD020055 | Y
M3NHFScheduleOfRatesCode | FM4/Lift:Top Up Hydraulic Oil | FM4 - Lift:Top Up Hydraulic Oil, unit of measure IT | FM4-LD020057 | Y
M3NHFScheduleOfRatesCode | FM4/Lift:Install Bund Wall Around Tank | FM4 - Lift:Install Bund Wall Around Tank, unit of measure IT | FM4-LD020059 | Y
M3NHFScheduleOfRatesCode | FM4/Lift:Manual Hand Pump To Valve Block | FM4 - Lift:Manual Hand Pump To Valve Block, unit of measure IT | FM4-LD020061 | Y
M3NHFScheduleOfRatesCode | FM4/Lift:Replace Lester Controls Mp500 Board With New | FM4 - Lift:Replace Lester Controls Mp500 Board With New, unit of measure IT | FM4-LD020063 | Y
M3NHFScheduleOfRatesCode | FM4/Lift:Replace Refurbished Control Mp500 Board | FM4 - Lift:Replace Refurbished Control Mp500 Board, unit of measure IT | FM4-LD020065 | Y
M3NHFScheduleOfRatesCode | FM4/Lift:Replace Lift Motor Room Door Lock | FM4 - Lift:Replace Lift Motor Room Door Lock, unit of measure IT | FM4-LD020067 | Y
M3NHFScheduleOfRatesCode | FM4/Lift:Replace Leaking Ram Seal | FM4 - Lift:Replace Leaking Ram Seal, unit of measure IT | FM4-LD020069 | Y
M3NHFScheduleOfRatesCode | FM4/Lift:Supply And Fix Oil Pipe Clamps Back Plates | FM4 - Lift:Supply And Fix Oil Pipe Clamps Back Plates, unit of measure IT | FM4-LD020071 | Y
M3NHFScheduleOfRatesCode | FM4/Lift:Repaint Ram Pulley And Osg | FM4 - Lift:Repaint Ram Pulley And Osg, unit of measure IT | FM4-LD020073 | Y
M3NHFScheduleOfRatesCode | FM4/Lift:Repaint Ram Pulley And Sheave Guard | FM4 - Lift:Repaint Ram Pulley And Sheave Guard, unit of measure IT | FM4-LD020075 | Y
M3NHFScheduleOfRatesCode | FM4/Lift:Renew Elevator Conrol Valve Seals | FM4 - Lift:Renew Elevator Conrol Valve Seals, unit of measure IT | FM4-LD020077 | Y
M3NHFScheduleOfRatesCode | FM4/Lift:Supply And Fit Electric Shock Notice Board | FM4 - Lift:Supply And Fit Electric Shock Notice Board, unit of measure NO | FM4-LD030001 | Y | Y | Y | Y | Y
M3NHFScheduleOfRatesCode | FM4/Lift:Supply And Fit Hand Winding Notice Board | FM4 - Lift:Supply And Fit Hand Winding Notice Board, unit of measure NO | FM4-LD030003 | Y | Y | Y | Y | Y
M3NHFScheduleOfRatesCode | FM4/Lift:Supply And Fit Danger Notice Board To Lmr | FM4 - Lift:Supply And Fit Danger Notice Board To Lmr, unit of measure NO | FM4-LD030005 | Y | Y | Y | Y | Y
M3NHFScheduleOfRatesCode | FM4/Lift:Supply And Fit Load Plate Notice Board | FM4 - Lift:Supply And Fit Load Plate Notice Board, unit of measure NO | FM4-LD030007 | Y | Y | Y | Y | Y
M3NHFScheduleOfRatesCode | FM4/Lift:Supply And Fit Falling Danger Notice To Lmr | FM4 - Lift:Supply And Fit Falling Danger Notice To Lmr, unit of measure NO | FM4-LD030009 | Y | Y | Y | Y | Y
M3NHFScheduleOfRatesCode | FM4/Lift:Supply And Fit Reduced Head Room Notice Board | FM4 - Lift:Supply And Fit Reduced Head Room Notice Board, unit of measure NO | FM4-LD030011 | Y | Y | Y | Y | Y
M3NHFScheduleOfRatesCode | FM4/Lift:Supply And Fit Reduced Pit Depth Notice Board | FM4 - Lift:Supply And Fit Reduced Pit Depth Notice Board, unit of measure NO | FM4-LD030013 | Y | Y | Y | Y | Y
M3NHFScheduleOfRatesCode | FM4/Lift:Supply And Fit Trip Hazard Sign | FM4 - Lift:Supply And Fit Trip Hazard Sign, unit of measure IT | FM4-LD030015 | Y
M3NHFScheduleOfRatesCode | FM4/Lift:Supply And Fix Emergency Release Instructions | FM4 - Lift:Supply And Fix Emergency Release Instructions, unit of measure IT | FM4-LD030017 | Y
M3NHFScheduleOfRatesCode | FM4/Lift:Install Emergency Lighting In Lift Car | FM4 - Lift:Install Emergency Lighting In Lift Car, unit of measure NO | FM4-LD040001 | Y | Y | Y | Y | Y
M3NHFScheduleOfRatesCode | FM4/Lift:Install New Alarm Bell | FM4 - Lift:Install New Alarm Bell, unit of measure NO | FM4-LD040003 | Y | Y | Y | Y | Y
M3NHFScheduleOfRatesCode | FM4/Lift:Renew Alarm Bell | FM4 - Lift:Renew Alarm Bell, unit of measure NO | FM4-LD040005 | Y | Y | Y
M3NHFScheduleOfRatesCode | FM4/Lift:Renew Flush Fitting To Car | FM4 - Lift:Renew Flush Fitting To Car, unit of measure IT | FM4-LD040007 | Y | Y | Y
M3NHFScheduleOfRatesCode | FM4/Lift:Renew Emergency Light Flush Fitting To Car | FM4 - Lift:Renew Emergency Light Flush Fitting To Car, unit of measure IT | FM4-LD040009 | Y | Y | Y
M3NHFScheduleOfRatesCode | FM4/Lift:Renew Bulkhead To Shaft Lighting | FM4 - Lift:Renew Bulkhead To Shaft Lighting, unit of measure IT | FM4-LD040013 | Y | Y | Y
M3NHFScheduleOfRatesCode | FM4/Lift:Refix Pit Light To Wall | FM4 - Lift:Refix Pit Light To Wall, unit of measure IT | FM4-LD040015 | Y
M3NHFScheduleOfRatesCode | FM4/Lift:Install Battery Backup For Car Lighting | FM4 - Lift:Install Battery Backup For Car Lighting, unit of measure IT | FM4-LD040017 | Y
M3NHFScheduleOfRatesCode | FM4/Lift:Full Shaft Lighting Upgrade - 4 Floors | FM4 - Lift:Full Shaft Lighting Upgrade - 4 Floors, unit of measure IT | FM4-LD040019 | Y
M3NHFScheduleOfRatesCode | FM4/Lift:Full Shaft Lighting Upgrade - 5 Floors | FM4 - Lift:Full Shaft Lighting Upgrade - 5 Floors, unit of measure IT | FM4-LD040021 | Y
M3NHFScheduleOfRatesCode | FM4/Lift:Renew Lmr Light With Battery Back-Up | FM4 - Lift:Renew Lmr Light With Battery Back-Up, unit of measure IT | FM4-LD040023 | Y
M3NHFScheduleOfRatesCode | FM4/Lift:Install Replacement Led Tubes And Fittings | FM4 - Lift:Install Replacement Led Tubes And Fittings, unit of measure IT | FM4-LD040025 | Y
M3NHFScheduleOfRatesCode | FM4/Lift:Replace With Single Socket Including Rcd | FM4 - Lift:Replace With Single Socket Including Rcd, unit of measure IT | FM4-LD040027 | Y
M3NHFScheduleOfRatesCode | FM4/Lift:Replace With Double Socket Including Rcd | FM4 - Lift:Replace With Double Socket Including Rcd, unit of measure IT | FM4-LD040029 | Y
M3NHFScheduleOfRatesCode | FM4/Lift:Supply Only M.C.2 Type Release Key | FM4 - Lift:Supply Only M.C.2 Type Release Key, unit of measure NO | FM4-LD050001 | Y | Y | Y | Y | Y
M3NHFScheduleOfRatesCode | FM4/Lift:Supply Only Vee Type Release Key | FM4 - Lift:Supply Only Vee Type Release Key, unit of measure NO | FM4-LD050003 | Y | Y | Y | Y | Y
M3NHFScheduleOfRatesCode | FM4/Lift:Supply Only "U" Type Release Key | FM4 - Lift:Supply Only "U" Type Release Key, unit of measure NO | FM4-LD050005 | Y | Y | Y | Y | Y
M3NHFScheduleOfRatesCode | FM4/Lift:Supply Only Drop-Down Type Release Key | FM4 - Lift:Supply Only Drop-Down Type Release Key, unit of measure NO | FM4-LD050007 | Y | Y | Y | Y | Y
M3NHFScheduleOfRatesCode | FM4/Lift:Supply Only Gal Type Release Key | FM4 - Lift:Supply Only Gal Type Release Key, unit of measure NO | FM4-LD050009 | Y | Y | Y | Y | Y
M3NHFScheduleOfRatesCode | FM4/Lift:Carry Out Load Test To Lmr Lifting Beam(S) | FM4 - Lift:Carry Out Load Test To Lmr Lifting Beam(S), unit of measure NO | FM4-LD060001 | Y | Y | Y | Y | Y
M3NHFScheduleOfRatesCode | FM4/Lift:Clean Commutator | FM4 - Lift:Clean Commutator, unit of measure NO | FM4-LD060002 | Y | Y | Y | Y | Y
M3NHFScheduleOfRatesCode | FM4/Lift:Reset Tripped Overloads And Check Ciruits | FM4 - Lift:Reset Tripped Overloads And Check Ciruits, unit of measure NO | FM4-LD060003 | Y | Y | Y | Y | Y
M3NHFScheduleOfRatesCode | FM4/Lift:Adjustments To Brake And Set Floor Levels | FM4 - Lift:Adjustments To Brake And Set Floor Levels, unit of measure NO | FM4-LD060005 | Y | Y | Y | Y | Y
M3NHFScheduleOfRatesCode | FM4/Lift:Adjust/Clean Contacts On Control Panel Per Pr | FM4 - Lift:Adjust/Clean Contacts On Control Panel Per Pr, unit of measure NO | FM4-LD060007 | Y | Y | Y | Y | Y
M3NHFScheduleOfRatesCode | FM4/Lift:Adjust Retiring Ramp Mechanism On Door Gear | FM4 - Lift:Adjust Retiring Ramp Mechanism On Door Gear, unit of measure NO | FM4-LD060009 | Y | Y | Y | Y | Y
M3NHFScheduleOfRatesCode | FM4/Lift:Adjust Door Gear Detent Mechanism On Door Arm | FM4 - Lift:Adjust Door Gear Detent Mechanism On Door Arm, unit of measure NO | FM4-LD060011 | Y | Y | Y | Y | Y
M3NHFScheduleOfRatesCode | FM4/Lift:Adjust Cams In Door Gear Limit Switch Box | FM4 - Lift:Adjust Cams In Door Gear Limit Switch Box, unit of measure NO | FM4-LD060013 | Y | Y | Y | Y | Y
M3NHFScheduleOfRatesCode | FM4/Lift:Reset/Check Lift After Tripped Switches | FM4 - Lift:Reset/Check Lift After Tripped Switches, unit of measure NO | FM4-LD060015 | Y | Y | Y | Y | Y
M3NHFScheduleOfRatesCode | FM4/Lift:Adjust Metal Vanes/Magnetic Strips In Shaft | FM4 - Lift:Adjust Metal Vanes/Magnetic Strips In Shaft, unit of measure NO | FM4-LD060017 | Y | Y | Y | Y | Y
M3NHFScheduleOfRatesCode | FM4/Lift:Reset Osg On Stair/Through Floor Lift | FM4 - Lift:Reset Osg On Stair/Through Floor Lift, unit of measure NO | FM4-LD060019 | Y | Y | Y | Y | Y
M3NHFScheduleOfRatesCode | FM4/Lift:Reset Safe Edges On Stair/Through Floor Lift | FM4 - Lift:Reset Safe Edges On Stair/Through Floor Lift, unit of measure NO | FM4-LD060021 | Y | Y | Y | Y | Y
M3NHFScheduleOfRatesCode | FM4/Lift:Reset O/L On Stair/Through Floor Lift | FM4 - Lift:Reset O/L On Stair/Through Floor Lift, unit of measure NO | FM4-LD060023 | Y | Y | Y | Y | Y
M3NHFScheduleOfRatesCode | FM4/Lift:Carry Out 1 Year Lg1 Test Traction Lift | FM4 - Lift:Carry Out 1 Year Lg1 Test Traction Lift, unit of measure NO | FM4-LD060025 | Y | Y | Y | Y | Y
M3NHFScheduleOfRatesCode | FM4/Lift:Carry Out 1 Year Lg1 Test Hydraulic Lift | FM4 - Lift:Carry Out 1 Year Lg1 Test Hydraulic Lift, unit of measure NO | FM4-LD060027 | Y | Y | Y | Y | Y
M3NHFScheduleOfRatesCode | FM4/Lift:Carry Out 5 Year Lg1 Test Traction Lift | FM4 - Lift:Carry Out 5 Year Lg1 Test Traction Lift, unit of measure NO | FM4-LD060033 | Y | Y | Y | Y | Y
M3NHFScheduleOfRatesCode | FM4/Lift:Carry Out 5 Year Lg1 Test Hydraulic Lift | FM4 - Lift:Carry Out 5 Year Lg1 Test Hydraulic Lift, unit of measure NO | FM4-LD060035 | Y | Y | Y | Y | Y
M3NHFScheduleOfRatesCode | FM4/Lift:Carry Out 10 Year Lg1 Test Traction Lift | FM4 - Lift:Carry Out 10 Year Lg1 Test Traction Lift, unit of measure NO | FM4-LD060041 | Y | Y | Y | Y | Y
M3NHFScheduleOfRatesCode | FM4/Lift:Carry Out 10 Year Lg1 Test Hydraulic Lift | FM4 - Lift:Carry Out 10 Year Lg1 Test Hydraulic Lift, unit of measure NO | FM4-LD060043 | Y | Y | Y | Y | Y
M3NHFScheduleOfRatesCode | FM4/Lift:Carry Out Load Test To Lmr Lifting Beam | FM4 - Lift:Carry Out Load Test To Lmr Lifting Beam, unit of measure IT | FM4-LD060051 | Y
M3NHFScheduleOfRatesCode | FM4/Lift:Supplementary Test A13 Hydraulic Up To 4 Flrs | FM4 - Lift:Supplementary Test A13 Hydraulic Up To 4 Flrs, unit of measure IT | FM4-LD060053 | Y
M3NHFScheduleOfRatesCode | FM4/Lift:Service Passenger Goods Lift 2-3 Floors High | FM4 - Lift:Service Passenger Goods Lift 2-3 Floors High, unit of measure NO | FM4-LD070005 | Y | Y | Y | Y | Y
M3NHFScheduleOfRatesCode | FM4/Lift:Service Passenger Goods Lift 4-9 Floors High | FM4 - Lift:Service Passenger Goods Lift 4-9 Floors High, unit of measure NO | FM4-LD070007 | Y | Y | Y | Y | Y
M3NHFScheduleOfRatesCode | FM4/Lift:Service Passenger Goods Lift 10-12 Floor High | FM4 - Lift:Service Passenger Goods Lift 10-12 Floor High, unit of measure NO | FM4-LD070009 | Y | Y | Y | Y | Y
M3NHFScheduleOfRatesCode | FM4/Lift:Service Passenger Goods Lift 13-16 Floor High | FM4 - Lift:Service Passenger Goods Lift 13-16 Floor High, unit of measure NO | FM4-LD070011 | Y | Y | Y | Y | Y
M3NHFScheduleOfRatesCode | FM4/Lift:Service Passenger Goods Lift 17-23 Floor High | FM4 - Lift:Service Passenger Goods Lift 17-23 Floor High, unit of measure NO | FM4-LD070013 | Y | Y | Y | Y | Y
M3NHFScheduleOfRatesCode | FM4/Lift:Service Passenger Goods Lift 24-30 Floor High | FM4 - Lift:Service Passenger Goods Lift 24-30 Floor High, unit of measure NO | FM4-LD070014 | Y | Y | Y
M3NHFScheduleOfRatesCode | FM4/Lift:Service Book/Food Hoist | FM4 - Lift:Service Book/Food Hoist, unit of measure NO | FM4-LD070015 | Y | Y | Y | Y | Y
M3NHFScheduleOfRatesCode | FM4/Lift:Service Picture Hoist | FM4 - Lift:Service Picture Hoist, unit of measure NO | FM4-LD070017 | Y | Y | Y | Y | Y
M3NHFScheduleOfRatesCode | FM4/Lift:Service Stairlift | FM4 - Lift:Service Stairlift, unit of measure NO | FM4-LD070019 | Y | Y | Y | Y | Y
M3NHFScheduleOfRatesCode | FM4/Lift:Service Minivator | FM4 - Lift:Service Minivator, unit of measure NO | FM4-LD070021 | Y | Y | Y | Y | Y
M3NHFScheduleOfRatesCode | FM4/Lift:Service Homelift | FM4 - Lift:Service Homelift, unit of measure NO | FM4-LD070023 | Y | Y | Y | Y | Y
M3NHFScheduleOfRatesCode | FM4/Lift:Service Bed Hoist | FM4 - Lift:Service Bed Hoist, unit of measure NO | FM4-LD070025 | Y | Y | Y | Y | Y
M3NHFScheduleOfRatesCode | FM4/Lift:Service Disablility Pass Thru Floor Hoist | FM4 - Lift:Service Disablility Pass Thru Floor Hoist, unit of measure NO | FM4-LD070027 | Y | Y | Y | Y | Y
M3NHFScheduleOfRatesCode | FM4/Lift:Service Disablility Vertical Access Hoist | FM4 - Lift:Service Disablility Vertical Access Hoist, unit of measure NO | FM4-LD070029 | Y | Y | Y | Y | Y
M3NHFScheduleOfRatesCode | FM4/Lift:Attend Breakdown Callout - 1 Lift | FM4 - Lift:Attend Breakdown Callout - 1 Lift, unit of measure IT | FM4-LD080101 | Y | Y | Y
M3NHFScheduleOfRatesCode | FM4/Lift:Attend Breakdown Callout - 2 Lift | FM4 - Lift:Attend Breakdown Callout - 2 Lift, unit of measure IT | FM4-LD080103 | Y | Y | Y
M3NHFScheduleOfRatesCode | FM4/Stairlift:Install New Straight | FM4 - Stairlift:Install New Straight, unit of measure IT | FM4-LD101001 | Y | Y | Y
M3NHFScheduleOfRatesCode | FM4/Stairlift:Install New Curved | FM4 - Stairlift:Install New Curved, unit of measure IT | FM4-LD101003 | Y | Y | Y
M3NHFScheduleOfRatesCode | FM4/Stairlift:Install Reconditioned Straight | FM4 - Stairlift:Install Reconditioned Straight, unit of measure IT | FM4-LD101005 | Y | Y | Y
M3NHFScheduleOfRatesCode | FM4/Stairlift:Install Reconditioned Curved | FM4 - Stairlift:Install Reconditioned Curved, unit of measure IT | FM4-LD101007 | Y | Y | Y
M3NHFScheduleOfRatesCode | FM4/Stairlift:Remove Straight | FM4 - Stairlift:Remove Straight, unit of measure IT | FM4-LD101009 | Y | Y | Y
M3NHFScheduleOfRatesCode | FM4/Stairlift:Remove Curved | FM4 - Stairlift:Remove Curved, unit of measure IT | FM4-LD101011 | Y | Y | Y
M3NHFScheduleOfRatesCode | FM4/Stairlift:Install Client Straight Stairlift | FM4 - Stairlift:Install Client Straight Stairlift, unit of measure IT | FM4-LD101013 | Y | Y | Y
M3NHFScheduleOfRatesCode | FM4/Stairlift:Install Client Curved Stairlift | FM4 - Stairlift:Install Client Curved Stairlift, unit of measure IT | FM4-LD101015 | Y | Y | Y
M3NHFScheduleOfRatesCode | FM4/Stairlift:Install Client Curved Stairlift New Rail | FM4 - Stairlift:Install Client Curved Stairlift New Rail, unit of measure IT | FM4-LD101017 | Y | Y | Y
M3NHFScheduleOfRatesCode | FM4/Through Floor Lift:Install New Non Wheelchair Type | FM4 - Through Floor Lift:Install New Non Wheelchair Type, unit of measure IT | FM4-LD102001 | Y | Y | Y
M3NHFScheduleOfRatesCode | FM4/Through Floor Lift:Install New Wheelchair Type | FM4 - Through Floor Lift:Install New Wheelchair Type, unit of measure IT | FM4-LD102003 | Y | Y | Y
M3NHFScheduleOfRatesCode | FM4/Through Floor Lift:Remove Non Wheelchair Type | FM4 - Through Floor Lift:Remove Non Wheelchair Type, unit of measure IT | FM4-LD102005 | Y | Y | Y
M3NHFScheduleOfRatesCode | FM4/Through Floor Lift:Remove Wheelchair Type | FM4 - Through Floor Lift:Remove Wheelchair Type, unit of measure IT | FM4-LD102007 | Y | Y | Y
M3NHFScheduleOfRatesCode | FM4/Hoist:Install New Track Straight Type | FM4 - Hoist:Install New Track Straight Type, unit of measure IT | FM4-LD103001 | Y | Y | Y
M3NHFScheduleOfRatesCode | FM4/Hoist:Install New Track Curved Type | FM4 - Hoist:Install New Track Curved Type, unit of measure IT | FM4-LD103003 | Y | Y | Y
M3NHFScheduleOfRatesCode | FM4/Bath Hoist:Install New | FM4 - Bath Hoist:Install New, unit of measure IT | FM4-LD103005 | Y | Y | Y
M3NHFScheduleOfRatesCode | FM4/Hoist:Remove Straight Track | FM4 - Hoist:Remove Straight Track, unit of measure IT | FM4-LD104001 | Y | Y | Y
M3NHFScheduleOfRatesCode | FM4/Hoist:Remove Curved Track | FM4 - Hoist:Remove Curved Track, unit of measure IT | FM4-LD104003 | Y | Y | Y
M3NHFScheduleOfRatesCode | FM4/Lift:Install Hydraulic Control Panel | FM4 - Lift:Install Hydraulic Control Panel, unit of measure IT | FM4-LD105001 | Y
M3NHFScheduleOfRatesCode | FM4/Lift:Install Hydraulic Power Unit Up To 6Kw | FM4 - Lift:Install Hydraulic Power Unit Up To 6Kw, unit of measure IT | FM4-LD105003 | Y
M3NHFScheduleOfRatesCode | FM4/Lift:Install Hydraulic Power Unit Up To 16Kw | FM4 - Lift:Install Hydraulic Power Unit Up To 16Kw, unit of measure IT | FM4-LD105005 | Y
M3NHFScheduleOfRatesCode | FM4/Lift:Install Vandal Resist Landing Entrance 4 Flrs | FM4 - Lift:Install Vandal Resist Landing Entrance 4 Flrs, unit of measure IT | FM4-LD105007 | Y
M3NHFScheduleOfRatesCode | FM4/Lift:Install Vandal Resistant Car Entrance - 1 Ent | FM4 - Lift:Install Vandal Resistant Car Entrance - 1 Ent, unit of measure IT | FM4-LD105009 | Y
M3NHFScheduleOfRatesCode | FM4/Lift:Reline 8 Person Car Size Include All Finishes | FM4 - Lift:Reline 8 Person Car Size Include All Finishes, unit of measure IT | FM4-LD105011 | Y
M3NHFScheduleOfRatesCode | FM4/Lift:Install Statutory Notice Package | FM4 - Lift:Install Statutory Notice Package, unit of measure IT | FM4-LD105101 | Y
M3NHFScheduleOfRatesCode | FM4/Lift:Install Unintended Movement Lock Valve | FM4 - Lift:Install Unintended Movement Lock Valve, unit of measure IT | FM4-LD105103 | Y
M3NHFScheduleOfRatesCode | FM4/Lift:Install Chain Divertor Pulley Guard | FM4 - Lift:Install Chain Divertor Pulley Guard, unit of measure IT | FM4-LD105107 | Y
M3NHFScheduleOfRatesCode | FM4/Lift:Install Non Vandal Resistant Ldg Stat 3 Flrs | FM4 - Lift:Install Non Vandal Resistant Ldg Stat 3 Flrs, unit of measure IT | FM4-LD105110 | Y
M3NHFScheduleOfRatesCode | FM4/Lift:Install Vandal Resistant Land Ind Stat 3 Flrs | FM4 - Lift:Install Vandal Resistant Land Ind Stat 3 Flrs, unit of measure IT | FM4-LD105111 | Y
M3NHFScheduleOfRatesCode | FM4/Lift:Install Vandal Resistant Land Ind Stat 4 Flrs | FM4 - Lift:Install Vandal Resistant Land Ind Stat 4 Flrs, unit of measure IT | FM4-LD105112 | Y
M3NHFScheduleOfRatesCode | FM4/Lift:Install Vandal Resistant Land Stat 4 Flrs | FM4 - Lift:Install Vandal Resistant Land Stat 4 Flrs, unit of measure IT | FM4-LD105113 | Y
M3NHFScheduleOfRatesCode | FM4/Lift:Install Non Slip Floor Covering - 8 Per Lift | FM4 - Lift:Install Non Slip Floor Covering - 8 Per Lift, unit of measure IT | FM4-LD105115 | Y
M3NHFScheduleOfRatesCode | FM4/Lift:Install Non Slip Floor Covering - 10 Per Lift | FM4 - Lift:Install Non Slip Floor Covering - 10 Per Lift, unit of measure IT | FM4-LD105117 | Y
M3NHFScheduleOfRatesCode | FM4/Lift:Install Non Slip Floor Covering - 13 Per Lift | FM4 - Lift:Install Non Slip Floor Covering - 13 Per Lift, unit of measure IT | FM4-LD105119 | Y
M3NHFScheduleOfRatesCode | FM4/Lift:Overhaul Landing Entrances (2 Entrances) | FM4 - Lift:Overhaul Landing Entrances (2 Entrances), unit of measure IT | FM4-LD105123 | Y
M3NHFScheduleOfRatesCode | FM4/Lift:Overhaul Landing Entrances (3 Entrances) | FM4 - Lift:Overhaul Landing Entrances (3 Entrances), unit of measure IT | FM4-LD105125 | Y
M3NHFScheduleOfRatesCode | FM4/Lift:Overhaul Landing Entrances (4 Entrances) | FM4 - Lift:Overhaul Landing Entrances (4 Entrances), unit of measure IT | FM4-LD105127 | Y
M3NHFScheduleOfRatesCode | FM4/Lift:Install Vandal Resistant Car Operating Panel | FM4 - Lift:Install Vandal Resistant Car Operating Panel, unit of measure IT | FM4-LD105129 | Y
M3NHFScheduleOfRatesCode | FM4/Lift:Install Surface Mounted Car Operating Panel | FM4 - Lift:Install Surface Mounted Car Operating Panel, unit of measure IT | FM4-LD105131 | Y
M3NHFScheduleOfRatesCode | FM4/Lift:Install Replacement Car Door Operator | FM4 - Lift:Install Replacement Car Door Operator, unit of measure IT | FM4-LD105133 | Y
M3NHFScheduleOfRatesCode | FM4/Lift:Install Tool Board In Lift Motor Room | FM4 - Lift:Install Tool Board In Lift Motor Room, unit of measure IT | FM4-LD105135 | Y
M3NHFScheduleOfRatesCode | FM4/Lift:Supply Only Lift Pit Ladder | FM4 - Lift:Supply Only Lift Pit Ladder, unit of measure IT | FM4-LD106001 | Y
M3NHFScheduleOfRatesCode | FM4/Lift:Supply And Fit Folding Pit Ladder | FM4 - Lift:Supply And Fit Folding Pit Ladder, unit of measure IT | FM4-LD106003 | Y
M3NHFScheduleOfRatesCode | FM4/Lift:Supply And Fit Pit Prop Including Interlock | FM4 - Lift:Supply And Fit Pit Prop Including Interlock, unit of measure IT | FM4-LD106005 | Y
M3NHFScheduleOfRatesCode | FM4/Lift:Supply And Install Car Top Balustrade | FM4 - Lift:Supply And Install Car Top Balustrade, unit of measure IT | FM4-LD106007 | Y
M3NHFScheduleOfRatesCode | FM4/Lift:Supply And Install Mirror | FM4 - Lift:Supply And Install Mirror, unit of measure IT | FM4-LD106009 | Y
M3NHFScheduleOfRatesCode | FM4/Lift:Supply And Fit Tip-Up Seat In Lift Car | FM4 - Lift:Supply And Fit Tip-Up Seat In Lift Car, unit of measure IT | FM4-LD106011 | Y
M3NHFScheduleOfRatesCode | FM4/Lift:Supply And Install Handrail | FM4 - Lift:Supply And Install Handrail, unit of measure IT | FM4-LD106013 | Y
M3NHFScheduleOfRatesCode | FM4/Lift:Supply And Install Dda Compliant Handrail | FM4 - Lift:Supply And Install Dda Compliant Handrail, unit of measure IT | FM4-LD106015 | Y
M3NHFScheduleOfRatesCode | FM4/Lift:Supply Landing Barrier | FM4 - Lift:Supply Landing Barrier, unit of measure IT | FM4-LD106017 | Y
M3NHFScheduleOfRatesCode | FM4/Lift:Supply And Install Guide Drip Tray | FM4 - Lift:Supply And Install Guide Drip Tray, unit of measure IT | FM4-LD106019 | Y
M3NHFScheduleOfRatesCode | FM4/Lift:Install Emergency Handwinding Kit | FM4 - Lift:Install Emergency Handwinding Kit, unit of measure IT | FM4-LD106021 | Y
M3NHFScheduleOfRatesCode | FM4/Laundry Equipment:Test And Report | FM4 - Laundry Equipment:Test And Report, unit of measure IT | FM4-LE010101 | Y | Y | Y | Y | Y
M3NHFScheduleOfRatesCode | FM4/Laundry Equipment:Renew Door Seal | FM4 - Laundry Equipment:Renew Door Seal, unit of measure IT | FM4-LE010201 | Y | Y | Y | Y | Y
M3NHFScheduleOfRatesCode | FM4/Laundry Equipment:Renew Washing Machine Drive Belt | FM4 - Laundry Equipment:Renew Washing Machine Drive Belt, unit of measure IT | FM4-LE010203 | Y | Y | Y | Y | Y
M3NHFScheduleOfRatesCode | FM4/Laundry Equipment:Renew Drain Pump | FM4 - Laundry Equipment:Renew Drain Pump, unit of measure IT | FM4-LE010205 | Y | Y | Y | Y | Y
M3NHFScheduleOfRatesCode | FM4/Laundry Equipment:Renew Door Lock | FM4 - Laundry Equipment:Renew Door Lock, unit of measure IT | FM4-LE010207 | Y | Y | Y | Y | Y
M3NHFScheduleOfRatesCode | FM4/Laundry Equipment:Renew Timer Unit | FM4 - Laundry Equipment:Renew Timer Unit, unit of measure IT | FM4-LE010209 | Y | Y | Y | Y | Y
M3NHFScheduleOfRatesCode | FM4/Laundry Equipment:Renew Water Valve | FM4 - Laundry Equipment:Renew Water Valve, unit of measure IT | FM4-LE010211 | Y | Y | Y | Y | Y
M3NHFScheduleOfRatesCode | FM4/Laundry Equipment:Renew Heater Element | FM4 - Laundry Equipment:Renew Heater Element, unit of measure IT | FM4-LE010213 | Y | Y | Y | Y | Y
M3NHFScheduleOfRatesCode | FM4/Laundry Equipment:Renew Water Valves | FM4 - Laundry Equipment:Renew Water Valves, unit of measure IT | FM4-LE010305 | Y | Y | Y | Y | Y
M3NHFScheduleOfRatesCode | FM4/Laundry Equipment:Renew Timer Motor | FM4 - Laundry Equipment:Renew Timer Motor, unit of measure IT | FM4-LE010307 | Y | Y | Y | Y | Y
M3NHFScheduleOfRatesCode | FM4/Laundry Equipment:Renew Sliding Ring To Dryer | FM4 - Laundry Equipment:Renew Sliding Ring To Dryer, unit of measure IT | FM4-LE010403 | Y | Y | Y | Y | Y
M3NHFScheduleOfRatesCode | FM4/Laundry Equipment:Renew Tumble Dryer Thermostat | FM4 - Laundry Equipment:Renew Tumble Dryer Thermostat, unit of measure IT | FM4-LE010405 | Y | Y | Y | Y | Y
M3NHFScheduleOfRatesCode | FM4/Laundry Equipment:Renew Tumble Dryer Drive Belt | FM4 - Laundry Equipment:Renew Tumble Dryer Drive Belt, unit of measure IT | FM4-LE010407 | Y | Y | Y | Y | Y
M3NHFScheduleOfRatesCode | FM4/Laundry Equipment:Renew Fan Belt | FM4 - Laundry Equipment:Renew Fan Belt, unit of measure IT | FM4-LE010408 | Y | Y | Y | Y | Y
M3NHFScheduleOfRatesCode | FM4/Laundry Equipment:Renew Drive Motor | FM4 - Laundry Equipment:Renew Drive Motor, unit of measure IT | FM4-LE010409 | Y | Y | Y | Y | Y
M3NHFScheduleOfRatesCode | FM4/Laundry Equipment:Renew Washing Machine Thermostat | FM4 - Laundry Equipment:Renew Washing Machine Thermostat, unit of measure IT | FM4-LE010503 | Y | Y | Y | Y | Y
M3NHFScheduleOfRatesCode | FM4/Laundry Equipment:Renew Sliding Ring To Washer | FM4 - Laundry Equipment:Renew Sliding Ring To Washer, unit of measure IT | FM4-LE010507 | Y | Y | Y | Y | Y
M3NHFScheduleOfRatesCode | FM4/Laundry Equipment:Renew Washing Machine Fan Motor | FM4 - Laundry Equipment:Renew Washing Machine Fan Motor, unit of measure IT | FM4-LE010509 | Y | Y | Y | Y | Y
M3NHFScheduleOfRatesCode | FM4/Laundry Equipment:Renew Rollers | FM4 - Laundry Equipment:Renew Rollers, unit of measure IT | FM4-LE010601 | Y | Y | Y | Y | Y
M3NHFScheduleOfRatesCode | FM4/Laundry Equipment:Renew Motorised Valve | FM4 - Laundry Equipment:Renew Motorised Valve, unit of measure IT | FM4-LE010701 | Y | Y | Y | Y | Y
M3NHFScheduleOfRatesCode | FM4/Laundry Equipment:Renew Pressure Switch | FM4 - Laundry Equipment:Renew Pressure Switch, unit of measure IT | FM4-LE010707 | Y | Y | Y | Y | Y
M3NHFScheduleOfRatesCode | FM4/Laundry Equipment:Renew Main Motor | FM4 - Laundry Equipment:Renew Main Motor, unit of measure IT | FM4-LE010709 | Y | Y | Y | Y | Y
M3NHFScheduleOfRatesCode | FM4/Laundry Equipment:Renew Delay Unit | FM4 - Laundry Equipment:Renew Delay Unit, unit of measure IT | FM4-LE010711 | Y | Y | Y | Y | Y
M3NHFScheduleOfRatesCode | FM4/Laundry Equipment:Renew On/Off Switch | FM4 - Laundry Equipment:Renew On/Off Switch, unit of measure IT | FM4-LE010713 | Y | Y | Y | Y | Y
M3NHFScheduleOfRatesCode | FM4/Laundry Equipment:Renew Contactor | FM4 - Laundry Equipment:Renew Contactor, unit of measure IT | FM4-LE010715 | Y | Y | Y | Y | Y
M3NHFScheduleOfRatesCode | FM4/Laundry Equipment:Renew Ignition | FM4 - Laundry Equipment:Renew Ignition, unit of measure IT | FM4-LE010801 | Y | Y | Y | Y | Y
M3NHFScheduleOfRatesCode | FM4/Laundry Equipment:Renew Gas Valve | FM4 - Laundry Equipment:Renew Gas Valve, unit of measure IT | FM4-LE010803 | Y | Y | Y | Y | Y
M3NHFScheduleOfRatesCode | FM4/Laundry Equipment:Renew Lint Screen | FM4 - Laundry Equipment:Renew Lint Screen, unit of measure IT | FM4-LE010805 | Y | Y | Y | Y | Y
M3NHFScheduleOfRatesCode | FM4/Laundry Equipment:Renew Tub Seal | FM4 - Laundry Equipment:Renew Tub Seal, unit of measure IT | FM4-LE010807 | Y | Y | Y | Y | Y
M3NHFScheduleOfRatesCode | FM4/Laundry Equipment:Renew Heater Element To Dryer | FM4 - Laundry Equipment:Renew Heater Element To Dryer, unit of measure IT | FM4-LE010901 | Y | Y | Y | Y | Y
M3NHFScheduleOfRatesCode | FM4/Laundry Equipment:Renew Bearing Pad | FM4 - Laundry Equipment:Renew Bearing Pad, unit of measure IT | FM4-LE010903 | Y | Y | Y | Y | Y
M3NHFScheduleOfRatesCode | FM4/Laundry Equipment:Renew Idler Pulley | FM4 - Laundry Equipment:Renew Idler Pulley, unit of measure IT | FM4-LE010905 | Y | Y | Y | Y | Y
M3NHFScheduleOfRatesCode | FM4/Laundry Equipment:Renew Motor Unit | FM4 - Laundry Equipment:Renew Motor Unit, unit of measure IT | FM4-LE010909 | Y | Y | Y | Y | Y
M3NHFScheduleOfRatesCode | FM4/Laundry Equipment:Renew Fan Unit | FM4 - Laundry Equipment:Renew Fan Unit, unit of measure IT | FM4-LE010911 | Y | Y | Y | Y | Y
M3NHFScheduleOfRatesCode | FM4/Laundry Equipment:Renew Drum Roller | FM4 - Laundry Equipment:Renew Drum Roller, unit of measure IT | FM4-LE010913 | Y | Y | Y | Y | Y
M3NHFScheduleOfRatesCode | FM4/Laundry Equipment:Renew Single Water Valve | FM4 - Laundry Equipment:Renew Single Water Valve, unit of measure IT | FM4-LE010917 | Y | Y | Y | Y | Y
M3NHFScheduleOfRatesCode | FM4/Laundry Equipment:Renew Mixer Water Valve | FM4 - Laundry Equipment:Renew Mixer Water Valve, unit of measure IT | FM4-LE010919 | Y | Y | Y | Y | Y
M3NHFScheduleOfRatesCode | FM4/Laundry Equipment:Renew Lid Lock Relay | FM4 - Laundry Equipment:Renew Lid Lock Relay, unit of measure IT | FM4-LE010921 | Y | Y | Y | Y | Y
M3NHFScheduleOfRatesCode | FM4/Laundry Equipment:Renew Drive Belt To Dryer | FM4 - Laundry Equipment:Renew Drive Belt To Dryer, unit of measure IT | FM4-LE010923 | Y
M3NHFScheduleOfRatesCode | FM4/Laundry Equipment:Renew Pump Belt | FM4 - Laundry Equipment:Renew Pump Belt, unit of measure IT | FM4-LE010925 | Y | Y | Y | Y | Y
M3NHFScheduleOfRatesCode | FM4/Laundry Equipment:Renew Time Unit | FM4 - Laundry Equipment:Renew Time Unit, unit of measure IT | FM4-LE010927 | Y | Y | Y | Y | Y
M3NHFScheduleOfRatesCode | FM4/Laundry Equipment:Renew Door Lock To Dryer | FM4 - Laundry Equipment:Renew Door Lock To Dryer, unit of measure IT | FM4-LE010929 | Y | Y | Y | Y | Y
M3NHFScheduleOfRatesCode | FM4/Laundry Equipment:Renew Tumble Dryer Fan Motor | FM4 - Laundry Equipment:Renew Tumble Dryer Fan Motor, unit of measure IT | FM4-LE011009 | Y | Y | Y | Y | Y
M3NHFScheduleOfRatesCode | FM4/Laundry Equipment:Renew Belt To Dryer | FM4 - Laundry Equipment:Renew Belt To Dryer, unit of measure IT | FM4-LE011011 | Y | Y | Y | Y | Y
M3NHFScheduleOfRatesCode | FM4/Laundry Equipment:Renew Start Switch | FM4 - Laundry Equipment:Renew Start Switch, unit of measure IT | FM4-LE011013 | Y | Y | Y | Y | Y
M3NHFScheduleOfRatesCode | FM4/Laundry Equipment:Renew Door Switch | FM4 - Laundry Equipment:Renew Door Switch, unit of measure IT | FM4-LE011015 | Y | Y | Y | Y | Y
M3NHFScheduleOfRatesCode | FM4/Laundry Equipment:Renew Gear Box | FM4 - Laundry Equipment:Renew Gear Box, unit of measure IT | FM4-LE012001 | Y | Y | Y | Y | Y
M3NHFScheduleOfRatesCode | FM4/Laundry Equipment:Renew Inspection Cover | FM4 - Laundry Equipment:Renew Inspection Cover, unit of measure IT | FM4-LE012005 | Y | Y | Y | Y | Y
M3NHFScheduleOfRatesCode | FM4/Laundry Equipment:Renew Top Hose | FM4 - Laundry Equipment:Renew Top Hose, unit of measure IT | FM4-LE012007 | Y | Y | Y | Y | Y
M3NHFScheduleOfRatesCode | FM4/Laundry Equipment:Renew Token Machine Mechanism | FM4 - Laundry Equipment:Renew Token Machine Mechanism, unit of measure IT | FM4-LE013001 | Y | Y | Y | Y | Y
M3NHFScheduleOfRatesCode | FM4/Laundry Equipment:Renew Token Machine Door | FM4 - Laundry Equipment:Renew Token Machine Door, unit of measure IT | FM4-LE013003 | Y | Y | Y | Y | Y
M3NHFScheduleOfRatesCode | FM4/Laundry Equipment:Test And Report On Token Machine | FM4 - Laundry Equipment:Test And Report On Token Machine, unit of measure IT | FM4-LE013005 | Y | Y | Y | Y | Y
M3NHFScheduleOfRatesCode | FM4/Communal Oil Boiler:Service Boiler Ne 80Kw | FM4 - Communal Oil Boiler:Service Boiler Ne 80Kw, unit of measure IT | FM4-OB110101 | Y | Y | Y | Y | Y
M3NHFScheduleOfRatesCode | FM4/Communal Oil Boiler:Service Add Boiler Ne 80Kw | FM4 - Communal Oil Boiler:Service Add Boiler Ne 80Kw, unit of measure IT | FM4-OB110102 | Y | Y | Y | Y | Y
M3NHFScheduleOfRatesCode | FM4/Communal Oil Boiler:Service Boiler Ne 100Kw | FM4 - Communal Oil Boiler:Service Boiler Ne 100Kw, unit of measure IT | FM4-OB110103 | Y | Y | Y | Y | Y
M3NHFScheduleOfRatesCode | FM4/Communal Oil Boiler:Service Add Boiler Ne 100Kw | FM4 - Communal Oil Boiler:Service Add Boiler Ne 100Kw, unit of measure IT | FM4-OB110104 | Y | Y | Y | Y | Y
M3NHFScheduleOfRatesCode | FM4/Communal Oil Boiler:Service Boiler Ne 150Kw | FM4 - Communal Oil Boiler:Service Boiler Ne 150Kw, unit of measure IT | FM4-OB110105 | Y | Y | Y | Y | Y
M3NHFScheduleOfRatesCode | FM4/Communal Oil Boiler:Service Add Boiler Ne 150Kw | FM4 - Communal Oil Boiler:Service Add Boiler Ne 150Kw, unit of measure IT | FM4-OB110106 | Y | Y | Y | Y | Y
M3NHFScheduleOfRatesCode | FM4/Communal Oil Boiler:Service Boiler Ne 200Kw | FM4 - Communal Oil Boiler:Service Boiler Ne 200Kw, unit of measure IT | FM4-OB110107 | Y | Y | Y | Y | Y
M3NHFScheduleOfRatesCode | FM4/Communal Oil Boiler:Service Add Boiler Ne 200Kw | FM4 - Communal Oil Boiler:Service Add Boiler Ne 200Kw, unit of measure IT | FM4-OB110108 | Y | Y | Y | Y | Y
M3NHFScheduleOfRatesCode | FM4/Communal Oil Boiler:Service Boiler Ne 250Kw | FM4 - Communal Oil Boiler:Service Boiler Ne 250Kw, unit of measure IT | FM4-OB110109 | Y | Y | Y | Y | Y
M3NHFScheduleOfRatesCode | FM4/Communal Oil Boiler:Service Add Boiler Ne 250Kw | FM4 - Communal Oil Boiler:Service Add Boiler Ne 250Kw, unit of measure IT | FM4-OB110110 | Y | Y | Y | Y | Y
M3NHFScheduleOfRatesCode | FM4/Communal Oil Boiler:Service Boiler Ne 900Kw | FM4 - Communal Oil Boiler:Service Boiler Ne 900Kw, unit of measure IT | FM4-OB110111 | Y | Y | Y | Y | Y
M3NHFScheduleOfRatesCode | FM4/Communal Oil Boiler:Service Add Boiler Ne 900Kw | FM4 - Communal Oil Boiler:Service Add Boiler Ne 900Kw, unit of measure IT | FM4-OB110113 | Y | Y | Y
M3NHFScheduleOfRatesCode | FM4/Communal Oil Boiler:Service Boiler Ne 1850Kw | FM4 - Communal Oil Boiler:Service Boiler Ne 1850Kw, unit of measure IT | FM4-OB110115 | Y | Y | Y
M3NHFScheduleOfRatesCode | FM4/Communal Oil Boiler:Service Add Boiler Ne 1850Kw | FM4 - Communal Oil Boiler:Service Add Boiler Ne 1850Kw, unit of measure IT | FM4-OB110117 | Y | Y | Y
M3NHFScheduleOfRatesCode | FM4/Communal Oil Boiler:Breakdown Ne 80Kw | FM4 - Communal Oil Boiler:Breakdown Ne 80Kw, unit of measure IT | FM4-OB110501 | Y | Y | Y | Y | Y
M3NHFScheduleOfRatesCode | FM4/Communal Oil Boiler:Breakdown Ne 80Kw Part Ne£40 | FM4 - Communal Oil Boiler:Breakdown Ne 80Kw Part Ne£40, unit of measure IT | FM4-OB110502 | Y | Y | Y | Y | Y
M3NHFScheduleOfRatesCode | FM4/Communal Oil Boiler:Breakdown Ne 80Kw Part Ne£100 | FM4 - Communal Oil Boiler:Breakdown Ne 80Kw Part Ne£100, unit of measure IT | FM4-OB110503 | Y | Y | Y | Y | Y
M3NHFScheduleOfRatesCode | FM4/Communal Oil Boiler:Breakdown Ne 80Kw Part Ne£150 | FM4 - Communal Oil Boiler:Breakdown Ne 80Kw Part Ne£150, unit of measure IT | FM4-OB110504 | Y | Y | Y | Y | Y
M3NHFScheduleOfRatesCode | FM4/Communal Oil Boiler:Breakdown Ne 80Kw Part Ne£250 | FM4 - Communal Oil Boiler:Breakdown Ne 80Kw Part Ne£250, unit of measure IT | FM4-OB110505 | Y | Y | Y | Y | Y
M3NHFScheduleOfRatesCode | FM4/Communal Oil Boiler:Breakdown Ne 80Kw Part Ne£500 | FM4 - Communal Oil Boiler:Breakdown Ne 80Kw Part Ne£500, unit of measure IT | FM4-OB110506 | Y | Y | Y | Y | Y
M3NHFScheduleOfRatesCode | FM4/Communal Oil Boiler:Breakdown Ne 100Kw | FM4 - Communal Oil Boiler:Breakdown Ne 100Kw, unit of measure IT | FM4-OB110511 | Y | Y | Y | Y | Y
M3NHFScheduleOfRatesCode | FM4/Communal Oil Boiler:Breakdown Ne 100Kw Part Ne£40 | FM4 - Communal Oil Boiler:Breakdown Ne 100Kw Part Ne£40, unit of measure IT | FM4-OB110512 | Y | Y | Y | Y | Y
M3NHFScheduleOfRatesCode | FM4/Communal Oil Boiler:Breakdown Ne 100Kw Part Ne£100 | FM4 - Communal Oil Boiler:Breakdown Ne 100Kw Part Ne£100, unit of measure IT | FM4-OB110513 | Y | Y | Y | Y | Y
M3NHFScheduleOfRatesCode | FM4/Communal Oil Boiler:Breakdown Ne 100Kw Part Ne£150 | FM4 - Communal Oil Boiler:Breakdown Ne 100Kw Part Ne£150, unit of measure IT | FM4-OB110514 | Y | Y | Y | Y | Y
M3NHFScheduleOfRatesCode | FM4/Communal Oil Boiler:Breakdown Ne 100Kw Part Ne£250 | FM4 - Communal Oil Boiler:Breakdown Ne 100Kw Part Ne£250, unit of measure IT | FM4-OB110515 | Y | Y | Y | Y | Y
M3NHFScheduleOfRatesCode | FM4/Communal Oil Boiler:Breakdown Ne 100Kw Part Ne£500 | FM4 - Communal Oil Boiler:Breakdown Ne 100Kw Part Ne£500, unit of measure IT | FM4-OB110516 | Y | Y | Y | Y | Y
M3NHFScheduleOfRatesCode | FM4/Communal Oil Boiler:Breakdown Ne 150Kw | FM4 - Communal Oil Boiler:Breakdown Ne 150Kw, unit of measure IT | FM4-OB110521 | Y | Y | Y | Y | Y
M3NHFScheduleOfRatesCode | FM4/Communal Oil Boiler:Breakdown Ne 150Kw Part Ne£40 | FM4 - Communal Oil Boiler:Breakdown Ne 150Kw Part Ne£40, unit of measure IT | FM4-OB110522 | Y | Y | Y | Y | Y
M3NHFScheduleOfRatesCode | FM4/Communal Oil Boiler:Breakdown Ne 150Kw Part Ne£100 | FM4 - Communal Oil Boiler:Breakdown Ne 150Kw Part Ne£100, unit of measure IT | FM4-OB110523 | Y | Y | Y | Y | Y
M3NHFScheduleOfRatesCode | FM4/Communal Oil Boiler:Breakdown Ne 150Kw Part Ne£150 | FM4 - Communal Oil Boiler:Breakdown Ne 150Kw Part Ne£150, unit of measure IT | FM4-OB110524 | Y | Y | Y | Y | Y
M3NHFScheduleOfRatesCode | FM4/Communal Oil Boiler:Breakdown Ne 150Kw Part Ne£250 | FM4 - Communal Oil Boiler:Breakdown Ne 150Kw Part Ne£250, unit of measure IT | FM4-OB110525 | Y | Y | Y | Y | Y
M3NHFScheduleOfRatesCode | FM4/Communal Oil Boiler:Breakdown Ne 150Kw Part Ne£500 | FM4 - Communal Oil Boiler:Breakdown Ne 150Kw Part Ne£500, unit of measure IT | FM4-OB110526 | Y | Y | Y | Y | Y
M3NHFScheduleOfRatesCode | FM4/Communal Oil Boiler:Breakdown Ne 200Kw | FM4 - Communal Oil Boiler:Breakdown Ne 200Kw, unit of measure IT | FM4-OB110531 | Y | Y | Y | Y | Y
M3NHFScheduleOfRatesCode | FM4/Communal Oil Boiler:Breakdown Ne 200Kw Part Ne£40 | FM4 - Communal Oil Boiler:Breakdown Ne 200Kw Part Ne£40, unit of measure IT | FM4-OB110532 | Y | Y | Y | Y | Y
M3NHFScheduleOfRatesCode | FM4/Communal Oil Boiler:Breakdown Ne 200Kw Part Ne£100 | FM4 - Communal Oil Boiler:Breakdown Ne 200Kw Part Ne£100, unit of measure IT | FM4-OB110533 | Y | Y | Y | Y | Y
M3NHFScheduleOfRatesCode | FM4/Communal Oil Boiler:Breakdown Ne 200Kw Part Ne£150 | FM4 - Communal Oil Boiler:Breakdown Ne 200Kw Part Ne£150, unit of measure IT | FM4-OB110534 | Y | Y | Y | Y | Y
M3NHFScheduleOfRatesCode | FM4/Communal Oil Boiler:Breakdown Ne 200Kw Part Ne£250 | FM4 - Communal Oil Boiler:Breakdown Ne 200Kw Part Ne£250, unit of measure IT | FM4-OB110535 | Y | Y | Y | Y | Y
M3NHFScheduleOfRatesCode | FM4/Communal Oil Boiler:Breakdown Ne 200Kw Part Ne£500 | FM4 - Communal Oil Boiler:Breakdown Ne 200Kw Part Ne£500, unit of measure IT | FM4-OB110536 | Y | Y | Y | Y | Y
M3NHFScheduleOfRatesCode | FM4/Communal Oil Boiler:Breakdown Ne 250Kw | FM4 - Communal Oil Boiler:Breakdown Ne 250Kw, unit of measure IT | FM4-OB110541 | Y | Y | Y | Y | Y
M3NHFScheduleOfRatesCode | FM4/Communal Oil Boiler:Breakdown Ne 250Kw Part Ne£40 | FM4 - Communal Oil Boiler:Breakdown Ne 250Kw Part Ne£40, unit of measure IT | FM4-OB110542 | Y | Y | Y | Y | Y
M3NHFScheduleOfRatesCode | FM4/Communal Oil Boiler:Breakdown Ne 250Kw Part Ne£100 | FM4 - Communal Oil Boiler:Breakdown Ne 250Kw Part Ne£100, unit of measure IT | FM4-OB110543 | Y | Y | Y | Y | Y
M3NHFScheduleOfRatesCode | FM4/Communal Oil Boiler:Breakdown Ne 250Kw Part Ne£150 | FM4 - Communal Oil Boiler:Breakdown Ne 250Kw Part Ne£150, unit of measure IT | FM4-OB110544 | Y | Y | Y | Y | Y
M3NHFScheduleOfRatesCode | FM4/Communal Oil Boiler:Breakdown Ne 250Kw Part Ne£250 | FM4 - Communal Oil Boiler:Breakdown Ne 250Kw Part Ne£250, unit of measure IT | FM4-OB110545 | Y | Y | Y | Y | Y
M3NHFScheduleOfRatesCode | FM4/Communal Oil Boiler:Breakdown Ne 250Kw Part Ne£500 | FM4 - Communal Oil Boiler:Breakdown Ne 250Kw Part Ne£500, unit of measure IT | FM4-OB110546 | Y | Y | Y | Y | Y
M3NHFScheduleOfRatesCode | FM4/Communal Oil Boiler:Breakdown Ne 900Kw | FM4 - Communal Oil Boiler:Breakdown Ne 900Kw, unit of measure IT | FM4-OB110551 | Y | Y | Y | Y | Y
M3NHFScheduleOfRatesCode | FM4/Communal Oil Boiler:Breakdown Ne 900Kw Part Ne£40 | FM4 - Communal Oil Boiler:Breakdown Ne 900Kw Part Ne£40, unit of measure IT | FM4-OB110552 | Y | Y | Y | Y | Y
M3NHFScheduleOfRatesCode | FM4/Communal Oil Boiler:Breakdown Ne 900Kw Part Ne£100 | FM4 - Communal Oil Boiler:Breakdown Ne 900Kw Part Ne£100, unit of measure IT | FM4-OB110553 | Y | Y | Y | Y | Y
M3NHFScheduleOfRatesCode | FM4/Communal Oil Boiler:Breakdown Ne 900Kw Part Ne£150 | FM4 - Communal Oil Boiler:Breakdown Ne 900Kw Part Ne£150, unit of measure IT | FM4-OB110554 | Y | Y | Y | Y | Y
M3NHFScheduleOfRatesCode | FM4/Communal Oil Boiler:Breakdown Ne 900Kw Part Ne£250 | FM4 - Communal Oil Boiler:Breakdown Ne 900Kw Part Ne£250, unit of measure IT | FM4-OB110555 | Y | Y | Y | Y | Y
M3NHFScheduleOfRatesCode | FM4/Communal Oil Boiler:Breakdown Ne 900Kw Part Ne£500 | FM4 - Communal Oil Boiler:Breakdown Ne 900Kw Part Ne£500, unit of measure IT | FM4-OB110556 | Y | Y | Y | Y | Y
M3NHFScheduleOfRatesCode | FM4/Communal Oil Boiler:Breakdown Ne 1850Kw | FM4 - Communal Oil Boiler:Breakdown Ne 1850Kw, unit of measure IT | FM4-OB110561 | Y | Y | Y | Y | Y
M3NHFScheduleOfRatesCode | FM4/Communal Oil Boiler:Breakdown Ne 1850Kw Part Ne£40 | FM4 - Communal Oil Boiler:Breakdown Ne 1850Kw Part Ne£40, unit of measure IT | FM4-OB110562 | Y | Y | Y | Y | Y
M3NHFScheduleOfRatesCode | FM4/Communal Oil Boiler:Breakdown Ne1850Kw Part Ne£100 | FM4 - Communal Oil Boiler:Breakdown Ne1850Kw Part Ne£100, unit of measure IT | FM4-OB110563 | Y | Y | Y | Y | Y
M3NHFScheduleOfRatesCode | FM4/Communal Oil Boiler:Breakdown Ne1850Kw Part Ne£150 | FM4 - Communal Oil Boiler:Breakdown Ne1850Kw Part Ne£150, unit of measure IT | FM4-OB110564 | Y | Y | Y | Y | Y
M3NHFScheduleOfRatesCode | FM4/Communal Oil Boiler:Breakdown Ne1850Kw Part Ne£250 | FM4 - Communal Oil Boiler:Breakdown Ne1850Kw Part Ne£250, unit of measure IT | FM4-OB110565 | Y | Y | Y | Y | Y
M3NHFScheduleOfRatesCode | FM4/Communal Oil Boiler:Breakdown Ne1850Kw Part Ne£500 | FM4 - Communal Oil Boiler:Breakdown Ne1850Kw Part Ne£500, unit of measure IT | FM4-OB110566 | Y | Y | Y | Y | Y
M3NHFScheduleOfRatesCode | FM4/Public Address:Breakdown Repairs No Parts | FM4 - Public Address:Breakdown Repairs No Parts, unit of measure IT | FM4-PA010101 |  | Y | Y | Y | Y
M3NHFScheduleOfRatesCode | FM4/Public Address:Breakdown Repairs Parts £35.00 | FM4 - Public Address:Breakdown Repairs Parts £35.00, unit of measure IT | FM4-PA010103 |  | Y | Y | Y | Y
M3NHFScheduleOfRatesCode | FM4/Door Entry Doors:Washdown And Clean Powder Coated | FM4 - Door Entry Doors:Washdown And Clean Powder Coated, unit of measure IT | FM4-PA010374 | Y
M3NHFScheduleOfRatesCode | FM4/Door Entry Surfaces:Washdown Clean Powder Coated | FM4 - Door Entry Surfaces:Washdown Clean Powder Coated, unit of measure SM | FM4-PA010388 | Y
M3NHFScheduleOfRatesCode | FM4/Microphone Sound Systems:Breakdown No Parts | FM4 - Microphone Sound Systems:Breakdown No Parts, unit of measure IT | FM4-PA020101 |  | Y | Y | Y | Y
M3NHFScheduleOfRatesCode | FM4/Microphone Sound Systems:Breakdown Parts £35.00 | FM4 - Microphone Sound Systems:Breakdown Parts £35.00, unit of measure IT | FM4-PA020103 |  | Y | Y | Y | Y
M3NHFScheduleOfRatesCode | FM4/Door Entry Surfaces:Prepare 2 Coats Decor Stain | FM4 - Door Entry Surfaces:Prepare 2 Coats Decor Stain, unit of measure SM | FM4-PA021119 | Y
M3NHFScheduleOfRatesCode | FM4/Door Entry Frame:Prepare 2 Coats Stain Ne 300Mm | FM4 - Door Entry Frame:Prepare 2 Coats Stain Ne 300Mm, unit of measure LM | FM4-PA021121 | Y
M3NHFScheduleOfRatesCode | FM4/Door Entry:Prepare 2 Coats Stain Glazed Door (O/S) | FM4 - Door Entry:Prepare 2 Coats Stain Glazed Door (O/S), unit of measure IT | FM4-PA021123 | Y
M3NHFScheduleOfRatesCode | FM4/Door Entry:Prepare 2 Coat Stain Glazed Door (B/S) | FM4 - Door Entry:Prepare 2 Coat Stain Glazed Door (B/S), unit of measure IT | FM4-PA021125 | Y
M3NHFScheduleOfRatesCode | FM4/Background Music Systems:Breakdown No Parts | FM4 - Background Music Systems:Breakdown No Parts, unit of measure IT | FM4-PA030101 |  | Y | Y | Y | Y
M3NHFScheduleOfRatesCode | FM4/Background Music Systems:Breakdown Parts £35.00 | FM4 - Background Music Systems:Breakdown Parts £35.00, unit of measure IT | FM4-PA030103 |  | Y | Y | Y | Y
M3NHFScheduleOfRatesCode | FM4/Public Address:Breakdown Repairs No Parts | FM4 - Public Address:Breakdown Repairs No Parts, unit of measure IT | FM4-PS010101 | Y
M3NHFScheduleOfRatesCode | FM4/Public Address:Breakdown Repairs Parts £35 | FM4 - Public Address:Breakdown Repairs Parts £35, unit of measure IT | FM4-PS010103 | Y
M3NHFScheduleOfRatesCode | FM4/Microphone Sound Systems:Breakdown No Parts | FM4 - Microphone Sound Systems:Breakdown No Parts, unit of measure IT | FM4-PS020101 | Y
M3NHFScheduleOfRatesCode | FM4/Microphone Sound Systems:Breakdown Parts £35 | FM4 - Microphone Sound Systems:Breakdown Parts £35, unit of measure IT | FM4-PS020103 | Y
M3NHFScheduleOfRatesCode | FM4/Background Music Systems:Breakdown No Parts | FM4 - Background Music Systems:Breakdown No Parts, unit of measure IT | FM4-PS030101 | Y
M3NHFScheduleOfRatesCode | FM4/Background Music Systems:Breakdown Parts £35 | FM4 - Background Music Systems:Breakdown Parts £35, unit of measure IT | FM4-PS030103 | Y
M3NHFScheduleOfRatesCode | FM4/Pumps:Response/Repair No Parts | FM4 - Pumps:Response/Repair No Parts, unit of measure IT | FM4-PU010101 | Y | Y | Y
M3NHFScheduleOfRatesCode | FM4/Pumps:Response/Repair Parts Ne £40 | FM4 - Pumps:Response/Repair Parts Ne £40, unit of measure IT | FM4-PU010102 | Y | Y | Y | Y | Y
M3NHFScheduleOfRatesCode | FM4/Pumps:Response/Repair Parts Ne £100 | FM4 - Pumps:Response/Repair Parts Ne £100, unit of measure IT | FM4-PU010103 | Y | Y | Y | Y | Y
M3NHFScheduleOfRatesCode | FM4/Pumps:Response/Repair Parts Ne £150 | FM4 - Pumps:Response/Repair Parts Ne £150, unit of measure IT | FM4-PU010105 | Y | Y | Y | Y | Y
M3NHFScheduleOfRatesCode | FM4/Pumps:Response/Repair Parts Ne £200 | FM4 - Pumps:Response/Repair Parts Ne £200, unit of measure IT | FM4-PU010107 | Y | Y | Y | Y | Y
M3NHFScheduleOfRatesCode | FM4/Pumps:Response/Repair Parts Ne £250 | FM4 - Pumps:Response/Repair Parts Ne £250, unit of measure IT | FM4-PU010109 | Y | Y | Y | Y | Y
M3NHFScheduleOfRatesCode | FM4/Pumps:Response/Repair Parts Ne £300 | FM4 - Pumps:Response/Repair Parts Ne £300, unit of measure IT | FM4-PU010111 | Y | Y | Y | Y | Y
M3NHFScheduleOfRatesCode | FM4/Pumps:Response/Repair Parts Ne £350 | FM4 - Pumps:Response/Repair Parts Ne £350, unit of measure IT | FM4-PU010113 | Y | Y | Y
M3NHFScheduleOfRatesCode | FM4/Pumps:Response/Repair Parts Ne £400 | FM4 - Pumps:Response/Repair Parts Ne £400, unit of measure IT | FM4-PU010115 | Y | Y | Y
M3NHFScheduleOfRatesCode | FM4/Sump Pump:Renew 1000 Litre Single Phase | FM4 - Sump Pump:Renew 1000 Litre Single Phase, unit of measure NO | FM4-PU010201 | Y | Y | Y | Y | Y
M3NHFScheduleOfRatesCode | FM4/Sump Pump:Renew 2500 Litre Single Phase | FM4 - Sump Pump:Renew 2500 Litre Single Phase, unit of measure NO | FM4-PU010203 | Y | Y | Y | Y | Y
M3NHFScheduleOfRatesCode | FM4/Sump Pump:Renew 1000 Litre Three Phase | FM4 - Sump Pump:Renew 1000 Litre Three Phase, unit of measure NO | FM4-PU010205 | Y | Y | Y | Y | Y
M3NHFScheduleOfRatesCode | FM4/Sump Pump:Renew 2500 Litre Three Phase | FM4 - Sump Pump:Renew 2500 Litre Three Phase, unit of measure NO | FM4-PU010207 | Y | Y | Y | Y | Y
M3NHFScheduleOfRatesCode | FM4/Water Booster Pump:Six Month Service No Parts | FM4 - Water Booster Pump:Six Month Service No Parts, unit of measure IT | FM4-PU010701 | Y | Y | Y
M3NHFScheduleOfRatesCode | FM4/Water Booster Pump:Six Month Service Parts Ne £40 | FM4 - Water Booster Pump:Six Month Service Parts Ne £40, unit of measure IT | FM4-PU010703 | Y | Y | Y
M3NHFScheduleOfRatesCode | FM4/Water Booster Pump:Six Month Service Parts Ne £100 | FM4 - Water Booster Pump:Six Month Service Parts Ne £100, unit of measure IT | FM4-PU010705 | Y | Y | Y
M3NHFScheduleOfRatesCode | FM4/Roller Shutter:Manual Breakdown Ne 3M | FM4 - Roller Shutter:Manual Breakdown Ne 3M, unit of measure IT | FM4-RS010101 | Y | Y | Y | Y | Y
M3NHFScheduleOfRatesCode | FM4/Roller Shutter:Manual Breakdown Ne 5M | FM4 - Roller Shutter:Manual Breakdown Ne 5M, unit of measure IT | FM4-RS010103 | Y | Y | Y | Y | Y
M3NHFScheduleOfRatesCode | FM4/Roller Shutter:Manual Breakdown 3M No Parts | FM4 - Roller Shutter:Manual Breakdown 3M No Parts, unit of measure IT | FM4-RS010105 | Y | Y | Y | Y | Y
M3NHFScheduleOfRatesCode | FM4/Roller Shutter:Manual Breakdown 3M Parts Ne £40 | FM4 - Roller Shutter:Manual Breakdown 3M Parts Ne £40, unit of measure IT | FM4-RS010107 | Y | Y | Y | Y | Y
M3NHFScheduleOfRatesCode | FM4/Roller Shutter:Manual Breakdown 3M Parts Ne £100 | FM4 - Roller Shutter:Manual Breakdown 3M Parts Ne £100, unit of measure IT | FM4-RS010109 | Y | Y | Y | Y | Y
M3NHFScheduleOfRatesCode | FM4/Roller Shutter:Manual Breakdown 3M Parts Ne £150 | FM4 - Roller Shutter:Manual Breakdown 3M Parts Ne £150, unit of measure IT | FM4-RS010111 | Y | Y | Y | Y | Y
M3NHFScheduleOfRatesCode | FM4/Roller Shutter:Manual Breakdown 3M Parts Ne £200 | FM4 - Roller Shutter:Manual Breakdown 3M Parts Ne £200, unit of measure IT | FM4-RS010113 | Y | Y | Y | Y | Y
M3NHFScheduleOfRatesCode | FM4/Roller Shutter:Manual Breakdown 3M Parts Ne £500 | FM4 - Roller Shutter:Manual Breakdown 3M Parts Ne £500, unit of measure IT | FM4-RS010115 | Y | Y | Y | Y | Y
M3NHFScheduleOfRatesCode | FM4/Roller Shutter:Manual Breakdown 5M No Parts | FM4 - Roller Shutter:Manual Breakdown 5M No Parts, unit of measure IT | FM4-RS010117 | Y | Y | Y | Y | Y
M3NHFScheduleOfRatesCode | FM4/Roller Shutter:Manual Breakdown 5M Parts Ne £40 | FM4 - Roller Shutter:Manual Breakdown 5M Parts Ne £40, unit of measure IT | FM4-RS010119 | Y | Y | Y | Y | Y
M3NHFScheduleOfRatesCode | FM4/Roller Shutter:Manual Breakdown 5M Parts Ne £100 | FM4 - Roller Shutter:Manual Breakdown 5M Parts Ne £100, unit of measure IT | FM4-RS010121 | Y | Y | Y | Y | Y
M3NHFScheduleOfRatesCode | FM4/Roller Shutter:Manual Breakdown 5M Parts Ne £150 | FM4 - Roller Shutter:Manual Breakdown 5M Parts Ne £150, unit of measure IT | FM4-RS010123 | Y | Y | Y | Y | Y
M3NHFScheduleOfRatesCode | FM4/Roller Shutter:Manual Breakdown 5M Parts Ne £200 | FM4 - Roller Shutter:Manual Breakdown 5M Parts Ne £200, unit of measure IT | FM4-RS010125 | Y | Y | Y | Y | Y
M3NHFScheduleOfRatesCode | FM4/Roller Shutter:Manual Breakdown 5M Parts Ne £500 | FM4 - Roller Shutter:Manual Breakdown 5M Parts Ne £500, unit of measure IT | FM4-RS010127 | Y | Y | Y | Y | Y
M3NHFScheduleOfRatesCode | FM4/Roller Shutter:Electric Breakdown Ne 3M | FM4 - Roller Shutter:Electric Breakdown Ne 3M, unit of measure IT | FM4-RS020101 | Y | Y | Y | Y | Y
M3NHFScheduleOfRatesCode | FM4/Roller Shutter:Electric Breakdown Ne 5M | FM4 - Roller Shutter:Electric Breakdown Ne 5M, unit of measure IT | FM4-RS020103 | Y | Y | Y | Y | Y
M3NHFScheduleOfRatesCode | FM4/Roller Shutter:Electric Breakdown 3M No Parts | FM4 - Roller Shutter:Electric Breakdown 3M No Parts, unit of measure IT | FM4-RS020105 | Y | Y | Y | Y | Y
M3NHFScheduleOfRatesCode | FM4/Roller Shutter:Electric Breakdown 3M Parts Ne £40 | FM4 - Roller Shutter:Electric Breakdown 3M Parts Ne £40, unit of measure IT | FM4-RS020107 | Y | Y | Y | Y | Y
M3NHFScheduleOfRatesCode | FM4/Roller Shutter:Electric Breakdown 3M Parts Ne £100 | FM4 - Roller Shutter:Electric Breakdown 3M Parts Ne £100, unit of measure IT | FM4-RS020109 | Y | Y | Y | Y | Y
M3NHFScheduleOfRatesCode | FM4/Roller Shutter:Electric Breakdown 3M Parts Ne £150 | FM4 - Roller Shutter:Electric Breakdown 3M Parts Ne £150, unit of measure IT | FM4-RS020111 | Y | Y | Y | Y | Y
M3NHFScheduleOfRatesCode | FM4/Roller Shutter:Electric Breakdown 3M Parts Ne £200 | FM4 - Roller Shutter:Electric Breakdown 3M Parts Ne £200, unit of measure IT | FM4-RS020113 | Y | Y | Y | Y | Y
M3NHFScheduleOfRatesCode | FM4/Roller Shutter:Electric Breakdown 3M Parts Ne £500 | FM4 - Roller Shutter:Electric Breakdown 3M Parts Ne £500, unit of measure IT | FM4-RS020115 | Y | Y | Y | Y | Y
M3NHFScheduleOfRatesCode | FM4/Roller Shutter:Electric Breakdown 5M No Parts | FM4 - Roller Shutter:Electric Breakdown 5M No Parts, unit of measure IT | FM4-RS020117 | Y | Y | Y | Y | Y
M3NHFScheduleOfRatesCode | FM4/Roller Shutter:Electric Breakdown 5M Parts Ne £40 | FM4 - Roller Shutter:Electric Breakdown 5M Parts Ne £40, unit of measure IT | FM4-RS020119 | Y | Y | Y | Y | Y
M3NHFScheduleOfRatesCode | FM4/Roller Shutter:Electric Breakdown 5M Parts Ne £100 | FM4 - Roller Shutter:Electric Breakdown 5M Parts Ne £100, unit of measure IT | FM4-RS020121 | Y | Y | Y | Y | Y
M3NHFScheduleOfRatesCode | FM4/Roller Shutter:Electric Breakdown 5M Parts Ne £150 | FM4 - Roller Shutter:Electric Breakdown 5M Parts Ne £150, unit of measure IT | FM4-RS020123 | Y | Y | Y | Y | Y
M3NHFScheduleOfRatesCode | FM4/Roller Shutter:Electric Breakdown 5M Parts Ne £200 | FM4 - Roller Shutter:Electric Breakdown 5M Parts Ne £200, unit of measure IT | FM4-RS020125 | Y | Y | Y | Y | Y
M3NHFScheduleOfRatesCode | FM4/Roller Shutter:Electric Breakdown 5M Parts Ne £500 | FM4 - Roller Shutter:Electric Breakdown 5M Parts Ne £500, unit of measure IT | FM4-RS020127 | Y | Y | Y | Y | Y
M3NHFScheduleOfRatesCode | FM4/Roller Shutter:Manual Periodic Inspection Service | FM4 - Roller Shutter:Manual Periodic Inspection Service, unit of measure IT | FM4-RS030101 | Y | Y | Y | Y | Y
M3NHFScheduleOfRatesCode | FM4/Roller Shutter:Electric Periodic Inspect Service | FM4 - Roller Shutter:Electric Periodic Inspect Service, unit of measure IT | FM4-RS040101 | Y | Y | Y | Y | Y
M3NHFScheduleOfRatesCode | FM4/Internal Shutter:Manual Breakdown | FM4 - Internal Shutter:Manual Breakdown, unit of measure IT | FM4-RS050101 | Y | Y | Y | Y | Y
M3NHFScheduleOfRatesCode | FM4/Internal Shutter:Manual Breakdown No Parts | FM4 - Internal Shutter:Manual Breakdown No Parts, unit of measure IT | FM4-RS050103 | Y | Y | Y | Y | Y
M3NHFScheduleOfRatesCode | FM4/Internal Shutter:Manual Breakdown Parts Ne £40 | FM4 - Internal Shutter:Manual Breakdown Parts Ne £40, unit of measure IT | FM4-RS050105 | Y | Y | Y | Y | Y
M3NHFScheduleOfRatesCode | FM4/Internal Shutter:Manual Breakdown Parts Ne £100 | FM4 - Internal Shutter:Manual Breakdown Parts Ne £100, unit of measure IT | FM4-RS050107 | Y | Y | Y | Y | Y
M3NHFScheduleOfRatesCode | FM4/Internal Shutter:Electric Breakdown | FM4 - Internal Shutter:Electric Breakdown, unit of measure IT | FM4-RS060101 | Y | Y | Y | Y | Y
M3NHFScheduleOfRatesCode | FM4/Internal Shutter:Manualelectric Breakdown No Parts | FM4 - Internal Shutter:Manualelectric Breakdown No Parts, unit of measure IT | FM4-RS060103 | Y | Y | Y | Y | Y
M3NHFScheduleOfRatesCode | FM4/Internal Shutter:Electric Breakdown Parts Ne £40 | FM4 - Internal Shutter:Electric Breakdown Parts Ne £40, unit of measure IT | FM4-RS060105 | Y | Y | Y | Y | Y
M3NHFScheduleOfRatesCode | FM4/Internal Shutter:Electric Breakdown Parts Ne £100 | FM4 - Internal Shutter:Electric Breakdown Parts Ne £100, unit of measure IT | FM4-RS060107 | Y | Y | Y | Y | Y
M3NHFScheduleOfRatesCode | FM4/Internal Shutter:Manual Periodic Inspect Service | FM4 - Internal Shutter:Manual Periodic Inspect Service, unit of measure IT | FM4-RS070101 | Y | Y | Y | Y | Y
M3NHFScheduleOfRatesCode | FM4/Internal Shutter:Electric Periodic Inspect Service | FM4 - Internal Shutter:Electric Periodic Inspect Service, unit of measure IT | FM4-RS080101 | Y | Y | Y | Y | Y
M3NHFScheduleOfRatesCode | FM4/Test:Occupied Property Certificate 1 Bed Flat | FM4 - Test:Occupied Property Certificate 1 Bed Flat, unit of measure IT | FM4-TC010101 | Y | Y | Y | Y | Y
M3NHFScheduleOfRatesCode | FM4/Test:Occupied Property Certificate 2 Bed Flat | FM4 - Test:Occupied Property Certificate 2 Bed Flat, unit of measure IT | FM4-TC010103 | Y | Y | Y | Y | Y
M3NHFScheduleOfRatesCode | FM4/Test:Occupied Property Certificate 1 Bed Bungalow | FM4 - Test:Occupied Property Certificate 1 Bed Bungalow, unit of measure IT | FM4-TC010201 | Y | Y | Y | Y | Y
M3NHFScheduleOfRatesCode | FM4/Test:Occupied Property Certificate 2 Bed Bungalow | FM4 - Test:Occupied Property Certificate 2 Bed Bungalow, unit of measure IT | FM4-TC010203 | Y | Y | Y | Y | Y
M3NHFScheduleOfRatesCode | FM4/Test:Occupied Property Certificate 2 Bed House | FM4 - Test:Occupied Property Certificate 2 Bed House, unit of measure IT | FM4-TC010301 | Y | Y | Y | Y | Y
M3NHFScheduleOfRatesCode | FM4/Test:Occupied Property Certificate 3 Bed House | FM4 - Test:Occupied Property Certificate 3 Bed House, unit of measure IT | FM4-TC010303 | Y | Y | Y | Y | Y
M3NHFScheduleOfRatesCode | FM4/Test:Occupied Property Certificate 4 Bed House | FM4 - Test:Occupied Property Certificate 4 Bed House, unit of measure IT | FM4-TC010305 | Y | Y | Y | Y | Y
M3NHFScheduleOfRatesCode | FM4/Test:Occupied Property Certificate 5 Bed House | FM4 - Test:Occupied Property Certificate 5 Bed House, unit of measure IT | FM4-TC010307 | Y | Y | Y | Y | Y
M3NHFScheduleOfRatesCode | FM4/Test:Occupied Property Certificate 6 Bed House | FM4 - Test:Occupied Property Certificate 6 Bed House, unit of measure IT | FM4-TC010309 | Y | Y | Y
M3NHFScheduleOfRatesCode | FM4/Test:Occupied Property Certificate - Economy 7 | FM4 - Test:Occupied Property Certificate - Economy 7, unit of measure IT | FM4-TC010401 | Y | Y | Y | Y | Y
M3NHFScheduleOfRatesCode | FM4/Test:Sheltered Scheme 4 Sub-Mains | FM4 - Test:Sheltered Scheme 4 Sub-Mains, unit of measure IT | FM4-TC010501 | Y | Y | Y | Y | Y
M3NHFScheduleOfRatesCode | FM4/Test:Sheltered Scheme 6 Sub-Mains | FM4 - Test:Sheltered Scheme 6 Sub-Mains, unit of measure IT | FM4-TC010503 | Y | Y | Y | Y | Y
M3NHFScheduleOfRatesCode | FM4/Test:Sheltered Scheme 8 Sub-Mains | FM4 - Test:Sheltered Scheme 8 Sub-Mains, unit of measure IT | FM4-TC010505 | Y | Y | Y | Y | Y
M3NHFScheduleOfRatesCode | FM4/Test:Sheltered Scheme 10 Sub-Mains | FM4 - Test:Sheltered Scheme 10 Sub-Mains, unit of measure IT | FM4-TC010507 | Y | Y | Y | Y | Y
M3NHFScheduleOfRatesCode | FM4/Test:Sheltered Scheme - Economy 7 - 4 Sub-Mains | FM4 - Test:Sheltered Scheme - Economy 7 - 4 Sub-Mains, unit of measure IT | FM4-TC010509 | Y | Y | Y | Y | Y
M3NHFScheduleOfRatesCode | FM4/Inspect:Landlords Circuits Walkup Flats 3 Floors | FM4 - Inspect:Landlords Circuits Walkup Flats 3 Floors, unit of measure IT | FM4-TC020101 | Y | Y | Y | Y | Y
M3NHFScheduleOfRatesCode | FM4/Inspect:Landlords Circuits Flats 4 Floors | FM4 - Inspect:Landlords Circuits Flats 4 Floors, unit of measure IT | FM4-TC020103 | Y | Y | Y | Y | Y
M3NHFScheduleOfRatesCode | FM4/Inspect:Landlords Circuits Flats Multi Floors | FM4 - Inspect:Landlords Circuits Flats Multi Floors, unit of measure IT | FM4-TC020105 | Y | Y | Y | Y | Y
M3NHFScheduleOfRatesCode | FM4/Inspect:Landlords Circuits Sheltered 2 Floors | FM4 - Inspect:Landlords Circuits Sheltered 2 Floors, unit of measure IT | FM4-TC020201 | Y | Y | Y | Y | Y
M3NHFScheduleOfRatesCode | FM4/Inspect:Landlords Circuits Sheltered 3 Floors | FM4 - Inspect:Landlords Circuits Sheltered 3 Floors, unit of measure IT | FM4-TC020203 | Y | Y | Y | Y | Y
M3NHFScheduleOfRatesCode | FM4/Inspect:Landlords Circuits Car Park Areas | FM4 - Inspect:Landlords Circuits Car Park Areas, unit of measure IT | FM4-TC020301 | Y | Y | Y | Y | Y
M3NHFScheduleOfRatesCode | FM4/Inspect:Landlords Circuits Offices Ne 300Sm | FM4 - Inspect:Landlords Circuits Offices Ne 300Sm, unit of measure IT | FM4-TC020401 | Y | Y | Y | Y | Y
M3NHFScheduleOfRatesCode | FM4/Inspect:Landlords Circuits Offices Ne 500Sm | FM4 - Inspect:Landlords Circuits Offices Ne 500Sm, unit of measure IT | FM4-TC020403 | Y | Y | Y | Y | Y
M3NHFScheduleOfRatesCode | FM4/Inspect:Landlords Circuits Offices Ne 1000Sm | FM4 - Inspect:Landlords Circuits Offices Ne 1000Sm, unit of measure IT | FM4-TC020405 | Y | Y | Y | Y | Y
M3NHFScheduleOfRatesCode | FM4/Inspect:Landlords Circuits Offices Ne 1500Sm | FM4 - Inspect:Landlords Circuits Offices Ne 1500Sm, unit of measure IT | FM4-TC020407 | Y | Y | Y | Y | Y
M3NHFScheduleOfRatesCode | FM4/Inspect:Landlords Circuits Offices Ne 2000Sm | FM4 - Inspect:Landlords Circuits Offices Ne 2000Sm, unit of measure IT | FM4-TC020409 | Y | Y | Y | Y | Y
M3NHFScheduleOfRatesCode | FM4/Inspect:Landlords Circuits Commer Units Ne 50Sm | FM4 - Inspect:Landlords Circuits Commer Units Ne 50Sm, unit of measure IT | FM4-TC020601 | Y
M3NHFScheduleOfRatesCode | FM4/Inspect:Landlords Circuits Commer Units Ne 75Sm | FM4 - Inspect:Landlords Circuits Commer Units Ne 75Sm, unit of measure IT | FM4-TC020603 | Y
M3NHFScheduleOfRatesCode | FM4/Inspect:Landlords Circuits Commer Units Ne 20Sm | FM4 - Inspect:Landlords Circuits Commer Units Ne 20Sm, unit of measure IT | FM4-TC020605 | Y
M3NHFScheduleOfRatesCode | FM4/Inspect:Landlords Circuits Commer Units Ne 100Sm | FM4 - Inspect:Landlords Circuits Commer Units Ne 100Sm, unit of measure IT | FM4-TC020607 | Y
M3NHFScheduleOfRatesCode | FM4/Inspect:Landlords Circuits Commer Units Ne 200Sm | FM4 - Inspect:Landlords Circuits Commer Units Ne 200Sm, unit of measure IT | FM4-TC020609 | Y
M3NHFScheduleOfRatesCode | FM4/Inspect:Landlords Circuits Commer Units Ne 350Sm | FM4 - Inspect:Landlords Circuits Commer Units Ne 350Sm, unit of measure IT | FM4-TC020611 | Y
M3NHFScheduleOfRatesCode | FM4/Inspect:Landlords Circuits Commer Units Ne 500Sm | FM4 - Inspect:Landlords Circuits Commer Units Ne 500Sm, unit of measure IT | FM4-TC020613 | Y
M3NHFScheduleOfRatesCode | FM4/Portable Appliance:Annual Test - Only Item | FM4 - Portable Appliance:Annual Test - Only Item, unit of measure NO | FM4-TC030101 |  | Y | Y | Y | Y
M3NHFScheduleOfRatesCode | FM4/Portable Appliance:Annual Test - 1-5 Items | FM4 - Portable Appliance:Annual Test - 1-5 Items, unit of measure NO | FM4-TC030103 | Y | Y | Y | Y | Y
M3NHFScheduleOfRatesCode | FM4/Portable Appliance:Annual Test - 6-10 Items | FM4 - Portable Appliance:Annual Test - 6-10 Items, unit of measure NO | FM4-TC030105 | Y | Y | Y | Y | Y
M3NHFScheduleOfRatesCode | FM4/Portable Appliance:Annual Test - 11-50 Items | FM4 - Portable Appliance:Annual Test - 11-50 Items, unit of measure NO | FM4-TC030107 | Y | Y | Y | Y | Y
M3NHFScheduleOfRatesCode | FM4/Portable Appliance:Annual Test - 51-200 Items | FM4 - Portable Appliance:Annual Test - 51-200 Items, unit of measure NO | FM4-TC030109 | Y | Y | Y | Y | Y
M3NHFScheduleOfRatesCode | FM4/Portable Appliance:Annual Test - 201-400 Items | FM4 - Portable Appliance:Annual Test - 201-400 Items, unit of measure NO | FM4-TC030111 | Y | Y | Y | Y | Y
M3NHFScheduleOfRatesCode | FM4/Portable Appliance:Annual Test - 401-600 Items | FM4 - Portable Appliance:Annual Test - 401-600 Items, unit of measure NO | FM4-TC030113 | Y | Y | Y
M3NHFScheduleOfRatesCode | FM4/Portable Appliance:Annual Test - Over 600 Items | FM4 - Portable Appliance:Annual Test - Over 600 Items, unit of measure NO | FM4-TC030115 | Y | Y | Y
M3NHFScheduleOfRatesCode | FM4/It Equipment:Annual Inspection - Ne 10 Items | FM4 - It Equipment:Annual Inspection - Ne 10 Items, unit of measure NO | FM4-TC030201 | Y | Y | Y | Y | Y
M3NHFScheduleOfRatesCode | FM4/It Equipment:Annual Inspection - 11-50 Items | FM4 - It Equipment:Annual Inspection - 11-50 Items, unit of measure NO | FM4-TC030202 | Y | Y | Y
M3NHFScheduleOfRatesCode | FM4/It Equipment:Annual Inspection - 51-200 Items | FM4 - It Equipment:Annual Inspection - 51-200 Items, unit of measure NO | FM4-TC030203 | Y | Y | Y | Y | Y
M3NHFScheduleOfRatesCode | FM4/It Equipment:Annual Inspection - 201-400 Items | FM4 - It Equipment:Annual Inspection - 201-400 Items, unit of measure NO | FM4-TC030205 | Y | Y | Y | Y | Y
M3NHFScheduleOfRatesCode | FM4/It Equipment:Annual Inspection - 401-600 Items | FM4 - It Equipment:Annual Inspection - 401-600 Items, unit of measure NO | FM4-TC030207 | Y | Y | Y | Y | Y
M3NHFScheduleOfRatesCode | FM4/It Equipment:Annual Inspection - Over 600 Items | FM4 - It Equipment:Annual Inspection - Over 600 Items, unit of measure NO | FM4-TC030209 | Y | Y | Y
M3NHFScheduleOfRatesCode | FM4/Catering Equipment:Annual Inspection | FM4 - Catering Equipment:Annual Inspection, unit of measure NO | FM4-TC030301 | Y | Y | Y | Y | Y
M3NHFScheduleOfRatesCode | FM4/Laundry Equipment:Annual Inspection | FM4 - Laundry Equipment:Annual Inspection, unit of measure NO | FM4-TC030303 | Y | Y | Y
M3NHFScheduleOfRatesCode | FM4/Inspection:Report On No Equipment Site | FM4 - Inspection:Report On No Equipment Site, unit of measure NO | FM4-TC030401 | Y | Y | Y | Y | Y
M3NHFScheduleOfRatesCode | FM4/Communal Tv:Breakdown Block Ne 20 Dwellings | FM4 - Communal Tv:Breakdown Block Ne 20 Dwellings, unit of measure IT | FM4-TV010301 | Y | Y | Y | Y | Y
M3NHFScheduleOfRatesCode | FM4/Communal Tv:Breakdown Block Over 20 Dwellings | FM4 - Communal Tv:Breakdown Block Over 20 Dwellings, unit of measure IT | FM4-TV010303 | Y | Y | Y | Y | Y
M3NHFScheduleOfRatesCode | FM4/Tv System:Attend To Fault Repair Parts Ne £100.00 | FM4 - Tv System:Attend To Fault Repair Parts Ne £100.00, unit of measure IT | FM4-TV010305 | Y | Y | Y
M3NHFScheduleOfRatesCode | FM4/Tv System:Attend To Fault Repair Parts Ne £150.00 | FM4 - Tv System:Attend To Fault Repair Parts Ne £150.00, unit of measure IT | FM4-TV010307 | Y | Y | Y
M3NHFScheduleOfRatesCode | FM4/Tv System:Attend To Fault Repair Parts Ne £250.00 | FM4 - Tv System:Attend To Fault Repair Parts Ne £250.00, unit of measure IT | FM4-TV010309 | Y | Y | Y
M3NHFScheduleOfRatesCode | FM4/Tv System:Attend To Fault Repair Parts Ne £500.00 | FM4 - Tv System:Attend To Fault Repair Parts Ne £500.00, unit of measure IT | FM4-TV010311 | Y | Y | Y
M3NHFScheduleOfRatesCode | FM4/Tv System:Attend To Fault Repair Parts Ne £1000.00 | FM4 - Tv System:Attend To Fault Repair Parts Ne £1000.00, unit of measure IT | FM4-TV010313 | Y | Y | Y
M3NHFScheduleOfRatesCode | FM4/Tv Aerial:Rewire Coaxial Ne 10M | FM4 - Tv Aerial:Rewire Coaxial Ne 10M, unit of measure IT | FM4-TV020101 | Y | Y | Y | Y | Y
M3NHFScheduleOfRatesCode | FM4/Tv Aerial:Rewire Coaxial 10-20M | FM4 - Tv Aerial:Rewire Coaxial 10-20M, unit of measure IT | FM4-TV020103 | Y | Y | Y | Y | Y
M3NHFScheduleOfRatesCode | FM4/Tv Aerial:Rewire Coaxial Over 20M | FM4 - Tv Aerial:Rewire Coaxial Over 20M, unit of measure IT | FM4-TV020105 | Y | Y | Y | Y | Y
M3NHFScheduleOfRatesCode | FM4/Tv Aerial Masts:Renew 2M | FM4 - Tv Aerial Masts:Renew 2M, unit of measure IT | FM4-TV020301 | Y | Y | Y | Y | Y
M3NHFScheduleOfRatesCode | FM4/Tv Aerial Masts:Renew 4M | FM4 - Tv Aerial Masts:Renew 4M, unit of measure IT | FM4-TV020303 | Y | Y | Y | Y | Y
M3NHFScheduleOfRatesCode | FM4/Tv Aerial Masts:Renew 8M | FM4 - Tv Aerial Masts:Renew 8M, unit of measure IT | FM4-TV020305 | Y | Y | Y | Y | Y
M3NHFScheduleOfRatesCode | FM4/Tv Aerial:Renew 18 Element | FM4 - Tv Aerial:Renew 18 Element, unit of measure IT | FM4-TV020401 | Y | Y | Y | Y | Y
M3NHFScheduleOfRatesCode | FM4/Tv Aerial:Renew Multi Element - Medium | FM4 - Tv Aerial:Renew Multi Element - Medium, unit of measure IT | FM4-TV020403 | Y | Y | Y | Y | Y
M3NHFScheduleOfRatesCode | FM4/Tv Aerial:Renew Multi Element - High | FM4 - Tv Aerial:Renew Multi Element - High, unit of measure IT | FM4-TV020405 | Y | Y | Y | Y | Y
M3NHFScheduleOfRatesCode | FM4/Tv Masthead Amplifier:Renew | FM4 - Tv Masthead Amplifier:Renew, unit of measure NO | FM4-TV020501 | Y | Y | Y | Y | Y
M3NHFScheduleOfRatesCode | FM4/Tv Amplifier:Renew Two Channel | FM4 - Tv Amplifier:Renew Two Channel, unit of measure NO | FM4-TV020503 | Y | Y | Y | Y | Y
M3NHFScheduleOfRatesCode | FM4/Tv Amplifier:Renew Head End | FM4 - Tv Amplifier:Renew Head End, unit of measure NO | FM4-TV020505 | Y | Y | Y
M3NHFScheduleOfRatesCode | FM4/Tv Channel Equaliser:Renew | FM4 - Tv Channel Equaliser:Renew, unit of measure NO | FM4-TV020603 | Y | Y | Y | Y | Y
M3NHFScheduleOfRatesCode | FM4/Tv Splitter:Renew | FM4 - Tv Splitter:Renew, unit of measure NO | FM4-TV020605 | Y | Y | Y | Y | Y
M3NHFScheduleOfRatesCode | FM4/Tv Repeater Amplifier:Renew | FM4 - Tv Repeater Amplifier:Renew, unit of measure NO | FM4-TV020609 | Y | Y | Y | Y | Y
M3NHFScheduleOfRatesCode | FM4/Tv Splitter/Combiner:Renew | FM4 - Tv Splitter/Combiner:Renew, unit of measure NO | FM4-TV020611 | Y | Y | Y | Y | Y
M3NHFScheduleOfRatesCode | FM4/Tv Line Tap:Renew | FM4 - Tv Line Tap:Renew, unit of measure NO | FM4-TV020613 | Y | Y | Y | Y | Y
M3NHFScheduleOfRatesCode | FM4/Tv In Line Attenuator:Renew | FM4 - Tv In Line Attenuator:Renew, unit of measure NO | FM4-TV020615 | Y | Y | Y | Y | Y
M3NHFScheduleOfRatesCode | FM4/Tv Outlet:Renew Isolated Single Socket | FM4 - Tv Outlet:Renew Isolated Single Socket, unit of measure NO | FM4-TV020701 | Y | Y | Y | Y | Y
M3NHFScheduleOfRatesCode | FM4/Tv Outlet:Renew Isolated In Line Inductive Socket | FM4 - Tv Outlet:Renew Isolated In Line Inductive Socket, unit of measure NO | FM4-TV020703 | Y | Y | Y | Y | Y
M3NHFScheduleOfRatesCode | FM4/Tv Outlet:Renew Isolated In Line Resistive Socket | FM4 - Tv Outlet:Renew Isolated In Line Resistive Socket, unit of measure NO | FM4-TV020705 | Y | Y | Y | Y | Y
M3NHFScheduleOfRatesCode | FM4/Tv Outlet:Renew Triple Socket | FM4 - Tv Outlet:Renew Triple Socket, unit of measure NO | FM4-TV020707 | Y | Y | Y | Y | Y
M3NHFScheduleOfRatesCode | FM4/Tv Outlet:Renew Fly Lead Ne 1.5M | FM4 - Tv Outlet:Renew Fly Lead Ne 1.5M, unit of measure NO | FM4-TV020709 | Y | Y | Y | Y | Y
M3NHFScheduleOfRatesCode | FM4/Tv Outlet:Renew Fly Lead Over 1.5 And Ne 5M | FM4 - Tv Outlet:Renew Fly Lead Over 1.5 And Ne 5M, unit of measure NO | FM4-TV020711 | Y | Y | Y | Y | Y
M3NHFScheduleOfRatesCode | FM4/Conduit:Install 20Mm Steel Make Good | FM4 - Conduit:Install 20Mm Steel Make Good, unit of measure LM | FM4-TV020801 | Y | Y | Y | Y | Y
M3NHFScheduleOfRatesCode | FM4/Mini-Trunking:Install 25 X 32Mm | FM4 - Mini-Trunking:Install 25 X 32Mm, unit of measure LM | FM4-TV020803 | Y | Y | Y | Y | Y
M3NHFScheduleOfRatesCode | FM4/Co-Axial Cable:Install 1/1.67Mm Cable | FM4 - Co-Axial Cable:Install 1/1.67Mm Cable, unit of measure LM | FM4-TV020805 | Y | Y | Y | Y | Y
M3NHFScheduleOfRatesCode | FM4/Co-Axial Cable:Install 1/1.25Mm Cable | FM4 - Co-Axial Cable:Install 1/1.25Mm Cable, unit of measure LM | FM4-TV020807 | Y | Y | Y
M3NHFScheduleOfRatesCode | FM4/Co-Axial Cable:Install 1/1.00Mm Cable | FM4 - Co-Axial Cable:Install 1/1.00Mm Cable, unit of measure LM | FM4-TV020809 | Y | Y | Y
M3NHFScheduleOfRatesCode | FM4/Satellite Dish Antenna:Renew 60Cm | FM4 - Satellite Dish Antenna:Renew 60Cm, unit of measure NO | FM4-TV030101 | Y | Y | Y | Y | Y
M3NHFScheduleOfRatesCode | FM4/Satellite Dish Antenna:Renew 90Cm | FM4 - Satellite Dish Antenna:Renew 90Cm, unit of measure NO | FM4-TV030103 | Y | Y | Y | Y | Y
M3NHFScheduleOfRatesCode | FM4/Satellite Dish:Renew 100Cm | FM4 - Satellite Dish:Renew 100Cm, unit of measure NO | FM4-TV030105 | Y | Y | Y | Y | Y
M3NHFScheduleOfRatesCode | FM4/Satellite Dish:Renew 150Cm | FM4 - Satellite Dish:Renew 150Cm, unit of measure NO | FM4-TV030107 | Y | Y | Y
M3NHFScheduleOfRatesCode | FM4/Lnb Dish:Renew 60Cm | FM4 - Lnb Dish:Renew 60Cm, unit of measure NO | FM4-TV030201 | Y | Y | Y | Y | Y
M3NHFScheduleOfRatesCode | FM4/Communal Tv Satellite:Periodic Inspect Ne 6 System | FM4 - Communal Tv Satellite:Periodic Inspect Ne 6 System, unit of measure IT | FM4-TV040201 | Y | Y | Y | Y | Y
M3NHFScheduleOfRatesCode | FM4/Communal Tv Satellite:Periodic Inspect Ne20 System | FM4 - Communal Tv Satellite:Periodic Inspect Ne20 System, unit of measure IT | FM4-TV040203 | Y | Y | Y | Y | Y
M3NHFScheduleOfRatesCode | FM4/Communal Tv Satellite:Periodic Inspect Ne40 System | FM4 - Communal Tv Satellite:Periodic Inspect Ne40 System, unit of measure IT | FM4-TV040205 | Y | Y | Y | Y | Y
M3NHFScheduleOfRatesCode | FM4/Communal Tv Satellite:Periodic Inspect Ne60 System | FM4 - Communal Tv Satellite:Periodic Inspect Ne60 System, unit of measure IT | FM4-TV040207 | Y | Y | Y | Y | Y
M3NHFScheduleOfRatesCode | FM4/Communal Tv Satellite:Periodic Inspect Ne 80 Multi | FM4 - Communal Tv Satellite:Periodic Inspect Ne 80 Multi, unit of measure IT | FM4-TV040209 | Y | Y | Y
M3NHFScheduleOfRatesCode | FM4/Fan:Renew 'V' And Retention Belt 300Mm Impeller | FM4 - Fan:Renew 'V' And Retention Belt 300Mm Impeller, unit of measure NO | FM4-VE040001 | Y | Y | Y | Y | Y
M3NHFScheduleOfRatesCode | FM4/Fan:Renew 'V' Belt To 300Mm Dia Impeller | FM4 - Fan:Renew 'V' Belt To 300Mm Dia Impeller, unit of measure NO | FM4-VE040003 | Y | Y | Y | Y | Y
M3NHFScheduleOfRatesCode | FM4/Fan:Renew 'V' And Retention Belt 600Mm Impeller | FM4 - Fan:Renew 'V' And Retention Belt 600Mm Impeller, unit of measure NO | FM4-VE040005 | Y | Y | Y | Y | Y
M3NHFScheduleOfRatesCode | FM4/Fan:Renew 'V' Belt To 300-600Mm Dia Impeller | FM4 - Fan:Renew 'V' Belt To 300-600Mm Dia Impeller, unit of measure NO | FM4-VE040007 | Y | Y | Y | Y | Y
M3NHFScheduleOfRatesCode | FM4/Fan:Renew 'V' And Retention Belt 900Mm Impeller | FM4 - Fan:Renew 'V' And Retention Belt 900Mm Impeller, unit of measure NO | FM4-VE040009 | Y | Y | Y | Y | Y
M3NHFScheduleOfRatesCode | FM4/Fan:Renew 'V' Belt To 900Mm Dia Impeller | FM4 - Fan:Renew 'V' Belt To 900Mm Dia Impeller, unit of measure NO | FM4-VE040011 | Y | Y | Y | Y | Y
M3NHFScheduleOfRatesCode | FM4/Fan:Renew Circular Flexible Connection Ne 300Mm | FM4 - Fan:Renew Circular Flexible Connection Ne 300Mm, unit of measure NO | FM4-VE040013 | Y | Y | Y | Y | Y
M3NHFScheduleOfRatesCode | FM4/Fan:Renew Circular Flexible Connection 300-600Mm | FM4 - Fan:Renew Circular Flexible Connection 300-600Mm, unit of measure NO | FM4-VE040015 | Y | Y | Y | Y | Y
M3NHFScheduleOfRatesCode | FM4/Fan:Renew Circular Flexible Connection 600-900Mm | FM4 - Fan:Renew Circular Flexible Connection 600-900Mm, unit of measure NO | FM4-VE040017 | Y | Y | Y | Y | Y
M3NHFScheduleOfRatesCode | FM4/Fan:Renew Rectangular Flexible Connection 1-2M | FM4 - Fan:Renew Rectangular Flexible Connection 1-2M, unit of measure NO | FM4-VE040019 | Y | Y | Y | Y | Y
M3NHFScheduleOfRatesCode | FM4/Fan:Renew Rectangular Flexible Connection Over 2M | FM4 - Fan:Renew Rectangular Flexible Connection Over 2M, unit of measure NO | FM4-VE040021 | Y | Y | Y | Y | Y
M3NHFScheduleOfRatesCode | FM4/Fan:Cleaning Centrifugal Fan - Ne 300Mm | FM4 - Fan:Cleaning Centrifugal Fan - Ne 300Mm, unit of measure NO | FM4-VE040023 | Y | Y | Y | Y | Y
M3NHFScheduleOfRatesCode | FM4/Fan:Cleaning Centrifugal Fan - 300-600Mm | FM4 - Fan:Cleaning Centrifugal Fan - 300-600Mm, unit of measure NO | FM4-VE040025 | Y | Y | Y | Y | Y
M3NHFScheduleOfRatesCode | FM4/Fan:Cleaning Centrifugal Fan - 600-900Mm | FM4 - Fan:Cleaning Centrifugal Fan - 600-900Mm, unit of measure NO | FM4-VE040027 | Y | Y | Y | Y | Y
M3NHFScheduleOfRatesCode | FM4/Fan:Cleaning Centrifugal Fan - 1-2M | FM4 - Fan:Cleaning Centrifugal Fan - 1-2M, unit of measure NO | FM4-VE040029 | Y | Y | Y | Y | Y
M3NHFScheduleOfRatesCode | FM4/Fan:Cleaning Centrifugal Fan - Over 2M | FM4 - Fan:Cleaning Centrifugal Fan - Over 2M, unit of measure NO | FM4-VE040031 | Y | Y | Y | Y | Y
M3NHFScheduleOfRatesCode | FM4/Fan:Cleaning Axial Fan - Ne 300Mm | FM4 - Fan:Cleaning Axial Fan - Ne 300Mm, unit of measure NO | FM4-VE040033 | Y | Y | Y | Y | Y
M3NHFScheduleOfRatesCode | FM4/Fan:Cleaning Axial Fan - 300-600Mm | FM4 - Fan:Cleaning Axial Fan - 300-600Mm, unit of measure NO | FM4-VE040035 | Y | Y | Y | Y | Y
M3NHFScheduleOfRatesCode | FM4/Fan:Cleaning Axial Fan - 600-900Mm | FM4 - Fan:Cleaning Axial Fan - 600-900Mm, unit of measure NO | FM4-VE040037 | Y | Y | Y | Y | Y
M3NHFScheduleOfRatesCode | FM4/Fan:Cleaning Axial Fan - 900-1200Mm | FM4 - Fan:Cleaning Axial Fan - 900-1200Mm, unit of measure NO | FM4-VE040039 | Y | Y | Y | Y | Y
M3NHFScheduleOfRatesCode | FM4/Fan:Cleaning Roof Extract Fan - Ne 300Mm | FM4 - Fan:Cleaning Roof Extract Fan - Ne 300Mm, unit of measure NO | FM4-VE040041 | Y | Y | Y | Y | Y
M3NHFScheduleOfRatesCode | FM4/Fan:Cleaning Roof Extract Fan - 300-600Mm | FM4 - Fan:Cleaning Roof Extract Fan - 300-600Mm, unit of measure NO | FM4-VE040043 | Y | Y | Y | Y | Y
M3NHFScheduleOfRatesCode | FM4/Fan:Cleaning Roof Extract Fan - 600-900Mm | FM4 - Fan:Cleaning Roof Extract Fan - 600-900Mm, unit of measure NO | FM4-VE040045 | Y | Y | Y | Y | Y
M3NHFScheduleOfRatesCode | FM4/Fan:Cleaning Roof Extract Fan - 900-1200Mm | FM4 - Fan:Cleaning Roof Extract Fan - 900-1200Mm, unit of measure NO | FM4-VE040047 | Y | Y | Y | Y | Y
M3NHFScheduleOfRatesCode | FM4/Duct:Clean Dampers/Coil/Vanes -Duct Ne 300 Mm2 | FM4 - Duct:Clean Dampers/Coil/Vanes -Duct Ne 300 Mm2, unit of measure NO | FM4-VE040049 | Y | Y | Y | Y | Y
M3NHFScheduleOfRatesCode | FM4/Duct:Clean Dampers/Coil/Vanes -Duct Ne 600 Mm2 | FM4 - Duct:Clean Dampers/Coil/Vanes -Duct Ne 600 Mm2, unit of measure NO | FM4-VE040051 | Y | Y | Y | Y | Y
M3NHFScheduleOfRatesCode | FM4/Duct:Clean Dampers/Coil/Vanes -Duct Ne 900 Mm2 | FM4 - Duct:Clean Dampers/Coil/Vanes -Duct Ne 900 Mm2, unit of measure NO | FM4-VE040053 | Y | Y | Y | Y | Y
M3NHFScheduleOfRatesCode | FM4/Duct:Clean Dampers/Coil/Vanes -Duct 1-2 Sm | FM4 - Duct:Clean Dampers/Coil/Vanes -Duct 1-2 Sm, unit of measure NO | FM4-VE040055 | Y | Y | Y | Y | Y
M3NHFScheduleOfRatesCode | FM4/Duct:Clean Dampers/Coil/Vanes -Duct 2-4 Sm | FM4 - Duct:Clean Dampers/Coil/Vanes -Duct 2-4 Sm, unit of measure NO | FM4-VE040057 | Y | Y | Y | Y | Y
M3NHFScheduleOfRatesCode | FM4/Duct:Clean Coils/Humidifiers -Duct Ne 300 Mm2 | FM4 - Duct:Clean Coils/Humidifiers -Duct Ne 300 Mm2, unit of measure NO | FM4-VE040059 | Y | Y | Y | Y | Y
M3NHFScheduleOfRatesCode | FM4/Duct:Clean Coils/Humidifiers -Duct Ne 600 Mm2 | FM4 - Duct:Clean Coils/Humidifiers -Duct Ne 600 Mm2, unit of measure NO | FM4-VE040061 | Y | Y | Y | Y | Y
M3NHFScheduleOfRatesCode | FM4/Duct:Clean Coils/Humidifiers -Duct Ne 900 Mm2 | FM4 - Duct:Clean Coils/Humidifiers -Duct Ne 900 Mm2, unit of measure NO | FM4-VE040063 | Y | Y | Y | Y | Y
M3NHFScheduleOfRatesCode | FM4/Duct:Clean Cooling Coils/Humidifiers-Duct 1-2 Sm | FM4 - Duct:Clean Cooling Coils/Humidifiers-Duct 1-2 Sm, unit of measure NO | FM4-VE040065 | Y | Y | Y | Y | Y
M3NHFScheduleOfRatesCode | FM4/Duct:Clean Cooling Coils/Humidifiers-Duct 2-4 Sm | FM4 - Duct:Clean Cooling Coils/Humidifiers-Duct 2-4 Sm, unit of measure NO | FM4-VE040067 | Y | Y | Y | Y | Y
M3NHFScheduleOfRatesCode | FM4/Duct:Renew Continuous Roll Filter Width Ne950Mm | FM4 - Duct:Renew Continuous Roll Filter Width Ne950Mm, unit of measure NO | FM4-VE040069 | Y | Y | Y | Y | Y
M3NHFScheduleOfRatesCode | FM4/Duct:Renew Continuous Roll Filter Width 950-1200Mm | FM4 - Duct:Renew Continuous Roll Filter Width 950-1200Mm, unit of measure NO | FM4-VE040071 | Y | Y | Y | Y | Y
M3NHFScheduleOfRatesCode | FM4/Duct:Renew Continuous Roll Filter Width 1.2-1.5M | FM4 - Duct:Renew Continuous Roll Filter Width 1.2-1.5M, unit of measure NO | FM4-VE040073 | Y | Y | Y | Y | Y
M3NHFScheduleOfRatesCode | FM4/Duct:Renew Continuous Roll Filter Width 1.5-1.8M | FM4 - Duct:Renew Continuous Roll Filter Width 1.5-1.8M, unit of measure NO | FM4-VE040075 | Y | Y | Y | Y | Y
M3NHFScheduleOfRatesCode | FM4/Duct:Renew Panel Filter Eu4- Size Ne 600X600Mm | FM4 - Duct:Renew Panel Filter Eu4- Size Ne 600X600Mm, unit of measure NO | FM4-VE040077 | Y | Y | Y | Y | Y
M3NHFScheduleOfRatesCode | FM4/Duct:Renew Panel Filter Eu7- Size Ne 600X600Mm | FM4 - Duct:Renew Panel Filter Eu7- Size Ne 600X600Mm, unit of measure NO | FM4-VE040079 | Y | Y | Y | Y | Y
M3NHFScheduleOfRatesCode | FM4/Duct:Renew Bag Filter Eu4 360Mm Long Size300X300Mm | FM4 - Duct:Renew Bag Filter Eu4 360Mm Long Size300X300Mm, unit of measure NO | FM4-VE040081 | Y | Y | Y | Y | Y
M3NHFScheduleOfRatesCode | FM4/Duct:Renew Bag Filter Eu4 360Mm Long Size300X600Mm | FM4 - Duct:Renew Bag Filter Eu4 360Mm Long Size300X600Mm, unit of measure NO | FM4-VE040083 | Y | Y | Y | Y | Y
M3NHFScheduleOfRatesCode | FM4/Duct:Renew Bag Filter Eu4 360Mm Long Size600X600Mm | FM4 - Duct:Renew Bag Filter Eu4 360Mm Long Size600X600Mm, unit of measure NO | FM4-VE040085 | Y | Y | Y | Y | Y
M3NHFScheduleOfRatesCode | FM4/Duct:Renew Bag Filter Eu4 650Mm Long Size300X300Mm | FM4 - Duct:Renew Bag Filter Eu4 650Mm Long Size300X300Mm, unit of measure NO | FM4-VE040087 | Y | Y | Y | Y | Y
M3NHFScheduleOfRatesCode | FM4/Duct:Renew Bag Filter Eu4 650Mm Long Size300X600Mm | FM4 - Duct:Renew Bag Filter Eu4 650Mm Long Size300X600Mm, unit of measure NO | FM4-VE040089 | Y | Y | Y | Y | Y
M3NHFScheduleOfRatesCode | FM4/Duct:Renew Bag Filter Eu4 650Mm Long Size600X600Mm | FM4 - Duct:Renew Bag Filter Eu4 650Mm Long Size600X600Mm, unit of measure NO | FM4-VE040091 | Y | Y | Y | Y | Y
M3NHFScheduleOfRatesCode | FM4/Duct:Renew Bag Filter Eu7 360Mm Long Size300X300Mm | FM4 - Duct:Renew Bag Filter Eu7 360Mm Long Size300X300Mm, unit of measure NO | FM4-VE040093 | Y | Y | Y | Y | Y
M3NHFScheduleOfRatesCode | FM4/Duct:Renew Bag Filter Eu7 360Mm Long Size300X600Mm | FM4 - Duct:Renew Bag Filter Eu7 360Mm Long Size300X600Mm, unit of measure NO | FM4-VE040095 | Y | Y | Y | Y | Y
M3NHFScheduleOfRatesCode | FM4/Duct:Renew Bag Filter Eu7 360Mm Long Size600X600Mm | FM4 - Duct:Renew Bag Filter Eu7 360Mm Long Size600X600Mm, unit of measure NO | FM4-VE040097 | Y | Y | Y | Y | Y
M3NHFScheduleOfRatesCode | FM4/Duct:Renew Bag Filter Eu7 650Mm Long Size300X300Mm | FM4 - Duct:Renew Bag Filter Eu7 650Mm Long Size300X300Mm, unit of measure NO | FM4-VE040099 | Y | Y | Y | Y | Y
M3NHFScheduleOfRatesCode | FM4/Duct:Renew Bag Filter Eu7 650Mm Long Size300X600Mm | FM4 - Duct:Renew Bag Filter Eu7 650Mm Long Size300X600Mm, unit of measure NO | FM4-VE040101 | Y | Y | Y | Y | Y
M3NHFScheduleOfRatesCode | FM4/Duct:Renew Bag Filter Eu7 650Mm Long Size600X600Mm | FM4 - Duct:Renew Bag Filter Eu7 650Mm Long Size600X600Mm, unit of measure NO | FM4-VE040103 | Y | Y | Y | Y | Y
M3NHFScheduleOfRatesCode | FM4/Duct:Clean Grease Filters - Size Ne 300X600Mm | FM4 - Duct:Clean Grease Filters - Size Ne 300X600Mm, unit of measure NO | FM4-VE040105 | Y | Y | Y | Y | Y
M3NHFScheduleOfRatesCode | FM4/Duct:Clean Grease Filters - Size Ne 300X1000Mm | FM4 - Duct:Clean Grease Filters - Size Ne 300X1000Mm, unit of measure NO | FM4-VE040107 | Y | Y | Y | Y | Y
M3NHFScheduleOfRatesCode | FM4/Duct:Renew Filter Manometer | FM4 - Duct:Renew Filter Manometer, unit of measure NO | FM4-VE040109 | Y | Y | Y | Y | Y
M3NHFScheduleOfRatesCode | FM4/Duct:Renew Filter Differential Pressure Switch | FM4 - Duct:Renew Filter Differential Pressure Switch, unit of measure NO | FM4-VE040111 | Y | Y | Y
M3NHFScheduleOfRatesCode | FM4/Duct:Renew Auto Motor To Continuous Roll Filter | FM4 - Duct:Renew Auto Motor To Continuous Roll Filter, unit of measure NO | FM4-VE040113 | Y | Y | Y
M3NHFScheduleOfRatesCode | FM4/Duct:Service Reusable Filters 500/600X500/600Mm | FM4 - Duct:Service Reusable Filters 500/600X500/600Mm, unit of measure NO | FM4-VE040114 | Y | Y | Y
M3NHFScheduleOfRatesCode | FM4/Duct:Renew End Of Roll Indicator To Roll Filter | FM4 - Duct:Renew End Of Roll Indicator To Roll Filter, unit of measure NO | FM4-VE040115 | Y | Y | Y
M3NHFScheduleOfRatesCode | FM4/Duct:Renew Filter Differential Pressure Controller | FM4 - Duct:Renew Filter Differential Pressure Controller, unit of measure NO | FM4-VE040117 | Y | Y | Y
M3NHFScheduleOfRatesCode | FM4/Duct:Renew Manual Balancing Damper Ne 600 X 600Mm | FM4 - Duct:Renew Manual Balancing Damper Ne 600 X 600Mm, unit of measure NO | FM4-VE040119 | Y | Y | Y
M3NHFScheduleOfRatesCode | FM4/Duct:Renew Manual Balancing Damper 1000 X 1000Mm | FM4 - Duct:Renew Manual Balancing Damper 1000 X 1000Mm, unit of measure NO | FM4-VE040121 | Y | Y | Y
M3NHFScheduleOfRatesCode | FM4/Duct:Renew Automatic Control Damper Ne 600 X 600Mm | FM4 - Duct:Renew Automatic Control Damper Ne 600 X 600Mm, unit of measure NO | FM4-VE040123 | Y | Y | Y
M3NHFScheduleOfRatesCode | FM4/Duct:Renew Automatic Control Damper 1000 X 1000Mm | FM4 - Duct:Renew Automatic Control Damper 1000 X 1000Mm, unit of measure NO | FM4-VE040125 | Y | Y | Y
M3NHFScheduleOfRatesCode | FM4/Duct:Renew Gravity Op Damper Shutter 500 X 500Mm | FM4 - Duct:Renew Gravity Op Damper Shutter 500 X 500Mm, unit of measure NO | FM4-VE040127 | Y | Y | Y
M3NHFScheduleOfRatesCode | FM4/Duct:Renew Gravity Op Damper Shutter 1000 X 1000Mm | FM4 - Duct:Renew Gravity Op Damper Shutter 1000 X 1000Mm, unit of measure NO | FM4-VE040129 | Y | Y | Y
M3NHFScheduleOfRatesCode | FM4/Duct:Renew Volume Control Damper 300 X 300Mm | FM4 - Duct:Renew Volume Control Damper 300 X 300Mm, unit of measure NO | FM4-VE040131 | Y | Y | Y
M3NHFScheduleOfRatesCode | FM4/Duct:Renew Volume Control Damper 600 X 600Mm | FM4 - Duct:Renew Volume Control Damper 600 X 600Mm, unit of measure NO | FM4-VE040133 | Y | Y | Y
M3NHFScheduleOfRatesCode | FM4/Duct:Renew Supply Air Grill 300 X 300Mm | FM4 - Duct:Renew Supply Air Grill 300 X 300Mm, unit of measure NO | FM4-VE040135 | Y | Y | Y
M3NHFScheduleOfRatesCode | FM4/Duct:Renew Supply Air Grill 300 X 600Mm | FM4 - Duct:Renew Supply Air Grill 300 X 600Mm, unit of measure NO | FM4-VE040137 | Y | Y | Y
M3NHFScheduleOfRatesCode | FM4/Duct:Renew Supply Air Grill 600 X 600Mm | FM4 - Duct:Renew Supply Air Grill 600 X 600Mm, unit of measure NO | FM4-VE040139 | Y | Y | Y
M3NHFScheduleOfRatesCode | FM4/Duct:Renew Supply Air Grill 1200 X 600Mm | FM4 - Duct:Renew Supply Air Grill 1200 X 600Mm, unit of measure NO | FM4-VE040141 | Y | Y | Y
M3NHFScheduleOfRatesCode | FM4/Duct:Renew Ceiling Diffuser Grill 600 X 600Mm | FM4 - Duct:Renew Ceiling Diffuser Grill 600 X 600Mm, unit of measure NO | FM4-VE040143 | Y | Y | Y
M3NHFScheduleOfRatesCode | FM4/Duct:Renew Ceiling Diffuser Grill 1200 X 600Mm | FM4 - Duct:Renew Ceiling Diffuser Grill 1200 X 600Mm, unit of measure NO | FM4-VE040145 | Y | Y | Y
M3NHFScheduleOfRatesCode | FM4/Duct:Renew Air Extract Egg Crate Grill 300 X 300Mm | FM4 - Duct:Renew Air Extract Egg Crate Grill 300 X 300Mm, unit of measure NO | FM4-VE040147 | Y | Y | Y
M3NHFScheduleOfRatesCode | FM4/Duct:Renew Air Extract Egg Crate Grill 600 X 300Mm | FM4 - Duct:Renew Air Extract Egg Crate Grill 600 X 300Mm, unit of measure NO | FM4-VE040149 | Y | Y | Y
M3NHFScheduleOfRatesCode | FM4/Duct:Renew Air Extract Egg Crate Grill 600 X 600Mm | FM4 - Duct:Renew Air Extract Egg Crate Grill 600 X 600Mm, unit of measure NO | FM4-VE040151 | Y | Y | Y
M3NHFScheduleOfRatesCode | FM4/Duct:Renew Air Extract Egg Crate Grill 1200X600Mm | FM4 - Duct:Renew Air Extract Egg Crate Grill 1200X600Mm, unit of measure NO | FM4-VE040153 | Y | Y | Y
M3NHFScheduleOfRatesCode | FM4/Duct:Renew Single Sided Non-Vision Grill 300X300Mm | FM4 - Duct:Renew Single Sided Non-Vision Grill 300X300Mm, unit of measure NO | FM4-VE040155 | Y | Y | Y
M3NHFScheduleOfRatesCode | FM4/Duct:Renew Single Sided Non-Vision Grill 600X300Mm | FM4 - Duct:Renew Single Sided Non-Vision Grill 600X300Mm, unit of measure NO | FM4-VE040157 | Y | Y | Y
M3NHFScheduleOfRatesCode | FM4/Duct:Renew External Louvres 600 X 600Mm | FM4 - Duct:Renew External Louvres 600 X 600Mm, unit of measure NO | FM4-VE040159 | Y | Y | Y
M3NHFScheduleOfRatesCode | FM4/Duct:Renew External Louvres 1000 X 1000Mm | FM4 - Duct:Renew External Louvres 1000 X 1000Mm, unit of measure NO | FM4-VE040161 | Y | Y | Y
M3NHFScheduleOfRatesCode | FM4/Duct:Renew External Louvres 2000 X 2000Mm | FM4 - Duct:Renew External Louvres 2000 X 2000Mm, unit of measure NO | FM4-VE040163 | Y | Y | Y
M3NHFScheduleOfRatesCode | FM4/Duct:Renew Duct Access Door 300 X 300Mm | FM4 - Duct:Renew Duct Access Door 300 X 300Mm, unit of measure NO | FM4-VE040165 | Y | Y | Y
M3NHFScheduleOfRatesCode | FM4/Duct:Renew Duct Access Door 600 X 600Mm | FM4 - Duct:Renew Duct Access Door 600 X 600Mm, unit of measure NO | FM4-VE040167 | Y | Y | Y
M3NHFScheduleOfRatesCode | FM4/Duct:Renew Duct Access Door 1000 X 1000Mm | FM4 - Duct:Renew Duct Access Door 1000 X 1000Mm, unit of measure NO | FM4-VE040169 | Y | Y | Y
M3NHFScheduleOfRatesCode | FM4/Duct:Install New Access Door 300X300Mm To Ductwork | FM4 - Duct:Install New Access Door 300X300Mm To Ductwork, unit of measure NO | FM4-VE040171 | Y | Y | Y
M3NHFScheduleOfRatesCode | FM4/Duct:Install New Access Door 600X600Mm To Ductwork | FM4 - Duct:Install New Access Door 600X600Mm To Ductwork, unit of measure NO | FM4-VE040173 | Y | Y | Y
M3NHFScheduleOfRatesCode | FM4/Duct:Install New Access Door 1000X1000Mm To Duct | FM4 - Duct:Install New Access Door 1000X1000Mm To Duct, unit of measure NO | FM4-VE040175 | Y | Y | Y
M3NHFScheduleOfRatesCode | FM4/Duct:Renew Duct Floor Strengthening 1000 X 100Mm | FM4 - Duct:Renew Duct Floor Strengthening 1000 X 100Mm, unit of measure NO | FM4-VE040176 | Y | Y | Y
M3NHFScheduleOfRatesCode | FM4/Duct:Renew Duct Floor Strengthening 2000 X 200Mm | FM4 - Duct:Renew Duct Floor Strengthening 2000 X 200Mm, unit of measure NO | FM4-VE040177 | Y | Y | Y
M3NHFScheduleOfRatesCode | FM4/Duct:Install New Floor Strengthening 1000X1000Mm | FM4 - Duct:Install New Floor Strengthening 1000X1000Mm, unit of measure NO | FM4-VE040178 | Y | Y | Y
M3NHFScheduleOfRatesCode | FM4/Duct:Install New Floor Strengthening 2000X2000Mm | FM4 - Duct:Install New Floor Strengthening 2000X2000Mm, unit of measure NO | FM4-VE040179 | Y | Y | Y
M3NHFScheduleOfRatesCode | FM4/Duct:Renew 240V Duct Illumination At Door Position | FM4 - Duct:Renew 240V Duct Illumination At Door Position, unit of measure NO | FM4-VE040181 | Y | Y | Y
M3NHFScheduleOfRatesCode | FM4/Duct:Renew Selv Duct Illumination At Door Position | FM4 - Duct:Renew Selv Duct Illumination At Door Position, unit of measure NO | FM4-VE040183 | Y | Y | Y
M3NHFScheduleOfRatesCode | FM4/Control:Renew Actuator For Rotating Valve | FM4 - Control:Renew Actuator For Rotating Valve, unit of measure NO | FM4-VE040185 | Y | Y | Y
M3NHFScheduleOfRatesCode | FM4/Control:Renew Actuator For Linear Seat Valve | FM4 - Control:Renew Actuator For Linear Seat Valve, unit of measure NO | FM4-VE040187 | Y | Y | Y
M3NHFScheduleOfRatesCode | FM4/Control:Renew Valve Actuator | FM4 - Control:Renew Valve Actuator, unit of measure NO | FM4-VE040189 | Y | Y | Y
M3NHFScheduleOfRatesCode | FM4/Control:Renew 24V Damper Motor Actuator | FM4 - Control:Renew 24V Damper Motor Actuator, unit of measure NO | FM4-VE040191 | Y | Y | Y
M3NHFScheduleOfRatesCode | FM4/Control:Renew Damper Motor Actuator Inc Linkage | FM4 - Control:Renew Damper Motor Actuator Inc Linkage, unit of measure NO | FM4-VE040193 | Y | Y | Y
M3NHFScheduleOfRatesCode | FM4/Control:Renew (1/2") 2 Port Seat Valve | FM4 - Control:Renew (1/2") 2 Port Seat Valve, unit of measure NO | FM4-VE040195 | Y | Y | Y
M3NHFScheduleOfRatesCode | FM4/Control:Renew (3/4") 2 Port Seat Valve | FM4 - Control:Renew (3/4") 2 Port Seat Valve, unit of measure NO | FM4-VE040197 | Y | Y | Y
M3NHFScheduleOfRatesCode | FM4/Control:Renew (1") 2 Port Seat Valve | FM4 - Control:Renew (1") 2 Port Seat Valve, unit of measure NO | FM4-VE040199 | Y | Y | Y
M3NHFScheduleOfRatesCode | FM4/Control:Renew (1 1/4") 2 Port Seat Valve | FM4 - Control:Renew (1 1/4") 2 Port Seat Valve, unit of measure NO | FM4-VE040201 | Y | Y | Y
M3NHFScheduleOfRatesCode | FM4/Control:Renew (1 1/2") 2 Port Seat Valve | FM4 - Control:Renew (1 1/2") 2 Port Seat Valve, unit of measure NO | FM4-VE040203 | Y | Y | Y
M3NHFScheduleOfRatesCode | FM4/Control:Renew (1/2") Screwed 3 Port Valve | FM4 - Control:Renew (1/2") Screwed 3 Port Valve, unit of measure NO | FM4-VE040205 | Y | Y | Y
M3NHFScheduleOfRatesCode | FM4/Control:Renew (3/4") Screwed 3 Port Valve | FM4 - Control:Renew (3/4") Screwed 3 Port Valve, unit of measure NO | FM4-VE040206 | Y | Y | Y
M3NHFScheduleOfRatesCode | FM4/Control:Renew (1") Screwed 3 Port Valve | FM4 - Control:Renew (1") Screwed 3 Port Valve, unit of measure NO | FM4-VE040207 | Y | Y | Y
M3NHFScheduleOfRatesCode | FM4/Control:Renew (1 1/4") Screwed 3 Port Valve | FM4 - Control:Renew (1 1/4") Screwed 3 Port Valve, unit of measure NO | FM4-VE040209 | Y | Y | Y
M3NHFScheduleOfRatesCode | FM4/Control:Renew (1 1/2") Screwed 3 Port Valve | FM4 - Control:Renew (1 1/2") Screwed 3 Port Valve, unit of measure NO | FM4-VE040211 | Y | Y | Y
M3NHFScheduleOfRatesCode | FM4/Control:Renew (2") Flanged Pn6 3 Port Valve | FM4 - Control:Renew (2") Flanged Pn6 3 Port Valve, unit of measure NO | FM4-VE040213 | Y | Y | Y
M3NHFScheduleOfRatesCode | FM4/Control:Renew (2 1/2") Flanged Pn6 3 Port Valve | FM4 - Control:Renew (2 1/2") Flanged Pn6 3 Port Valve, unit of measure NO | FM4-VE040215 | Y | Y | Y
M3NHFScheduleOfRatesCode | FM4/Control:Renew (3") Flanged Pn6 3 Port Valve | FM4 - Control:Renew (3") Flanged Pn6 3 Port Valve, unit of measure NO | FM4-VE040217 | Y | Y | Y
M3NHFScheduleOfRatesCode | FM4/Control:Renew (4") Flanged Pn6 3 Port Valve | FM4 - Control:Renew (4") Flanged Pn6 3 Port Valve, unit of measure NO | FM4-VE040219 | Y | Y | Y
M3NHFScheduleOfRatesCode | FM4/Control:Renew (1/2") Flanged 3 Port Valve | FM4 - Control:Renew (1/2") Flanged 3 Port Valve, unit of measure NO | FM4-VE040221 | Y | Y | Y
M3NHFScheduleOfRatesCode | FM4/Control:Renew (3/4") Flanged 3 Port Valve | FM4 - Control:Renew (3/4") Flanged 3 Port Valve, unit of measure NO | FM4-VE040223 | Y | Y | Y
M3NHFScheduleOfRatesCode | FM4/Control:Renew (1") Flanged 3 Port Valve | FM4 - Control:Renew (1") Flanged 3 Port Valve, unit of measure NO | FM4-VE040225 | Y | Y | Y
M3NHFScheduleOfRatesCode | FM4/Control:Renew (1 1/4") Flanged 3 Port Valve | FM4 - Control:Renew (1 1/4") Flanged 3 Port Valve, unit of measure NO | FM4-VE040227 | Y | Y | Y
M3NHFScheduleOfRatesCode | FM4/Control:Renew (1 1/2") Flanged 3 Port Valve | FM4 - Control:Renew (1 1/2") Flanged 3 Port Valve, unit of measure NO | FM4-VE040229 | Y | Y | Y
M3NHFScheduleOfRatesCode | FM4/Control:Renew (2") Flanged Pn16 3 Port Valve | FM4 - Control:Renew (2") Flanged Pn16 3 Port Valve, unit of measure NO | FM4-VE040231 | Y | Y | Y
M3NHFScheduleOfRatesCode | FM4/Control:Renew (2 1/2") Flanged Pn16 3 Port Valve | FM4 - Control:Renew (2 1/2") Flanged Pn16 3 Port Valve, unit of measure NO | FM4-VE040233 | Y | Y | Y
M3NHFScheduleOfRatesCode | FM4/Control:Renew (3") Flanged Pn16 3 Port Valve | FM4 - Control:Renew (3") Flanged Pn16 3 Port Valve, unit of measure NO | FM4-VE040235 | Y | Y | Y
M3NHFScheduleOfRatesCode | FM4/Control:Renew (4") Flanged Pn16 3 Port Valve | FM4 - Control:Renew (4") Flanged Pn16 3 Port Valve, unit of measure NO | FM4-VE040237 | Y | Y | Y
M3NHFScheduleOfRatesCode | FM4/Control:Renew (5") Flanged 3 Port Valve | FM4 - Control:Renew (5") Flanged 3 Port Valve, unit of measure NO | FM4-VE040239 | Y | Y | Y
M3NHFScheduleOfRatesCode | FM4/Control:Renew (6") Flanged 3 Port Valve | FM4 - Control:Renew (6") Flanged 3 Port Valve, unit of measure NO | FM4-VE040241 | Y | Y | Y
M3NHFScheduleOfRatesCode | FM4/Control:Renew Linkage Kit For Seat Valve 1/2"-2" | FM4 - Control:Renew Linkage Kit For Seat Valve 1/2"-2", unit of measure NO | FM4-VE040243 | Y | Y | Y
M3NHFScheduleOfRatesCode | FM4/Control:Renew Linkage Kit For Seat Valve 2"-4" | FM4 - Control:Renew Linkage Kit For Seat Valve 2"-4", unit of measure NO | FM4-VE040245 | Y | Y | Y
M3NHFScheduleOfRatesCode | FM4/Control:Renew Linkage Kit For Rotary Valve 1/2"-2" | FM4 - Control:Renew Linkage Kit For Rotary Valve 1/2"-2", unit of measure NO | FM4-VE040247 | Y | Y | Y
M3NHFScheduleOfRatesCode | FM4/Control:Renew Linkage Kit For Rotary Valve 2"-4" | FM4 - Control:Renew Linkage Kit For Rotary Valve 2"-4", unit of measure NO | FM4-VE040249 | Y | Y | Y
M3NHFScheduleOfRatesCode | FM4/Control:Renew (2") 2 Port Butterfly Valve | FM4 - Control:Renew (2") 2 Port Butterfly Valve, unit of measure NO | FM4-VE040251 | Y | Y | Y
M3NHFScheduleOfRatesCode | FM4/Control:Renew (2 1/2") 2 Port Butterfly Valve | FM4 - Control:Renew (2 1/2") 2 Port Butterfly Valve, unit of measure NO | FM4-VE040253 | Y | Y | Y
M3NHFScheduleOfRatesCode | FM4/Control:Renew (3") 2 Port Butterfly Valve | FM4 - Control:Renew (3") 2 Port Butterfly Valve, unit of measure NO | FM4-VE040255 | Y | Y | Y
M3NHFScheduleOfRatesCode | FM4/Control:Renew (4") 2 Port Butterfly Valve | FM4 - Control:Renew (4") 2 Port Butterfly Valve, unit of measure NO | FM4-VE040257 | Y | Y | Y
M3NHFScheduleOfRatesCode | FM4/Control:Renew (1/2") Motorised Zone 2 Port Valve | FM4 - Control:Renew (1/2") Motorised Zone 2 Port Valve, unit of measure NO | FM4-VE040259 | Y | Y | Y
M3NHFScheduleOfRatesCode | FM4/Control:Renew (3/4") Motorised Zone 2 Port Valve | FM4 - Control:Renew (3/4") Motorised Zone 2 Port Valve, unit of measure NO | FM4-VE040261 | Y | Y | Y
M3NHFScheduleOfRatesCode | FM4/Control:Renew (1") Motorised Zone 2 Port Valve | FM4 - Control:Renew (1") Motorised Zone 2 Port Valve, unit of measure NO | FM4-VE040263 | Y | Y | Y
M3NHFScheduleOfRatesCode | FM4/Control:Renew (3/4") Motorised Zone 3 Port Valve | FM4 - Control:Renew (3/4") Motorised Zone 3 Port Valve, unit of measure NO | FM4-VE040265 | Y | Y | Y
M3NHFScheduleOfRatesCode | FM4/Control:Renew (1") Motorised Zone 3 Port Valve | FM4 - Control:Renew (1") Motorised Zone 3 Port Valve, unit of measure NO | FM4-VE040267 | Y | Y | Y
M3NHFScheduleOfRatesCode | FM4/Sensor:Renew Room Thermostat | FM4 - Sensor:Renew Room Thermostat, unit of measure NO | FM4-VE040269 | Y | Y | Y
M3NHFScheduleOfRatesCode | FM4/Sensor:Renew Room Temperature Transducer | FM4 - Sensor:Renew Room Temperature Transducer, unit of measure NO | FM4-VE040271 | Y | Y | Y
M3NHFScheduleOfRatesCode | FM4/Sensor:Renew Room Transducer | FM4 - Sensor:Renew Room Transducer, unit of measure NO | FM4-VE040273 | Y | Y | Y
M3NHFScheduleOfRatesCode | FM4/Sensor:Renew Duct Mounted Thermostat | FM4 - Sensor:Renew Duct Mounted Thermostat, unit of measure NO | FM4-VE040275 | Y | Y | Y
M3NHFScheduleOfRatesCode | FM4/Sensor:Renew Duct Mounted Temperature Detector | FM4 - Sensor:Renew Duct Mounted Temperature Detector, unit of measure NO | FM4-VE040277 | Y | Y | Y
M3NHFScheduleOfRatesCode | FM4/Sensor:Renew Duct Mounted Transducer | FM4 - Sensor:Renew Duct Mounted Transducer, unit of measure NO | FM4-VE040279 | Y | Y | Y
M3NHFScheduleOfRatesCode | FM4/Sensor:Renew Duct Mounted Frost Thermostat | FM4 - Sensor:Renew Duct Mounted Frost Thermostat, unit of measure NO | FM4-VE040281 | Y | Y | Y
M3NHFScheduleOfRatesCode | FM4/Sensor:Renew Pipe Mounted Thermostat | FM4 - Sensor:Renew Pipe Mounted Thermostat, unit of measure NO | FM4-VE040283 | Y | Y | Y
M3NHFScheduleOfRatesCode | FM4/Sensor:Renew Pipe Mounted Temperature Control | FM4 - Sensor:Renew Pipe Mounted Temperature Control, unit of measure NO | FM4-VE040285 | Y | Y | Y
M3NHFScheduleOfRatesCode | FM4/Sensor:Renew Pipe Mounted Transducer | FM4 - Sensor:Renew Pipe Mounted Transducer, unit of measure NO | FM4-VE040287 | Y | Y | Y
M3NHFScheduleOfRatesCode | FM4/Sensor:Renew Externally Mounted Thermostat | FM4 - Sensor:Renew Externally Mounted Thermostat, unit of measure NO | FM4-VE040289 | Y | Y | Y
M3NHFScheduleOfRatesCode | FM4/Sensor:Renew Externally Mounted Temp Detector | FM4 - Sensor:Renew Externally Mounted Temp Detector, unit of measure NO | FM4-VE040291 | Y | Y | Y
M3NHFScheduleOfRatesCode | FM4/Sensor:Renew Externally Mounted Transducer | FM4 - Sensor:Renew Externally Mounted Transducer, unit of measure NO | FM4-VE040293 | Y | Y | Y
M3NHFScheduleOfRatesCode | FM4/Sensor:Renew Pipe Mounted Pressure Sensor | FM4 - Sensor:Renew Pipe Mounted Pressure Sensor, unit of measure NO | FM4-VE040295 | Y | Y | Y
M3NHFScheduleOfRatesCode | FM4/Sensor:Renew Duct Mounted Pressure Sensor | FM4 - Sensor:Renew Duct Mounted Pressure Sensor, unit of measure NO | FM4-VE040297 | Y | Y | Y
M3NHFScheduleOfRatesCode | FM4/Sensor:Renew Pipe Mounted Flow Sensor | FM4 - Sensor:Renew Pipe Mounted Flow Sensor, unit of measure NO | FM4-VE040299 | Y | Y | Y
M3NHFScheduleOfRatesCode | FM4/Sensor:Renew Duct Mounted Flow Sensor | FM4 - Sensor:Renew Duct Mounted Flow Sensor, unit of measure NO | FM4-VE040301 | Y | Y | Y
M3NHFScheduleOfRatesCode | FM4/Sensor:Renew Relative Humidity Room Sensor | FM4 - Sensor:Renew Relative Humidity Room Sensor, unit of measure NO | FM4-VE040302 | Y | Y | Y
M3NHFScheduleOfRatesCode | FM4/Sensor:Renew Duct Mounted Humidity Sensor | FM4 - Sensor:Renew Duct Mounted Humidity Sensor, unit of measure NO | FM4-VE040303 | Y | Y | Y
M3NHFScheduleOfRatesCode | FM4/Sensor:Renew Sangamo 251 Time Switch And Enclosure | FM4 - Sensor:Renew Sangamo 251 Time Switch And Enclosure, unit of measure NO | FM4-VE040304 | Y | Y | Y
M3NHFScheduleOfRatesCode | FM4/Sensor:Install Room Thermostat | FM4 - Sensor:Install Room Thermostat, unit of measure NO | FM4-VE040305 | Y | Y | Y
M3NHFScheduleOfRatesCode | FM4/Sensor:Install Room Temperature Transducer | FM4 - Sensor:Install Room Temperature Transducer, unit of measure NO | FM4-VE040307 | Y | Y | Y
M3NHFScheduleOfRatesCode | FM4/Sensor:Install Room Transducer | FM4 - Sensor:Install Room Transducer, unit of measure NO | FM4-VE040309 | Y | Y | Y
M3NHFScheduleOfRatesCode | FM4/Sensor:Install Duct Mounted Thermostat | FM4 - Sensor:Install Duct Mounted Thermostat, unit of measure NO | FM4-VE040311 | Y | Y | Y
M3NHFScheduleOfRatesCode | FM4/Sensor:Install Duct Mounted Temperature Detector | FM4 - Sensor:Install Duct Mounted Temperature Detector, unit of measure NO | FM4-VE040313 | Y | Y | Y
M3NHFScheduleOfRatesCode | FM4/Sensor:Install Duct Mounted Transducer | FM4 - Sensor:Install Duct Mounted Transducer, unit of measure NO | FM4-VE040315 | Y | Y | Y
M3NHFScheduleOfRatesCode | FM4/Sensor:Install Duct Mounted Frost Thermostat | FM4 - Sensor:Install Duct Mounted Frost Thermostat, unit of measure NO | FM4-VE040317 | Y | Y | Y
M3NHFScheduleOfRatesCode | FM4/Sensor:Install Pipe Mounted Thermostat | FM4 - Sensor:Install Pipe Mounted Thermostat, unit of measure NO | FM4-VE040319 | Y | Y | Y
M3NHFScheduleOfRatesCode | FM4/Sensor:Install Pipe Mounted Temperature Control | FM4 - Sensor:Install Pipe Mounted Temperature Control, unit of measure NO | FM4-VE040321 | Y | Y | Y
M3NHFScheduleOfRatesCode | FM4/Sensor:Install Pipe Mounted Transducer | FM4 - Sensor:Install Pipe Mounted Transducer, unit of measure NO | FM4-VE040323 | Y | Y | Y
M3NHFScheduleOfRatesCode | FM4/Sensor:Install Externally Mounted Thermostat | FM4 - Sensor:Install Externally Mounted Thermostat, unit of measure NO | FM4-VE040325 | Y | Y | Y
M3NHFScheduleOfRatesCode | FM4/Sensor:Install Externally Mounted Temp Detector | FM4 - Sensor:Install Externally Mounted Temp Detector, unit of measure NO | FM4-VE040327 | Y | Y | Y
M3NHFScheduleOfRatesCode | FM4/Sensor:Install Externally Mounted Transducer | FM4 - Sensor:Install Externally Mounted Transducer, unit of measure NO | FM4-VE040329 | Y | Y | Y
M3NHFScheduleOfRatesCode | FM4/Sensor:Install Pipe Mounted Pressure Sensor | FM4 - Sensor:Install Pipe Mounted Pressure Sensor, unit of measure NO | FM4-VE040331 | Y | Y | Y
M3NHFScheduleOfRatesCode | FM4/Sensor:Install Duct Mounted Pressure Sensor | FM4 - Sensor:Install Duct Mounted Pressure Sensor, unit of measure NO | FM4-VE040333 | Y | Y | Y
M3NHFScheduleOfRatesCode | FM4/Sensor:Install Pipe Mounted Flow Sensor | FM4 - Sensor:Install Pipe Mounted Flow Sensor, unit of measure NO | FM4-VE040335 | Y | Y | Y
M3NHFScheduleOfRatesCode | FM4/Sensor:Install Duct Mounted Flow Sensor | FM4 - Sensor:Install Duct Mounted Flow Sensor, unit of measure NO | FM4-VE040337 | Y | Y | Y
M3NHFScheduleOfRatesCode | FM4/Sensor:Install Relative Humidity Room Sensor | FM4 - Sensor:Install Relative Humidity Room Sensor, unit of measure NO | FM4-VE040339 | Y | Y | Y
M3NHFScheduleOfRatesCode | FM4/Sensor:Install Duct Mounted Humidity Sensor | FM4 - Sensor:Install Duct Mounted Humidity Sensor, unit of measure NO | FM4-VE040341 | Y | Y | Y
M3NHFScheduleOfRatesCode | FM4/Fan:Service Centrifugal Fan | FM4 - Fan:Service Centrifugal Fan, unit of measure NO | FM4-VE040343 | Y | Y | Y
M3NHFScheduleOfRatesCode | FM4/Fan:Service Axial Fan | FM4 - Fan:Service Axial Fan, unit of measure NO | FM4-VE040345 | Y | Y | Y
M3NHFScheduleOfRatesCode | FM4/Fan:Service Propeller Fan | FM4 - Fan:Service Propeller Fan, unit of measure NO | FM4-VE040347 | Y | Y | Y
M3NHFScheduleOfRatesCode | FM4/Fan:Service Fixed Flow Fan | FM4 - Fan:Service Fixed Flow Fan, unit of measure NO | FM4-VE040349 | Y | Y | Y
M3NHFScheduleOfRatesCode | FM4/Fan:Service Bifurcated Fan | FM4 - Fan:Service Bifurcated Fan, unit of measure NO | FM4-VE040351 | Y | Y | Y
M3NHFScheduleOfRatesCode | FM4/Fan:Service Fan Heating Coil | FM4 - Fan:Service Fan Heating Coil, unit of measure NO | FM4-VE040352 | Y | Y | Y
M3NHFScheduleOfRatesCode | FM4/Plant:Service Isolated Unit Type Air Cooler | FM4 - Plant:Service Isolated Unit Type Air Cooler, unit of measure NO | FM4-VE040353 | Y | Y | Y
M3NHFScheduleOfRatesCode | FM4/Plant:Service Air Treatment Plant (General) | FM4 - Plant:Service Air Treatment Plant (General), unit of measure NO | FM4-VE040355 | Y | Y | Y
M3NHFScheduleOfRatesCode | FM4/Plant:Service Heat Exchange Coils - Water | FM4 - Plant:Service Heat Exchange Coils - Water, unit of measure NO | FM4-VE040357 | Y | Y | Y
M3NHFScheduleOfRatesCode | FM4/Plant:Service Heat Exchange Coils - Steam | FM4 - Plant:Service Heat Exchange Coils - Steam, unit of measure NO | FM4-VE040359 | Y | Y | Y
M3NHFScheduleOfRatesCode | FM4/Plant:Service Indirect Gas Fired Heater | FM4 - Plant:Service Indirect Gas Fired Heater, unit of measure NO | FM4-VE040361 | Y | Y | Y
M3NHFScheduleOfRatesCode | FM4/Plant:Service Electric Air Heater | FM4 - Plant:Service Electric Air Heater, unit of measure NO | FM4-VE040363 | Y | Y | Y
M3NHFScheduleOfRatesCode | FM4/Plant:Service Plate Recuperator | FM4 - Plant:Service Plate Recuperator, unit of measure NO | FM4-VE040365 | Y | Y | Y
M3NHFScheduleOfRatesCode | FM4/Plant:Service Run Around Coils | FM4 - Plant:Service Run Around Coils, unit of measure NO | FM4-VE040367 | Y | Y | Y
M3NHFScheduleOfRatesCode | FM4/Plant:Service Cold Water Drum Type Humidifier | FM4 - Plant:Service Cold Water Drum Type Humidifier, unit of measure NO | FM4-VE040369 | Y | Y | Y
M3NHFScheduleOfRatesCode | FM4/Plant:Service Direct Steam Type Humidifier | FM4 - Plant:Service Direct Steam Type Humidifier, unit of measure NO | FM4-VE040371 | Y | Y | Y
M3NHFScheduleOfRatesCode | FM4/Plant:Service Electrode Type Humidifier | FM4 - Plant:Service Electrode Type Humidifier, unit of measure NO | FM4-VE040373 | Y | Y | Y
M3NHFScheduleOfRatesCode | FM4/Plant:Service Ultrasonic Type Humidifier | FM4 - Plant:Service Ultrasonic Type Humidifier, unit of measure NO | FM4-VE040375 | Y | Y | Y
M3NHFScheduleOfRatesCode | FM4/Plant:Service Resistance Type Humidifier | FM4 - Plant:Service Resistance Type Humidifier, unit of measure NO | FM4-VE040377 | Y | Y | Y
M3NHFScheduleOfRatesCode | FM4/Plant:Disinfect Full Air Conditioning System | FM4 - Plant:Disinfect Full Air Conditioning System, unit of measure IT | FM4-VE040379 | Y | Y | Y
M3NHFScheduleOfRatesCode | FM4/Control:Overhaul Rotary Valve | FM4 - Control:Overhaul Rotary Valve, unit of measure NO | FM4-VE040381 | Y | Y | Y
M3NHFScheduleOfRatesCode | FM4/Control:Overhaul Butterfly And Ball Valve | FM4 - Control:Overhaul Butterfly And Ball Valve, unit of measure NO | FM4-VE040383 | Y | Y | Y
M3NHFScheduleOfRatesCode | FM4/Control:Overhaul Self Acting Valve | FM4 - Control:Overhaul Self Acting Valve, unit of measure NO | FM4-VE040385 | Y | Y | Y
M3NHFScheduleOfRatesCode | FM4/Control:Overhaul Solenoid Valve | FM4 - Control:Overhaul Solenoid Valve, unit of measure NO | FM4-VE040387 | Y | Y | Y
M3NHFScheduleOfRatesCode | FM4/Control:Overhaul Pressure Contact Valve | FM4 - Control:Overhaul Pressure Contact Valve, unit of measure NO | FM4-VE040389 | Y | Y | Y
M3NHFScheduleOfRatesCode | FM4/Control:Overhaul Seat Valve | FM4 - Control:Overhaul Seat Valve, unit of measure NO | FM4-VE040391 | Y | Y | Y
M3NHFScheduleOfRatesCode | FM4/Control:Overhaul Thermal Actuator | FM4 - Control:Overhaul Thermal Actuator, unit of measure NO | FM4-VE040393 | Y | Y | Y
M3NHFScheduleOfRatesCode | FM4/Control:Overhaul Motor Driven Actuator | FM4 - Control:Overhaul Motor Driven Actuator, unit of measure NO | FM4-VE040395 | Y | Y | Y
M3NHFScheduleOfRatesCode | FM4/Control:Overhaul Power Fail Spring Actuator | FM4 - Control:Overhaul Power Fail Spring Actuator, unit of measure NO | FM4-VE040397 | Y | Y | Y
M3NHFScheduleOfRatesCode | FM4/Control:Overhaul Auxiliary Actuator | FM4 - Control:Overhaul Auxiliary Actuator, unit of measure NO | FM4-VE040399 | Y | Y | Y
M3NHFScheduleOfRatesCode | FM4/Control:Overhaul Thermostat | FM4 - Control:Overhaul Thermostat, unit of measure NO | FM4-VE040400 | Y | Y | Y
M3NHFScheduleOfRatesCode | FM4/Control:Overhaul Humidistat | FM4 - Control:Overhaul Humidistat, unit of measure NO | FM4-VE040401 | Y | Y | Y
M3NHFScheduleOfRatesCode | FM4/Control:Overhaul Pressure Switch | FM4 - Control:Overhaul Pressure Switch, unit of measure NO | FM4-VE040403 | Y | Y | Y
M3NHFScheduleOfRatesCode | FM4/Control:Overhaul Differential Pressure Switch | FM4 - Control:Overhaul Differential Pressure Switch, unit of measure NO | FM4-VE040405 | Y | Y | Y
M3NHFScheduleOfRatesCode | FM4/Control:Overhaul Vane Flow Switch | FM4 - Control:Overhaul Vane Flow Switch, unit of measure NO | FM4-VE040407 | Y | Y | Y
M3NHFScheduleOfRatesCode | FM4/Control:Overhaul Level Switch | FM4 - Control:Overhaul Level Switch, unit of measure NO | FM4-VE040409 | Y | Y | Y
M3NHFScheduleOfRatesCode | FM4/Control:Overhaul Space Sensor/ Switch | FM4 - Control:Overhaul Space Sensor/ Switch, unit of measure NO | FM4-VE040411 | Y | Y | Y
M3NHFScheduleOfRatesCode | FM4/Control:Overhaul Outside Temperature Sensor Switch | FM4 - Control:Overhaul Outside Temperature Sensor Switch, unit of measure NO | FM4-VE040413 | Y | Y | Y
M3NHFScheduleOfRatesCode | FM4/Control:Overhaul Duct Mounted Sensor/Switch | FM4 - Control:Overhaul Duct Mounted Sensor/Switch, unit of measure NO | FM4-VE040415 | Y | Y | Y
M3NHFScheduleOfRatesCode | FM4/Control:Overhaul Immersion Sensor/Switch | FM4 - Control:Overhaul Immersion Sensor/Switch, unit of measure NO | FM4-VE040417 | Y | Y | Y
M3NHFScheduleOfRatesCode | FM4/Control:Overhaul 'Clampon' Sensor/Switch | FM4 - Control:Overhaul 'Clampon' Sensor/Switch, unit of measure NO | FM4-VE040419 | Y | Y | Y
M3NHFScheduleOfRatesCode | FM4/Control:Overhaul Relative Humidity 'Space' Sensor | FM4 - Control:Overhaul Relative Humidity 'Space' Sensor, unit of measure NO | FM4-VE040421 | Y | Y | Y
M3NHFScheduleOfRatesCode | FM4/Control:Overhaul Relative Humidity Outside Sensor | FM4 - Control:Overhaul Relative Humidity Outside Sensor, unit of measure NO | FM4-VE040423 | Y | Y | Y
M3NHFScheduleOfRatesCode | FM4/Control:Overhaul Relative Humidity Duct Sensor | FM4 - Control:Overhaul Relative Humidity Duct Sensor, unit of measure NO | FM4-VE040425 | Y | Y | Y
M3NHFScheduleOfRatesCode | FM4/Control:Absolute Humidity 'Space' Sensor/Switch | FM4 - Control:Absolute Humidity 'Space' Sensor/Switch, unit of measure NO | FM4-VE040427 | Y | Y | Y
M3NHFScheduleOfRatesCode | FM4/Control:Overhaul Absolute Humidity Duct Sensor | FM4 - Control:Overhaul Absolute Humidity Duct Sensor, unit of measure NO | FM4-VE040429 | Y | Y | Y
M3NHFScheduleOfRatesCode | FM4/Control:Overhaul Smoke Sensor/Switch | FM4 - Control:Overhaul Smoke Sensor/Switch, unit of measure NO | FM4-VE040431 | Y | Y | Y
M3NHFScheduleOfRatesCode | FM4/Control:Overhaul Optimiser Type Controller | FM4 - Control:Overhaul Optimiser Type Controller, unit of measure NO | FM4-VE040433 | Y | Y | Y
M3NHFScheduleOfRatesCode | FM4/Control:Overhaul Compensator Type Controller | FM4 - Control:Overhaul Compensator Type Controller, unit of measure NO | FM4-VE040435 | Y | Y | Y
M3NHFScheduleOfRatesCode | FM4/Control:Overhaul Simple Input Type Controller | FM4 - Control:Overhaul Simple Input Type Controller, unit of measure NO | FM4-VE040437 | Y | Y | Y
M3NHFScheduleOfRatesCode | FM4/Control:Overhaul Single Input Type Controller | FM4 - Control:Overhaul Single Input Type Controller, unit of measure NO | FM4-VE040439 | Y | Y | Y
M3NHFScheduleOfRatesCode | FM4/Control:Overhaul Unit/Sensor Type Controller | FM4 - Control:Overhaul Unit/Sensor Type Controller, unit of measure NO | FM4-VE040441 | Y | Y | Y
M3NHFScheduleOfRatesCode | FM4/Control:Overhaul Electro Mechanical Type Timer | FM4 - Control:Overhaul Electro Mechanical Type Timer, unit of measure NO | FM4-VE040443 | Y | Y | Y
M3NHFScheduleOfRatesCode | FM4/Control:Overhaul Electronic Type Timer/Controller | FM4 - Control:Overhaul Electronic Type Timer/Controller, unit of measure NO | FM4-VE040445 | Y | Y | Y
M3NHFScheduleOfRatesCode | FM4/Control:Overhaul Electro Mechanical Type Step | FM4 - Control:Overhaul Electro Mechanical Type Step, unit of measure NO | FM4-VE040447 | Y | Y | Y
M3NHFScheduleOfRatesCode | FM4/Control:Overhaul Electronic Type Step Controller | FM4 - Control:Overhaul Electronic Type Step Controller, unit of measure NO | FM4-VE040449 | Y | Y | Y
M3NHFScheduleOfRatesCode | FM4/Control:Overhaul Electro Mechanical Time Switch | FM4 - Control:Overhaul Electro Mechanical Time Switch, unit of measure NO | FM4-VE040451 | Y | Y | Y
M3NHFScheduleOfRatesCode | FM4/Control:Overhaul Electronic Type Time Switch | FM4 - Control:Overhaul Electronic Type Time Switch, unit of measure NO | FM4-VE040453 | Y | Y | Y
M3NHFScheduleOfRatesCode | FM4/Control:Overhaul Multi Input Type Controller | FM4 - Control:Overhaul Multi Input Type Controller, unit of measure NO | FM4-VE040455 | Y | Y | Y
M3NHFScheduleOfRatesCode | FM4/Control:Overhaul Indicator Display | FM4 - Control:Overhaul Indicator Display, unit of measure NO | FM4-VE040457 | Y | Y | Y
M3NHFScheduleOfRatesCode | FM4/Control:Overhaul Alarm Module | FM4 - Control:Overhaul Alarm Module, unit of measure NO | FM4-VE040459 | Y | Y | Y
M3NHFScheduleOfRatesCode | FM4/Control:Overhaul Level Module | FM4 - Control:Overhaul Level Module, unit of measure NO | FM4-VE040461 | Y | Y | Y
M3NHFScheduleOfRatesCode | FM4/Control:Overhaul Electro Mech Speed Controller | FM4 - Control:Overhaul Electro Mech Speed Controller, unit of measure NO | FM4-VE040463 | Y | Y | Y
M3NHFScheduleOfRatesCode | FM4/Control:Overhaul Speed Controller Auto Transformer | FM4 - Control:Overhaul Speed Controller Auto Transformer, unit of measure NO | FM4-VE040465 | Y | Y | Y
M3NHFScheduleOfRatesCode | FM4/Control:Overhaul Speed Controller Vari Transformer | FM4 - Control:Overhaul Speed Controller Vari Transformer, unit of measure NO | FM4-VE040467 | Y | Y | Y
M3NHFScheduleOfRatesCode | FM4/Control:Overhaul Speed Controller Transducer | FM4 - Control:Overhaul Speed Controller Transducer, unit of measure NO | FM4-VE040469 | Y | Y | Y
M3NHFScheduleOfRatesCode | FM4/Control:Overhaul Eddy Type Speed Controller | FM4 - Control:Overhaul Eddy Type Speed Controller, unit of measure NO | FM4-VE040471 | Y | Y | Y
M3NHFScheduleOfRatesCode | FM4/Control:Overhaul Inverter Type Speed Controller | FM4 - Control:Overhaul Inverter Type Speed Controller, unit of measure NO | FM4-VE040473 | Y | Y | Y
M3NHFScheduleOfRatesCode | FM4/Control:Overhaul Control Panel | FM4 - Control:Overhaul Control Panel, unit of measure NO | FM4-VE040475 | Y | Y | Y
M3NHFScheduleOfRatesCode | FM4/Control:Overhaul Direct On Line Starter | FM4 - Control:Overhaul Direct On Line Starter, unit of measure NO | FM4-VE040477 | Y | Y | Y
M3NHFScheduleOfRatesCode | FM4/Control:Overhaul Star Delta Starter | FM4 - Control:Overhaul Star Delta Starter, unit of measure NO | FM4-VE040479 | Y | Y | Y
M3NHFScheduleOfRatesCode | FM4/Control:Overhaul Control Relay (General) | FM4 - Control:Overhaul Control Relay (General), unit of measure NO | FM4-VE040481 | Y | Y | Y
M3NHFScheduleOfRatesCode | FM4/Control:Overhaul Plug In Control Relay | FM4 - Control:Overhaul Plug In Control Relay, unit of measure NO | FM4-VE040483 | Y | Y | Y
M3NHFScheduleOfRatesCode | FM4/Control:Overhaul Mercury Control Relay | FM4 - Control:Overhaul Mercury Control Relay, unit of measure NO | FM4-VE040485 | Y | Y | Y
M3NHFScheduleOfRatesCode | FM4/Control:Overhaul Latch Control Relay | FM4 - Control:Overhaul Latch Control Relay, unit of measure NO | FM4-VE040487 | Y | Y | Y
M3NHFScheduleOfRatesCode | FM4/Control:Overhaul Selector/Push Button | FM4 - Control:Overhaul Selector/Push Button, unit of measure NO | FM4-VE040489 | Y | Y | Y
M3NHFScheduleOfRatesCode | FM4/Control:Replace Lamp To Control Unit (Various) | FM4 - Control:Replace Lamp To Control Unit (Various), unit of measure NO | FM4-VE040491 | Y | Y | Y
M3NHFScheduleOfRatesCode | FM4/Control:Overhaul Lv Power Pack | FM4 - Control:Overhaul Lv Power Pack, unit of measure NO | FM4-VE040493 | Y | Y | Y
M3NHFScheduleOfRatesCode | FM4/Control:Overhaul Metering (Volt Meter) | FM4 - Control:Overhaul Metering (Volt Meter), unit of measure NO | FM4-VE040495 | Y | Y | Y
M3NHFScheduleOfRatesCode | FM4/Control:Overhaul Metering (Ammeter) | FM4 - Control:Overhaul Metering (Ammeter), unit of measure NO | FM4-VE040497 | Y | Y | Y
M3NHFScheduleOfRatesCode | FM4/Control:Overhaul Alarm Intergrator | FM4 - Control:Overhaul Alarm Intergrator, unit of measure NO | FM4-VE040499 | Y | Y | Y
M3NHFScheduleOfRatesCode | FM4/Control:Overhaul Smoke Alarm | FM4 - Control:Overhaul Smoke Alarm, unit of measure NO | FM4-VE040501 | Y | Y | Y
M3NHFScheduleOfRatesCode | FM4/Control:Overhaul Of Unspecified | FM4 - Control:Overhaul Of Unspecified, unit of measure NO | FM4-VE040503 | Y | Y | Y
M3NHFScheduleOfRatesCode | FM4/Duct:Clean External Surfaces | FM4 - Duct:Clean External Surfaces, unit of measure SM | FM4-VE040801 | Y | Y | Y
M3NHFScheduleOfRatesCode | FM4/Duct:Clean External Flexible Surfaces | FM4 - Duct:Clean External Flexible Surfaces, unit of measure SM | FM4-VE040803 | Y | Y | Y
M3NHFScheduleOfRatesCode | FM4/Duct:Clean Accessible Internal Surfaces | FM4 - Duct:Clean Accessible Internal Surfaces, unit of measure SM | FM4-VE040805 | Y | Y | Y
M3NHFScheduleOfRatesCode | FM4/Duct:Vacuum Clean Only Accessible Internal Surface | FM4 - Duct:Vacuum Clean Only Accessible Internal Surface, unit of measure SM | FM4-VE040807 | Y | Y | Y
M3NHFScheduleOfRatesCode | FM4/Duct:Vacuum Clean Only Internal Flexible Surfaces | FM4 - Duct:Vacuum Clean Only Internal Flexible Surfaces, unit of measure SM | FM4-VE040809 | Y | Y | Y
M3NHFScheduleOfRatesCode | FM4/Call System:Service/Test Warden Call System | FM4 - Call System:Service/Test Warden Call System, unit of measure IT | FM4-WC010001 | Y | Y | Y | Y | Y
M3NHFScheduleOfRatesCode | FM4/Smoke Detector:Install Mains Optical Type | FM4 - Smoke Detector:Install Mains Optical Type, unit of measure NO | FM4-WC020101 | Y | Y | Y | Y | Y
M3NHFScheduleOfRatesCode | FM4/Smoke Detector:Install Mains Ionisation Type | FM4 - Smoke Detector:Install Mains Ionisation Type, unit of measure NO | FM4-WC020103 | Y | Y | Y | Y | Y
M3NHFScheduleOfRatesCode | FM4/Smoke Detectors:Install Optical Ionisation System | FM4 - Smoke Detectors:Install Optical Ionisation System, unit of measure IT | FM4-WC020105 | Y | Y | Y | Y | Y
M3NHFScheduleOfRatesCode | FM4/Smoke Detector:Install Additional Detector | FM4 - Smoke Detector:Install Additional Detector, unit of measure NO | FM4-WC020107 | Y | Y | Y | Y | Y
M3NHFScheduleOfRatesCode | FM4/Smoke Detector:Renew With Optical Type | FM4 - Smoke Detector:Renew With Optical Type, unit of measure NO | FM4-WC020109 | Y | Y | Y | Y | Y
M3NHFScheduleOfRatesCode | FM4/Smoke Detector:Renew With Ionisation Type | FM4 - Smoke Detector:Renew With Ionisation Type, unit of measure NO | FM4-WC020111 | Y | Y | Y | Y | Y
M3NHFScheduleOfRatesCode | FM4/Smoke Detector:Install Visual Aid Type | FM4 - Smoke Detector:Install Visual Aid Type, unit of measure NO | FM4-WC020113 | Y | Y | Y | Y | Y
M3NHFScheduleOfRatesCode | FM4/Smoke Detector:Install Visual Aid Vibrating Pads | FM4 - Smoke Detector:Install Visual Aid Vibrating Pads, unit of measure NO | FM4-WC020114 | Y
M3NHFScheduleOfRatesCode | FM4/Smoke Detector:Renew With Visual Aid Type | FM4 - Smoke Detector:Renew With Visual Aid Type, unit of measure NO | FM4-WC020116 | Y
M3NHFScheduleOfRatesCode | FM4/Call Alarm:Breakdown | FM4 - Call Alarm:Breakdown, unit of measure IT | FM4-WC030101 | Y | Y | Y
M3NHFScheduleOfRatesCode | FM4/Call Alarm:Responsive Repair No Parts | FM4 - Call Alarm:Responsive Repair No Parts, unit of measure IT | FM4-WC030103 | Y | Y | Y
M3NHFScheduleOfRatesCode | FM4/Call Alarm:Responsive Repair Parts Ne £40 | FM4 - Call Alarm:Responsive Repair Parts Ne £40, unit of measure IT | FM4-WC030105 | Y | Y | Y
M3NHFScheduleOfRatesCode | FM4/Call Alarm:Responsive Repair Parts Ne £100 | FM4 - Call Alarm:Responsive Repair Parts Ne £100, unit of measure IT | FM4-WC030107 | Y | Y | Y
M3NHFScheduleOfRatesCode | FM4/Call Alarm:Responsive Repair Parts Ne £150 | FM4 - Call Alarm:Responsive Repair Parts Ne £150, unit of measure IT | FM4-WC030109 | Y | Y | Y
M3NHFScheduleOfRatesCode | FM4/Call Alarm:Responsive Repair Parts Ne £250 | FM4 - Call Alarm:Responsive Repair Parts Ne £250, unit of measure IT | FM4-WC030111 | Y | Y | Y
M3NHFScheduleOfRatesCode | FM4/Call Alarm:Responsive Repair Parts Ne £500 | FM4 - Call Alarm:Responsive Repair Parts Ne £500, unit of measure IT | FM4-WC030113 | Y | Y | Y
M3NHFScheduleOfRatesCode | FM4/Call Alarm:Responsive Repair Parts Ne £1000 | FM4 - Call Alarm:Responsive Repair Parts Ne £1000, unit of measure IT | FM4-WC030115 | Y | Y | Y
M3NHFScheduleOfRatesCode | FM4/Risk Assessment:Water Hygiene Type 1 Scheme | FM4 - Risk Assessment:Water Hygiene Type 1 Scheme, unit of measure IT | FM4-WH010101 | Y | Y | Y
M3NHFScheduleOfRatesCode | FM4/Risk Assessment:Water Hygiene Type 2 Scheme | FM4 - Risk Assessment:Water Hygiene Type 2 Scheme, unit of measure IT | FM4-WH010103 | Y | Y | Y
M3NHFScheduleOfRatesCode | FM4/Risk Assessment:Water Hygiene Type 3 Scheme | FM4 - Risk Assessment:Water Hygiene Type 3 Scheme, unit of measure IT | FM4-WH010105 | Y | Y | Y
M3NHFScheduleOfRatesCode | FM4/Risk Assessment:Water Hygiene Type 4 Scheme | FM4 - Risk Assessment:Water Hygiene Type 4 Scheme, unit of measure IT | FM4-WH010107 | Y | Y | Y
M3NHFScheduleOfRatesCode | FM4/Risk Assessment:Water Hygiene Type 5 Scheme | FM4 - Risk Assessment:Water Hygiene Type 5 Scheme, unit of measure IT | FM4-WH010109 | Y | Y | Y
M3NHFScheduleOfRatesCode | FM4/Risk Assessment:Water Hygiene Type 6 Scheme | FM4 - Risk Assessment:Water Hygiene Type 6 Scheme, unit of measure IT | FM4-WH010111 | Y | Y | Y
M3NHFScheduleOfRatesCode | FM4/Risk Assessment Review:Type 1 Scheme | FM4 - Risk Assessment Review:Type 1 Scheme, unit of measure IT | FM4-WH010201 | Y | Y | Y
M3NHFScheduleOfRatesCode | FM4/Risk Assessment Review:Type 2 Scheme | FM4 - Risk Assessment Review:Type 2 Scheme, unit of measure IT | FM4-WH010203 | Y | Y | Y
M3NHFScheduleOfRatesCode | FM4/Risk Assessment Review:Type 3 Scheme | FM4 - Risk Assessment Review:Type 3 Scheme, unit of measure IT | FM4-WH010205 | Y | Y | Y
M3NHFScheduleOfRatesCode | FM4/Risk Assessment Review:Type 4 Scheme | FM4 - Risk Assessment Review:Type 4 Scheme, unit of measure IT | FM4-WH010207 | Y | Y | Y
M3NHFScheduleOfRatesCode | FM4/Risk Assessment Review:Type 5 Scheme | FM4 - Risk Assessment Review:Type 5 Scheme, unit of measure IT | FM4-WH010209 | Y | Y | Y
M3NHFScheduleOfRatesCode | FM4/Risk Assessment Review:Type 6 Scheme | FM4 - Risk Assessment Review:Type 6 Scheme, unit of measure IT | FM4-WH010211 | Y | Y | Y
M3NHFScheduleOfRatesCode | FM4/Monthly Monitoring:Type 1 Scheme | FM4 - Monthly Monitoring:Type 1 Scheme, unit of measure IT | FM4-WH010301 | Y | Y | Y
M3NHFScheduleOfRatesCode | FM4/Monthly Monitoring:Type 2 Scheme | FM4 - Monthly Monitoring:Type 2 Scheme, unit of measure IT | FM4-WH010303 | Y | Y | Y
M3NHFScheduleOfRatesCode | FM4/Monthly Monitoring:Type 3 Scheme | FM4 - Monthly Monitoring:Type 3 Scheme, unit of measure IT | FM4-WH010305 | Y | Y | Y
M3NHFScheduleOfRatesCode | FM4/Monthly Monitoring:Type 4 Scheme | FM4 - Monthly Monitoring:Type 4 Scheme, unit of measure IT | FM4-WH010307 | Y | Y | Y
M3NHFScheduleOfRatesCode | FM4/Monthly Monitoring:Type 5 Scheme | FM4 - Monthly Monitoring:Type 5 Scheme, unit of measure IT | FM4-WH010309 | Y | Y | Y
M3NHFScheduleOfRatesCode | FM4/Monthly Monitoring:Type 6 Scheme | FM4 - Monthly Monitoring:Type 6 Scheme, unit of measure IT | FM4-WH010311 | Y | Y | Y
M3NHFScheduleOfRatesCode | FM4/6 Monthly Monitoring:Type 1 Scheme | FM4 - 6 Monthly Monitoring:Type 1 Scheme, unit of measure IT | FM4-WH010501 | Y | Y | Y
M3NHFScheduleOfRatesCode | FM4/6 Monthly Monitoring:Type 2 Scheme | FM4 - 6 Monthly Monitoring:Type 2 Scheme, unit of measure IT | FM4-WH010503 | Y | Y | Y
M3NHFScheduleOfRatesCode | FM4/6 Monthly Monitoring:Type 3 Scheme | FM4 - 6 Monthly Monitoring:Type 3 Scheme, unit of measure IT | FM4-WH010505 | Y | Y | Y
M3NHFScheduleOfRatesCode | FM4/6 Monthly Monitoring:Type 4 Scheme | FM4 - 6 Monthly Monitoring:Type 4 Scheme, unit of measure IT | FM4-WH010507 | Y | Y | Y
M3NHFScheduleOfRatesCode | FM4/6 Monthly Monitoring:Type 5 Scheme | FM4 - 6 Monthly Monitoring:Type 5 Scheme, unit of measure IT | FM4-WH010509 | Y | Y | Y
M3NHFScheduleOfRatesCode | FM4/6 Monthly Monitoring:Type 6 Scheme | FM4 - 6 Monthly Monitoring:Type 6 Scheme, unit of measure IT | FM4-WH010511 | Y | Y | Y
M3NHFScheduleOfRatesCode | FM4/Annual Monitoring:Type 1 Scheme | FM4 - Annual Monitoring:Type 1 Scheme, unit of measure IT | FM4-WH010701 | Y | Y | Y
M3NHFScheduleOfRatesCode | FM4/Annual Monitoring:Type 2 Scheme | FM4 - Annual Monitoring:Type 2 Scheme, unit of measure IT | FM4-WH010703 | Y | Y | Y
M3NHFScheduleOfRatesCode | FM4/Annual Monitoring:Type 3 Scheme | FM4 - Annual Monitoring:Type 3 Scheme, unit of measure IT | FM4-WH010705 | Y | Y | Y
M3NHFScheduleOfRatesCode | FM4/Annual Monitoring:Type 4 Scheme | FM4 - Annual Monitoring:Type 4 Scheme, unit of measure IT | FM4-WH010707 | Y | Y | Y
M3NHFScheduleOfRatesCode | FM4/Annual Monitoring:Type 5 Scheme | FM4 - Annual Monitoring:Type 5 Scheme, unit of measure IT | FM4-WH010709 | Y | Y | Y
M3NHFScheduleOfRatesCode | FM4/Annual Monitoring:Type 6 Scheme | FM4 - Annual Monitoring:Type 6 Scheme, unit of measure IT | FM4-WH010711 | Y | Y | Y
M3NHFScheduleOfRatesCode | FM4/Inspection:Record Water Consumption | FM4 - Inspection:Record Water Consumption, unit of measure NO | FM4-WH020101 | Y | Y | Y
M3NHFScheduleOfRatesCode | FM4/Inspection:Additional Annual Checks | FM4 - Inspection:Additional Annual Checks, unit of measure NO | FM4-WH020103 | Y | Y | Y
M3NHFScheduleOfRatesCode | FM4/Inspection:Visual Internal | FM4 - Inspection:Visual Internal, unit of measure NO | FM4-WH020107 | Y | Y | Y
M3NHFScheduleOfRatesCode | FM4/Inspection:Cold Water Services | FM4 - Inspection:Cold Water Services, unit of measure NO | FM4-WH020109 | Y | Y | Y
M3NHFScheduleOfRatesCode | FM4/Inspection:Additional On Cold Water Services | FM4 - Inspection:Additional On Cold Water Services, unit of measure NO | FM4-WH020111 | Y | Y | Y
M3NHFScheduleOfRatesCode | FM4/Flush And Purge:Unfrequent Used Outlets | FM4 - Flush And Purge:Unfrequent Used Outlets, unit of measure NO | FM4-WH020113 | Y | Y | Y
M3NHFScheduleOfRatesCode | FM4/Additional Flush And Purge:Unfrequent Outlets | FM4 - Additional Flush And Purge:Unfrequent Outlets, unit of measure NO | FM4-WH020115 | Y | Y | Y
M3NHFScheduleOfRatesCode | FM4/Monitoring For Legionella:Cold Water | FM4 - Monitoring For Legionella:Cold Water, unit of measure NO | FM4-WH030101 | Y | Y | Y
M3NHFScheduleOfRatesCode | FM4/Monitoring For Legionella:Additional Cold Water | FM4 - Monitoring For Legionella:Additional Cold Water, unit of measure NO | FM4-WH030103 | Y | Y | Y
M3NHFScheduleOfRatesCode | FM4/Monitoring For Legionella:Hot Water | FM4 - Monitoring For Legionella:Hot Water, unit of measure NO | FM4-WH030201 | Y | Y | Y
M3NHFScheduleOfRatesCode | FM4/Clean And Chlorinate Shower Head:Upto 1 | FM4 - Clean And Chlorinate Shower Head:Upto 1, unit of measure IT | FM4-WH050101 | Y | Y | Y
M3NHFScheduleOfRatesCode | FM4/Clean And Chlorinate Shower Head:Upto 1-6 | FM4 - Clean And Chlorinate Shower Head:Upto 1-6, unit of measure IT | FM4-WH050103 | Y | Y | Y
M3NHFScheduleOfRatesCode | FM4/Clean And Chlorinate Shower Head:Upto 6-12 | FM4 - Clean And Chlorinate Shower Head:Upto 6-12, unit of measure IT | FM4-WH050105 | Y | Y | Y
M3NHFScheduleOfRatesCode | FM4/Clean And Chlorinate Shower Head:Upto 12-20 | FM4 - Clean And Chlorinate Shower Head:Upto 12-20, unit of measure IT | FM4-WH050107 | Y | Y | Y
M3NHFScheduleOfRatesCode | FM4/Clean And Chlorinate Shower Head:Upto 20-30 | FM4 - Clean And Chlorinate Shower Head:Upto 20-30, unit of measure IT | FM4-WH050109 | Y | Y | Y
M3NHFScheduleOfRatesCode | FM4/Clean And Chlorinate Shower Head:Over 30 | FM4 - Clean And Chlorinate Shower Head:Over 30, unit of measure IT | FM4-WH050111 | Y | Y | Y
M3NHFScheduleOfRatesCode | FM4/Water Booster:Clean Strainers | FM4 - Water Booster:Clean Strainers, unit of measure IT | FM4-WP010101 | Y | Y | Y | Y | Y
M3NHFScheduleOfRatesCode | FM4/Water Booster:Renew Guinnard Pump | FM4 - Water Booster:Renew Guinnard Pump, unit of measure IT | FM4-WP010103 | Y | Y | Y | Y | Y
M3NHFScheduleOfRatesCode | FM4/Water Booster:Renew Stuart Turner Pump | FM4 - Water Booster:Renew Stuart Turner Pump, unit of measure IT | FM4-WP010105 | Y | Y | Y | Y | Y
M3NHFScheduleOfRatesCode | FM4/Water Booster:Renew Cervomatic Pump Control | FM4 - Water Booster:Renew Cervomatic Pump Control, unit of measure IT | FM4-WP010107 | Y | Y | Y | Y | Y
M3NHFScheduleOfRatesCode | FM4/Water Booster:Check Operation Of Controls | FM4 - Water Booster:Check Operation Of Controls, unit of measure IT | FM4-WP010109 | Y | Y | Y | Y | Y
M3NHFScheduleOfRatesCode | FM4/Workshop Equipment:Response/Repair No Parts | FM4 - Workshop Equipment:Response/Repair No Parts, unit of measure IT | FM4-WS010101 | Y | Y | Y | Y | Y
M3NHFScheduleOfRatesCode | FM4/Workshop Equipment:Response/Repair Parts Ne £40 | FM4 - Workshop Equipment:Response/Repair Parts Ne £40, unit of measure IT | FM4-WS010103 | Y | Y | Y | Y | Y
M3NHFScheduleOfRatesCode | FM4/Workshop Equipment:Response/Repair Parts Ne £100 | FM4 - Workshop Equipment:Response/Repair Parts Ne £100, unit of measure IT | FM4-WS010104 | Y | Y | Y | Y | Y
M3NHFScheduleOfRatesCode | FM4/Workshop Equipment:Response/Repair Parts Ne £150 | FM4 - Workshop Equipment:Response/Repair Parts Ne £150, unit of measure IT | FM4-WS010106 | Y | Y | Y | Y | Y
M3NHFScheduleOfRatesCode | FM4/Workshop Equipment:Response/Repair Parts Ne £250 | FM4 - Workshop Equipment:Response/Repair Parts Ne £250, unit of measure IT | FM4-WS010108 | Y | Y | Y | Y | Y
M3NHFScheduleOfRatesCode | FM4/Workshop Equipment:Response/Repair Parts Ne £500 | FM4 - Workshop Equipment:Response/Repair Parts Ne £500, unit of measure IT | FM4-WS010110 | Y | Y | Y | Y | Y
M3NHFScheduleOfRatesCode | FM4/Workshop Equipment:Periodic Inspection/Servicing | FM4 - Workshop Equipment:Periodic Inspection/Servicing, unit of measure IT | FM4-WS020101 | Y | Y | Y | Y | Y
M3NHFScheduleOfRatesCode | FM4/Tank:Prepare Tank Room Prior To Works | FM4 - Tank:Prepare Tank Room Prior To Works, unit of measure IT | FM4-WT010101 | Y | Y | Y | Y | Y
M3NHFScheduleOfRatesCode | FM4/Tank:Disfect Prior To Tank Cleaning | FM4 - Tank:Disfect Prior To Tank Cleaning, unit of measure IT | FM4-WT010103 | Y | Y | Y | Y | Y
M3NHFScheduleOfRatesCode | FM4/Tank:Drain For Cleaning | FM4 - Tank:Drain For Cleaning, unit of measure IT | FM4-WT010105 | Y | Y | Y | Y | Y
M3NHFScheduleOfRatesCode | FM4/Tank:Clean Out Internal Surfaces Of Cast Iron Tank | FM4 - Tank:Clean Out Internal Surfaces Of Cast Iron Tank, unit of measure IT | FM4-WT010107 | Y | Y | Y | Y | Y
M3NHFScheduleOfRatesCode | FM4/Tank:Clean Out Internal Surfaces Of Steel Tank | FM4 - Tank:Clean Out Internal Surfaces Of Steel Tank, unit of measure IT | FM4-WT010109 | Y | Y | Y | Y | Y
M3NHFScheduleOfRatesCode | FM4/Tank:Clean Out Internal Surfaces Plastic/Grp Tank | FM4 - Tank:Clean Out Internal Surfaces Plastic/Grp Tank, unit of measure IT | FM4-WT010111 | Y | Y | Y | Y | Y
M3NHFScheduleOfRatesCode | FM4/Tank:Recoat Galvanised Steel Ne 1000 Litre | FM4 - Tank:Recoat Galvanised Steel Ne 1000 Litre, unit of measure IT | FM4-WT010113 | Y | Y | Y | Y | Y
M3NHFScheduleOfRatesCode | FM4/Tank:Recoat Galvanised Steel Ne 2000 Litre | FM4 - Tank:Recoat Galvanised Steel Ne 2000 Litre, unit of measure IT | FM4-WT010115 | Y | Y | Y | Y | Y
M3NHFScheduleOfRatesCode | FM4/Tank:Recoat Galvanised Steel Ne 4000 Litre | FM4 - Tank:Recoat Galvanised Steel Ne 4000 Litre, unit of measure IT | FM4-WT010117 | Y | Y | Y | Y | Y
M3NHFScheduleOfRatesCode | FM4/Tank:Recoat Sectional Cast Iron Ne 2000 Litre | FM4 - Tank:Recoat Sectional Cast Iron Ne 2000 Litre, unit of measure IT | FM4-WT010119 | Y | Y | Y | Y | Y
M3NHFScheduleOfRatesCode | FM4/Tank:Recoat Sectional Cast Iron Ne 4000 Litre | FM4 - Tank:Recoat Sectional Cast Iron Ne 4000 Litre, unit of measure IT | FM4-WT010121 | Y | Y | Y | Y | Y
M3NHFScheduleOfRatesCode | FM4/Tank:Paint External Surfaces Of Tank | FM4 - Tank:Paint External Surfaces Of Tank, unit of measure SM | FM4-WT010123 | Y | Y | Y | Y | Y
M3NHFScheduleOfRatesCode | FM4/Tank:Renew Bolts To Sectional Cast Iron | FM4 - Tank:Renew Bolts To Sectional Cast Iron, unit of measure NO | FM4-WT010127 | Y | Y | Y | Y | Y
M3NHFScheduleOfRatesCode | FM4/Tank:Renew Cover To Galv Steel Tank Ne 2000 Litres | FM4 - Tank:Renew Cover To Galv Steel Tank Ne 2000 Litres, unit of measure IT | FM4-WT010129 | Y | Y | Y | Y | Y
M3NHFScheduleOfRatesCode | FM4/Tank:Renew Cover To Galv Steel Tank Ne 4000 Litres | FM4 - Tank:Renew Cover To Galv Steel Tank Ne 4000 Litres, unit of measure IT | FM4-WT010131 | Y | Y | Y | Y | Y
M3NHFScheduleOfRatesCode | FM4/Tank:Reposition Pipework | FM4 - Tank:Reposition Pipework, unit of measure IT | FM4-WT010135 | Y | Y | Y
M3NHFScheduleOfRatesCode | FM4/Tank:Renew 25Mm Ballvalve | FM4 - Tank:Renew 25Mm Ballvalve, unit of measure IT | FM4-WT020101 | Y | Y | Y | Y | Y
M3NHFScheduleOfRatesCode | FM4/Tank:Renew 50Mm Ballvalve | FM4 - Tank:Renew 50Mm Ballvalve, unit of measure IT | FM4-WT020103 | Y | Y | Y | Y | Y
M3NHFScheduleOfRatesCode | FM4/Tank:Renew 50Mm Float Valve | FM4 - Tank:Renew 50Mm Float Valve, unit of measure IT | FM4-WT020105 | Y | Y | Y | Y | Y
M3NHFScheduleOfRatesCode | FM4/Tank:Renew 25Mm Overflow | FM4 - Tank:Renew 25Mm Overflow, unit of measure IT | FM4-WT020107 | Y | Y | Y | Y | Y
M3NHFScheduleOfRatesCode | FM4/Tank:Renew 50Mm Overflow | FM4 - Tank:Renew 50Mm Overflow, unit of measure IT | FM4-WT020109 | Y | Y | Y | Y | Y
M3NHFScheduleOfRatesCode | FM4/Tank:Provide Insect Screens | FM4 - Tank:Provide Insect Screens, unit of measure IT | FM4-WT020111 | Y | Y | Y | Y | Y
M3NHFScheduleOfRatesCode | FM4/Tank:Renew Insulation | FM4 - Tank:Renew Insulation, unit of measure SM | FM4-WT030101 | Y | Y | Y | Y | Y
M3NHFScheduleOfRatesCode | FM4/Chemical Disinfection:Chlorinate 1 Circuit | FM4 - Chemical Disinfection:Chlorinate 1 Circuit, unit of measure IT | FM4-WT040101 | Y | Y | Y | Y | Y
M3NHFScheduleOfRatesCode | FM4/Chemical Disinfection:Chlorinate 2 Circuits | FM4 - Chemical Disinfection:Chlorinate 2 Circuits, unit of measure IT | FM4-WT040103 | Y | Y | Y | Y | Y
M3NHFScheduleOfRatesCode | FM4/Chemical Disinfection:Chlorinate 3 Circuits | FM4 - Chemical Disinfection:Chlorinate 3 Circuits, unit of measure IT | FM4-WT040105 | Y | Y | Y | Y | Y
M3NHFScheduleOfRatesCode | FM4/Chemical Disinfection:Chlorinate 4 Circuits | FM4 - Chemical Disinfection:Chlorinate 4 Circuits, unit of measure IT | FM4-WT040107 | Y | Y | Y | Y | Y
M3NHFScheduleOfRatesCode | FM4/Chemical Disinfection:Chlorinate 5 Circuits | FM4 - Chemical Disinfection:Chlorinate 5 Circuits, unit of measure IT | FM4-WT040109 | Y | Y | Y | Y | Y
M3NHFScheduleOfRatesCode | FM4/Chemical Disinfection:Chlorinate 6 Circuits | FM4 - Chemical Disinfection:Chlorinate 6 Circuits, unit of measure IT | FM4-WT040111 | Y | Y | Y | Y | Y
M3NHFScheduleOfRatesCode | FM4/Chemical Disinfection:Chlorinate 1 Cws Tank | FM4 - Chemical Disinfection:Chlorinate 1 Cws Tank, unit of measure IT | FM4-WT040201 | Y | Y | Y | Y | Y
M3NHFScheduleOfRatesCode | FM4/Chemical Disinfection:Chlorinate 2 Cws Tanks | FM4 - Chemical Disinfection:Chlorinate 2 Cws Tanks, unit of measure IT | FM4-WT040203 | Y | Y | Y | Y | Y
M3NHFScheduleOfRatesCode | FM4/Chemical Disinfection:Chlorinate 3 Cws Tanks | FM4 - Chemical Disinfection:Chlorinate 3 Cws Tanks, unit of measure IT | FM4-WT040205 | Y | Y | Y | Y | Y
M3NHFScheduleOfRatesCode | FM4/Chemical Disinfection:Chlorinate 4 Cws Tanks | FM4 - Chemical Disinfection:Chlorinate 4 Cws Tanks, unit of measure IT | FM4-WT040207 | Y | Y | Y | Y | Y
M3NHFScheduleOfRatesCode | FM4/Chemical Disinfection:Chlorinate 5 Cws Tanks | FM4 - Chemical Disinfection:Chlorinate 5 Cws Tanks, unit of measure IT | FM4-WT040209 | Y | Y | Y | Y | Y
M3NHFScheduleOfRatesCode | FM4/Thermal Disinfection:Hot Water System | FM4 - Thermal Disinfection:Hot Water System, unit of measure IT | FM4-WT060101 | Y | Y | Y | Y | Y
M3NHFScheduleOfRatesCode | FM4/Tank:Renew With Ne 317 Litre Grp 1 Piece | FM4 - Tank:Renew With Ne 317 Litre Grp 1 Piece, unit of measure IT | FM4-WT070101 | Y | Y | Y | Y | Y
M3NHFScheduleOfRatesCode | FM4/Tank:Renew With Ne 500 Litre Grp 1 Piece | FM4 - Tank:Renew With Ne 500 Litre Grp 1 Piece, unit of measure IT | FM4-WT070103 | Y | Y | Y | Y | Y
M3NHFScheduleOfRatesCode | FM4/Tank:Renew With Ne 690 Litre Grp 1 Piece | FM4 - Tank:Renew With Ne 690 Litre Grp 1 Piece, unit of measure IT | FM4-WT070105 | Y | Y | Y | Y | Y
M3NHFScheduleOfRatesCode | FM4/Tank:Renew With Ne 765 Litre Grp 1 Piece | FM4 - Tank:Renew With Ne 765 Litre Grp 1 Piece, unit of measure IT | FM4-WT070107 | Y | Y | Y | Y | Y
M3NHFScheduleOfRatesCode | FM4/Tank:Renew With Ne 920 Litre Grp 1 Piece | FM4 - Tank:Renew With Ne 920 Litre Grp 1 Piece, unit of measure IT | FM4-WT070109 | Y | Y | Y | Y | Y
M3NHFScheduleOfRatesCode | FM4/Tank:Renew With Ne 1048 Litre Grp 1 Piece | FM4 - Tank:Renew With Ne 1048 Litre Grp 1 Piece, unit of measure IT | FM4-WT070111 | Y | Y | Y | Y | Y
M3NHFScheduleOfRatesCode | FM4/Tank:Renew With Ne 1254 Litre Grp 1 Piece | FM4 - Tank:Renew With Ne 1254 Litre Grp 1 Piece, unit of measure IT | FM4-WT070113 | Y | Y | Y | Y | Y
M3NHFScheduleOfRatesCode | FM4/Tank:Renew Ne 1364 Litre Grp 1 Piece Pre-Insulated | FM4 - Tank:Renew Ne 1364 Litre Grp 1 Piece Pre-Insulated, unit of measure IT | FM4-WT080101 | Y | Y | Y | Y | Y
M3NHFScheduleOfRatesCode | FM4/Tank:Renew Ne 1600 Litre Grp 1 Piece Pre-Insulated | FM4 - Tank:Renew Ne 1600 Litre Grp 1 Piece Pre-Insulated, unit of measure IT | FM4-WT080102 | Y | Y | Y
M3NHFScheduleOfRatesCode | FM4/Tank:Renew Ne 1820 Litre Grp 1 Piece Pre-Insulated | FM4 - Tank:Renew Ne 1820 Litre Grp 1 Piece Pre-Insulated, unit of measure IT | FM4-WT080103 | Y | Y | Y | Y | Y
M3NHFScheduleOfRatesCode | FM4/Tank:Renew Ne 2275 Litre Grp 1 Piece Pre-Insulated | FM4 - Tank:Renew Ne 2275 Litre Grp 1 Piece Pre-Insulated, unit of measure IT | FM4-WT080105 | Y | Y | Y | Y | Y
M3NHFScheduleOfRatesCode | FM4/Tank:Renew Ne 2500 Litre Grp 1 Piece Pre-Insulated | FM4 - Tank:Renew Ne 2500 Litre Grp 1 Piece Pre-Insulated, unit of measure IT | FM4-WT080107 | Y | Y | Y | Y | Y
M3NHFScheduleOfRatesCode | FM4/Tank:Renew Ne 3000 Litre Grp 1 Piece Pre-Insulated | FM4 - Tank:Renew Ne 3000 Litre Grp 1 Piece Pre-Insulated, unit of measure IT | FM4-WT080109 | Y | Y | Y | Y | Y
M3NHFScheduleOfRatesCode | FM4/Tank:Renew Ne 3750 Litre Grp 1 Piece Pre-Insulated | FM4 - Tank:Renew Ne 3750 Litre Grp 1 Piece Pre-Insulated, unit of measure IT | FM4-WT080111 | Y | Y | Y | Y | Y
M3NHFScheduleOfRatesCode | FM4/Tank:Renew Ne 4545 Litre Grp 1 Piece Pre-Insulated | FM4 - Tank:Renew Ne 4545 Litre Grp 1 Piece Pre-Insulated, unit of measure IT | FM4-WT080113 | Y | Y | Y
M3NHFScheduleOfRatesCode | FM4/Tank:Renew Ne 1364 Litre Grp Sectional Pre-Insul | FM4 - Tank:Renew Ne 1364 Litre Grp Sectional Pre-Insul, unit of measure IT | FM4-WT080201 | Y | Y | Y
M3NHFScheduleOfRatesCode | FM4/Tank:Renew Ne 1600 Litre Grp Sectional Pre-Insul | FM4 - Tank:Renew Ne 1600 Litre Grp Sectional Pre-Insul, unit of measure IT | FM4-WT080202 | Y | Y | Y
M3NHFScheduleOfRatesCode | FM4/Tank:Renew Ne 1820 Litre Grp Sectional Pre-Insul | FM4 - Tank:Renew Ne 1820 Litre Grp Sectional Pre-Insul, unit of measure IT | FM4-WT080203 | Y | Y | Y
M3NHFScheduleOfRatesCode | FM4/Tank:Renew Ne 2275 Litre Grp Sectional Pre-Insul | FM4 - Tank:Renew Ne 2275 Litre Grp Sectional Pre-Insul, unit of measure IT | FM4-WT080205 | Y | Y | Y
M3NHFScheduleOfRatesCode | FM4/Tank:Renew Ne 2500 Litre Grp Sectional Pre-Insul | FM4 - Tank:Renew Ne 2500 Litre Grp Sectional Pre-Insul, unit of measure IT | FM4-WT080207 | Y | Y | Y
M3NHFScheduleOfRatesCode | FM4/Tank:Renew Ne 3000 Litre Grp Sectional Pre-Insul | FM4 - Tank:Renew Ne 3000 Litre Grp Sectional Pre-Insul, unit of measure IT | FM4-WT080209 | Y | Y | Y
M3NHFScheduleOfRatesCode | FM4/Tank:Renew Ne 3750 Litre Grp Sectional Pre-Insul | FM4 - Tank:Renew Ne 3750 Litre Grp Sectional Pre-Insul, unit of measure IT | FM4-WT080211 | Y | Y | Y
M3NHFScheduleOfRatesCode | FM4/Tank:Renew Ne 4545 Litre Grp Sectional Pre-Insul | FM4 - Tank:Renew Ne 4545 Litre Grp Sectional Pre-Insul, unit of measure IT | FM4-WT080213 | Y | Y | Y
M3NHFScheduleOfRatesCode | FM4/Tank:Renew Ne 10,000 Litre Grp Sectional Pre-Insul | FM4 - Tank:Renew Ne 10,000 Litre Grp Sectional Pre-Insul, unit of measure IT | FM4-WT080215 | Y | Y | Y
M3NHFScheduleOfRatesCode | FM4/Calorifier:Clean Out Tank | FM4 - Calorifier:Clean Out Tank, unit of measure IT | FM4-WT090101 | Y | Y | Y | Y | Y
M3NHFScheduleOfRatesCode | FM5/Primary Heating Pump:Overhaul First Pump | FM5 - Primary Heating Pump:Overhaul First Pump, unit of measure IT | FM5-SP010101 | Y | Y | Y | Y | Y
M3NHFScheduleOfRatesCode | FM5/Primary Heating Pump:Overhaul Additional Pump | FM5 - Primary Heating Pump:Overhaul Additional Pump, unit of measure IT | FM5-SP010103 | Y | Y | Y | Y | Y
M3NHFScheduleOfRatesCode | FM5/Secondary Heating Pump:Overhaul First Pump | FM5 - Secondary Heating Pump:Overhaul First Pump, unit of measure IT | FM5-SP010105 | Y | Y | Y | Y | Y
M3NHFScheduleOfRatesCode | FM5/Secondary Heating Pump:Overhaul Additional Pump | FM5 - Secondary Heating Pump:Overhaul Additional Pump, unit of measure IT | FM5-SP010107 | Y | Y | Y | Y | Y
M3NHFScheduleOfRatesCode | FM5/Water Circulating Pump:Overhaul First Pump | FM5 - Water Circulating Pump:Overhaul First Pump, unit of measure IT | FM5-SP010109 | Y | Y | Y | Y | Y
M3NHFScheduleOfRatesCode | FM5/Water Circulating Pump:Overhaul Additional Pump | FM5 - Water Circulating Pump:Overhaul Additional Pump, unit of measure IT | FM5-SP010111 | Y | Y | Y | Y | Y
M3NHFScheduleOfRatesCode | FM5/Dhw Booster Pump:Overhaul First Pump | FM5 - Dhw Booster Pump:Overhaul First Pump, unit of measure IT | FM5-SP010113 | Y | Y | Y | Y | Y
M3NHFScheduleOfRatesCode | FM5/Dhw Booster Pump:Overhaul Additional Pump | FM5 - Dhw Booster Pump:Overhaul Additional Pump, unit of measure IT | FM5-SP010115 | Y | Y | Y | Y | Y
M3NHFScheduleOfRatesCode | FM5/Dhw Secondary Return Pump:Overhaul First Pump | FM5 - Dhw Secondary Return Pump:Overhaul First Pump, unit of measure IT | FM5-SP010117 | Y | Y | Y | Y | Y
M3NHFScheduleOfRatesCode | FM5/Dhw Secondary Return Pump:Overhaul Additional Pump | FM5 - Dhw Secondary Return Pump:Overhaul Additional Pump, unit of measure IT | FM5-SP010119 | Y | Y | Y | Y | Y
M3NHFScheduleOfRatesCode | FM5/Dhw Make Up Pump:Overhaul First Pump | FM5 - Dhw Make Up Pump:Overhaul First Pump, unit of measure IT | FM5-SP010121 | Y | Y | Y | Y | Y
M3NHFScheduleOfRatesCode | FM5/Dhw Make Up Pump:Overhaul Additional Pump | FM5 - Dhw Make Up Pump:Overhaul Additional Pump, unit of measure IT | FM5-SP010123 | Y | Y | Y | Y | Y
M3NHFScheduleOfRatesCode | FM5/Ozone Booster Pump:Overhaul First Pump | FM5 - Ozone Booster Pump:Overhaul First Pump, unit of measure IT | FM5-SP010125 | Y | Y | Y | Y | Y
M3NHFScheduleOfRatesCode | FM5/Ozone Booster Pump:Overhaul Additional Pump | FM5 - Ozone Booster Pump:Overhaul Additional Pump, unit of measure IT | FM5-SP010127 | Y | Y | Y | Y | Y
M3NHFScheduleOfRatesCode | FM5/Chemical Sampling Pump:Overhaul First Pump | FM5 - Chemical Sampling Pump:Overhaul First Pump, unit of measure IT | FM5-SP010129 | Y | Y | Y | Y | Y
M3NHFScheduleOfRatesCode | FM5/Chemical Sampling Pump:Overhaul Additional Pump | FM5 - Chemical Sampling Pump:Overhaul Additional Pump, unit of measure IT | FM5-SP010131 | Y | Y | Y | Y | Y
M3NHFScheduleOfRatesCode | FM5/Swimming Pool Pump:Breakdown | FM5 - Swimming Pool Pump:Breakdown, unit of measure IT | FM5-SP010201 | Y | Y | Y | Y | Y
M3NHFScheduleOfRatesCode | FM5/Swimming Pool Pump:Breakdown No Parts | FM5 - Swimming Pool Pump:Breakdown No Parts, unit of measure IT | FM5-SP010203 | Y | Y | Y | Y | Y
M3NHFScheduleOfRatesCode | FM5/Swimming Pool Pump:Breakdown No Parts Ne £40 | FM5 - Swimming Pool Pump:Breakdown No Parts Ne £40, unit of measure IT | FM5-SP010205 | Y | Y | Y | Y | Y
M3NHFScheduleOfRatesCode | FM5/Swimming Pool Pump:Breakdown Parts Ne £100 | FM5 - Swimming Pool Pump:Breakdown Parts Ne £100, unit of measure IT | FM5-SP010207 | Y | Y | Y | Y | Y
M3NHFScheduleOfRatesCode | FM5/Swimming Pool Pump:Breakdown Parts Ne £150 | FM5 - Swimming Pool Pump:Breakdown Parts Ne £150, unit of measure IT | FM5-SP010209 | Y | Y | Y | Y | Y
M3NHFScheduleOfRatesCode | FM5/Pool Water Heating Calorifier:Overhaul 29Kw | FM5 - Pool Water Heating Calorifier:Overhaul 29Kw, unit of measure IT | FM5-SP010301 | Y | Y | Y | Y | Y
M3NHFScheduleOfRatesCode | FM5/Pool Water Heating Calorifier:Overhaul 280Kw | FM5 - Pool Water Heating Calorifier:Overhaul 280Kw, unit of measure IT | FM5-SP010303 | Y | Y | Y | Y | Y
M3NHFScheduleOfRatesCode | FM5/Pool Water Heating Calorifier:Overhaul 410Kw | FM5 - Pool Water Heating Calorifier:Overhaul 410Kw, unit of measure IT | FM5-SP010304 | Y | Y | Y
M3NHFScheduleOfRatesCode | FM5/Dhw Calorifier:Overhaul 4000Ltr | FM5 - Dhw Calorifier:Overhaul 4000Ltr, unit of measure IT | FM5-SP010305 | Y | Y | Y | Y | Y
M3NHFScheduleOfRatesCode | FM5/Swimming Pool Calorifier:Breakdown | FM5 - Swimming Pool Calorifier:Breakdown, unit of measure IT | FM5-SP010401 | Y | Y | Y | Y | Y
M3NHFScheduleOfRatesCode | FM5/Swimming Pool Calorifier:Breakdown No Parts | FM5 - Swimming Pool Calorifier:Breakdown No Parts, unit of measure IT | FM5-SP010403 | Y | Y | Y | Y | Y
M3NHFScheduleOfRatesCode | FM5/Swimming Pool Calorifier:Breakdown Parts Ne £100 | FM5 - Swimming Pool Calorifier:Breakdown Parts Ne £100, unit of measure IT | FM5-SP010405 | Y | Y | Y | Y | Y
M3NHFScheduleOfRatesCode | FM5/Rapid Gravity Sand Filter:Overhaul 4000 Ltr First | FM5 - Rapid Gravity Sand Filter:Overhaul 4000 Ltr First, unit of measure IT | FM5-SP010501 | Y | Y | Y | Y | Y
M3NHFScheduleOfRatesCode | FM5/Rapid Gravity Sand Filter:Overhaul 4000 Ltr Add'L | FM5 - Rapid Gravity Sand Filter:Overhaul 4000 Ltr Add'L, unit of measure IT | FM5-SP010503 | Y | Y | Y | Y | Y
M3NHFScheduleOfRatesCode | FM5/Rapid Gravity Sand Filter:Overhaul 2500 Ltr First | FM5 - Rapid Gravity Sand Filter:Overhaul 2500 Ltr First, unit of measure IT | FM5-SP010505 | Y | Y | Y | Y | Y
M3NHFScheduleOfRatesCode | FM5/Rapid Gravity Sand Filter:Overhaul 2500 Ltr Add'L | FM5 - Rapid Gravity Sand Filter:Overhaul 2500 Ltr Add'L, unit of measure IT | FM5-SP010507 | Y | Y | Y | Y | Y
M3NHFScheduleOfRatesCode | FM5/Rapid Gravity Sand Filter:Remove Filter Media | FM5 - Rapid Gravity Sand Filter:Remove Filter Media, unit of measure CM | FM5-SP010509 | Y | Y | Y | Y | Y
M3NHFScheduleOfRatesCode | FM5/Rapid Gravity Sand Filter:Recoat 2500 Litre Tank | FM5 - Rapid Gravity Sand Filter:Recoat 2500 Litre Tank, unit of measure IT | FM5-SP010513 | Y | Y | Y | Y | Y
M3NHFScheduleOfRatesCode | FM5/Rapid Gravity Sand Filter:Recoat 4000 Litre Tank | FM5 - Rapid Gravity Sand Filter:Recoat 4000 Litre Tank, unit of measure IT | FM5-SP010515 | Y | Y | Y | Y | Y
M3NHFScheduleOfRatesCode | FM5/Rapid Gravity Sand Filter:Graded Gravel Media | FM5 - Rapid Gravity Sand Filter:Graded Gravel Media, unit of measure CM | FM5-SP010517 | Y | Y | Y | Y | Y
M3NHFScheduleOfRatesCode | FM5/Rapid Gravity Sand Filter:Coarse Sand Media | FM5 - Rapid Gravity Sand Filter:Coarse Sand Media, unit of measure CM | FM5-SP010519 | Y | Y | Y | Y | Y
M3NHFScheduleOfRatesCode | FM5/Rapid Gravity Sand Filter:Fine Sand Media | FM5 - Rapid Gravity Sand Filter:Fine Sand Media, unit of measure CM | FM5-SP010521 | Y | Y | Y | Y | Y
M3NHFScheduleOfRatesCode | FM5/Rapid Gravity Filter:Recommission After Renewal | FM5 - Rapid Gravity Filter:Recommission After Renewal, unit of measure IT | FM5-SP010523 | Y | Y | Y | Y | Y
M3NHFScheduleOfRatesCode | FM5/Swimming Pool Sand Filter:Breakdown | FM5 - Swimming Pool Sand Filter:Breakdown, unit of measure IT | FM5-SP010601 | Y | Y | Y | Y | Y
M3NHFScheduleOfRatesCode | FM5/Swimming Pool Sand Filter:Breakdown No Parts | FM5 - Swimming Pool Sand Filter:Breakdown No Parts, unit of measure IT | FM5-SP010603 | Y | Y | Y | Y | Y
M3NHFScheduleOfRatesCode | FM5/Swimming Pool Sand Filter:Breakdown Parts Ne £100 | FM5 - Swimming Pool Sand Filter:Breakdown Parts Ne £100, unit of measure IT | FM5-SP010605 | Y | Y | Y | Y | Y
M3NHFScheduleOfRatesCode | FM5/Water Treatment Dosing Plant:Overhaul | FM5 - Water Treatment Dosing Plant:Overhaul, unit of measure IT | FM5-SP010701 | Y | Y | Y | Y | Y
M3NHFScheduleOfRatesCode | FM5/Swimming Pool Dosing Plant:Breakdown | FM5 - Swimming Pool Dosing Plant:Breakdown, unit of measure IT | FM5-SP010703 | Y | Y | Y
M3NHFScheduleOfRatesCode | FM5/Swimming Pool Dosing Plant:Breakdown No Parts | FM5 - Swimming Pool Dosing Plant:Breakdown No Parts, unit of measure IT | FM5-SP010803 | Y | Y | Y | Y | Y
M3NHFScheduleOfRatesCode | FM5/Swimming Pool Dosing Plant:Breakdown Parts Ne £100 | FM5 - Swimming Pool Dosing Plant:Breakdown Parts Ne £100, unit of measure IT | FM5-SP010805 | Y | Y | Y | Y | Y
M3NHFScheduleOfRatesCode | FM5/Air Blower:Overhaul | FM5 - Air Blower:Overhaul, unit of measure IT | FM5-SP010900 | Y | Y | Y
M3NHFScheduleOfRatesCode | FM5/Swimming Pool Air Blower:Breakdown | FM5 - Swimming Pool Air Blower:Breakdown, unit of measure IT | FM5-SP010901 | Y | Y | Y | Y | Y
M3NHFScheduleOfRatesCode | FM5/Swimming Pool Air Blower:Breakdown No Parts | FM5 - Swimming Pool Air Blower:Breakdown No Parts, unit of measure IT | FM5-SP010903 | Y | Y | Y | Y | Y
M3NHFScheduleOfRatesCode | FM5/Swimming Pool Air Blower:Breakdown Parts Ne £100 | FM5 - Swimming Pool Air Blower:Breakdown Parts Ne £100, unit of measure IT | FM5-SP010905 | Y | Y | Y | Y | Y
M3NHFScheduleOfRatesCode | FM5/Heat Exchanger:Overhaul | FM5 - Heat Exchanger:Overhaul, unit of measure IT | FM5-SP011001 | Y | Y | Y | Y | Y
M3NHFScheduleOfRatesCode | FM5/Swimming Pool Heat Exchanger:Breakdown | FM5 - Swimming Pool Heat Exchanger:Breakdown, unit of measure IT | FM5-SP011101 | Y | Y | Y | Y | Y
M3NHFScheduleOfRatesCode | FM5/Swimming Pool Heat Exchanger:Breakdown No Parts | FM5 - Swimming Pool Heat Exchanger:Breakdown No Parts, unit of measure IT | FM5-SP011103 | Y | Y | Y | Y | Y
M3NHFScheduleOfRatesCode | FM5/Swimming Pool Heat Exchanger:Breakdown Part Ne£200 | FM5 - Swimming Pool Heat Exchanger:Breakdown Part Ne£200, unit of measure IT | FM5-SP011105 | Y | Y | Y | Y | Y
M3NHFScheduleOfRatesCode | FM6/Chp:Renew With 24Kw/1Kw Baxi Ecogen | FM6 - Chp:Renew With 24Kw/1Kw Baxi Ecogen, unit of measure IT | FM6-MG010101 | Y | Y | Y
M3NHFScheduleOfRatesCode | FM6/Chp:Renew With 24Kw/1Kw Baxi Ecogen (New System) | FM6 - Chp:Renew With 24Kw/1Kw Baxi Ecogen (New System), unit of measure IT | FM6-MG010201 | Y | Y | Y
M3NHFScheduleOfRatesCode | FM6/Boiler:Renew With 15Kw Multi Heat Biomass - Exist | FM6 - Boiler:Renew With 15Kw Multi Heat Biomass - Exist, unit of measure IT | FM6-MG010301 | Y | Y | Y
M3NHFScheduleOfRatesCode | FM6/Boiler:Renew With 25Kw Multi Heat Biomass - Exist | FM6 - Boiler:Renew With 25Kw Multi Heat Biomass - Exist, unit of measure IT | FM6-MG010303 | Y | Y | Y
M3NHFScheduleOfRatesCode | FM6/Boiler:Renew With 43Kw Multi Heat Biomass - Exist | FM6 - Boiler:Renew With 43Kw Multi Heat Biomass - Exist, unit of measure IT | FM6-MG010305 | Y | Y | Y
M3NHFScheduleOfRatesCode | FM6/Boiler:Renew With 15Kw Multi Heat Biomass - New | FM6 - Boiler:Renew With 15Kw Multi Heat Biomass - New, unit of measure IT | FM6-MG010401 | Y | Y | Y
M3NHFScheduleOfRatesCode | FM6/Boiler:Renew With 25Kw Multi Heat Biomass - New | FM6 - Boiler:Renew With 25Kw Multi Heat Biomass - New, unit of measure IT | FM6-MG010403 | Y | Y | Y
M3NHFScheduleOfRatesCode | FM6/Boiler:Renew With 43Kw Multi Heat Biomass - New | FM6 - Boiler:Renew With 43Kw Multi Heat Biomass - New, unit of measure IT | FM6-MG010405 | Y | Y | Y
M3NHFScheduleOfRatesCode | FM6/Boiler:Renew With 20Kw Solo Wood Burning - Exist | FM6 - Boiler:Renew With 20Kw Solo Wood Burning - Exist, unit of measure IT | FM6-MG010501 | Y | Y | Y
M3NHFScheduleOfRatesCode | FM6/Boiler:Renew With 32Kw Solo Wood Burning - Exist | FM6 - Boiler:Renew With 32Kw Solo Wood Burning - Exist, unit of measure IT | FM6-MG010503 | Y | Y | Y
M3NHFScheduleOfRatesCode | FM6/Boiler:Renew With 48Kw Solo Wood Burning - Exist | FM6 - Boiler:Renew With 48Kw Solo Wood Burning - Exist, unit of measure IT | FM6-MG010505 | Y | Y | Y
M3NHFScheduleOfRatesCode | FM6/Boiler:Renew With 20Kw Solo Wood Burning - New | FM6 - Boiler:Renew With 20Kw Solo Wood Burning - New, unit of measure IT | FM6-MG010601 | Y | Y | Y
M3NHFScheduleOfRatesCode | FM6/Boiler:Renew With 32Kw Solo Wood Burning - New | FM6 - Boiler:Renew With 32Kw Solo Wood Burning - New, unit of measure IT | FM6-MG010603 | Y | Y | Y
M3NHFScheduleOfRatesCode | FM6/Boiler:Renew With 48Kw Solo Wood Burning - New | FM6 - Boiler:Renew With 48Kw Solo Wood Burning - New, unit of measure IT | FM6-MG010605 | Y | Y | Y
M3NHFScheduleOfRatesCode | FM6/Solid Fuel Or Biomass Boiler:Annual Service | FM6 - Solid Fuel Or Biomass Boiler:Annual Service, unit of measure NO | FM6-MG010701 | Y | Y | Y
M3NHFScheduleOfRatesCode | FM6/Solid Fuel Or Biomass Boiler:Breakdown No Parts | FM6 - Solid Fuel Or Biomass Boiler:Breakdown No Parts, unit of measure IT | FM6-MG010801 | Y | Y | Y
M3NHFScheduleOfRatesCode | FM6/Solid Fuel Or Biomass Boiler:Breakdown Parts Ne£10 | FM6 - Solid Fuel Or Biomass Boiler:Breakdown Parts Ne£10, unit of measure IT | FM6-MG010803 | Y | Y | Y
M3NHFScheduleOfRatesCode | FM6/Solid Fuel Or Biomass Boiler:Breakdown Parts Ne£50 | FM6 - Solid Fuel Or Biomass Boiler:Breakdown Parts Ne£50, unit of measure IT | FM6-MG010805 | Y | Y | Y
M3NHFScheduleOfRatesCode | FM6/Solid Fuel/Biomass Boiler:Breakdown Parts Ne£100 | FM6 - Solid Fuel/Biomass Boiler:Breakdown Parts Ne£100, unit of measure IT | FM6-MG010807 | Y | Y | Y
M3NHFScheduleOfRatesCode | FM6/Heat Pump:Renew With Ext 7.5Kw Ashp - Existing | FM6 - Heat Pump:Renew With Ext 7.5Kw Ashp - Existing, unit of measure IT | FM6-MG020101 | Y | Y | Y
M3NHFScheduleOfRatesCode | FM6/Heat Pump:Renew With Ext 9.0Kw Ashp - Existing | FM6 - Heat Pump:Renew With Ext 9.0Kw Ashp - Existing, unit of measure IT | FM6-MG020103 | Y | Y | Y
M3NHFScheduleOfRatesCode | FM6/Heat Pump:Renew With Ext 10.5Kw Ashp - Existing | FM6 - Heat Pump:Renew With Ext 10.5Kw Ashp - Existing, unit of measure IT | FM6-MG020105 | Y | Y | Y
M3NHFScheduleOfRatesCode | FM6/Heat Pump:Renew With Ext 7.5Kw Ashp - New | FM6 - Heat Pump:Renew With Ext 7.5Kw Ashp - New, unit of measure IT | FM6-MG020201 | Y | Y | Y
M3NHFScheduleOfRatesCode | FM6/Heat Pump:Renew With Ext 9.0Kw Ashp - New | FM6 - Heat Pump:Renew With Ext 9.0Kw Ashp - New, unit of measure IT | FM6-MG020203 | Y | Y | Y
M3NHFScheduleOfRatesCode | FM6/Heat Pump:Renew With Ext 10.5Kw Ashp - New | FM6 - Heat Pump:Renew With Ext 10.5Kw Ashp - New, unit of measure IT | FM6-MG020205 | Y | Y | Y
M3NHFScheduleOfRatesCode | FM6/Heat Pump:Renew With Ext 5Kw Ashp - Exist And Hw | FM6 - Heat Pump:Renew With Ext 5Kw Ashp - Exist And Hw, unit of measure IT | FM6-MG020301 | Y | Y | Y
M3NHFScheduleOfRatesCode | FM6/Heat Pump:Renew With Ext 9Kw Ashp - Exist And Hw | FM6 - Heat Pump:Renew With Ext 9Kw Ashp - Exist And Hw, unit of measure IT | FM6-MG020303 | Y | Y | Y
M3NHFScheduleOfRatesCode | FM6/Heat Pump:Renew With Ext 14Kw Ashp - Exist And Hw | FM6 - Heat Pump:Renew With Ext 14Kw Ashp - Exist And Hw, unit of measure IT | FM6-MG020305 | Y | Y | Y
M3NHFScheduleOfRatesCode | FM6/Heat Pump:Renew With Ext 5Kw Ashp - New And Hw | FM6 - Heat Pump:Renew With Ext 5Kw Ashp - New And Hw, unit of measure IT | FM6-MG020401 | Y | Y | Y
M3NHFScheduleOfRatesCode | FM6/Heat Pump:Renew With Ext 9Kw Ashp - New And Hw | FM6 - Heat Pump:Renew With Ext 9Kw Ashp - New And Hw, unit of measure IT | FM6-MG020403 | Y | Y | Y
M3NHFScheduleOfRatesCode | FM6/Heat Pump:Renew With Ext 14Kw Ashp - New And Hw | FM6 - Heat Pump:Renew With Ext 14Kw Ashp - New And Hw, unit of measure IT | FM6-MG020405 | Y | Y | Y
M3NHFScheduleOfRatesCode | FM6/Heat Pump:Form Ne 1500X600X150Mm Concrete Base | FM6 - Heat Pump:Form Ne 1500X600X150Mm Concrete Base, unit of measure IT | FM6-MG020501 | Y | Y | Y
M3NHFScheduleOfRatesCode | FM6/Air Source Heat Pumps:Annual Inspection | FM6 - Air Source Heat Pumps:Annual Inspection, unit of measure IT | FM6-MG020601 | Y | Y | Y
M3NHFScheduleOfRatesCode | FM6/Air Source Heat Pumps:Quarterly Inspection | FM6 - Air Source Heat Pumps:Quarterly Inspection, unit of measure IT | FM6-MG020603 | Y | Y | Y
M3NHFScheduleOfRatesCode | FM6/Air Source Heat Pumps:Callout - No Parts Required | FM6 - Air Source Heat Pumps:Callout - No Parts Required, unit of measure IT | FM6-MG020701 | Y | Y | Y
M3NHFScheduleOfRatesCode | FM6/Air Source Heat Pumps:Callout-Parts Ne £10.00 | FM6 - Air Source Heat Pumps:Callout-Parts Ne £10.00, unit of measure IT | FM6-MG020703 | Y | Y | Y
M3NHFScheduleOfRatesCode | FM6/Air Source Heat Pumps:Callout-Parts Ne £50.00 | FM6 - Air Source Heat Pumps:Callout-Parts Ne £50.00, unit of measure IT | FM6-MG020705 | Y | Y | Y
M3NHFScheduleOfRatesCode | FM6/Air Source Heat Pumps:Callout-Parts Ne £150.00 | FM6 - Air Source Heat Pumps:Callout-Parts Ne £150.00, unit of measure IT | FM6-MG020707 | Y | Y | Y
M3NHFScheduleOfRatesCode | FM6/Air Source Heat Pumps:Renew Inverter | FM6 - Air Source Heat Pumps:Renew Inverter, unit of measure NO | FM6-MG020801 | Y | Y | Y
M3NHFScheduleOfRatesCode | FM6/Ground Source Heat Pumps:Callout-No Parts Required | FM6 - Ground Source Heat Pumps:Callout-No Parts Required, unit of measure IT | FM6-MG030101 | Y | Y | Y
M3NHFScheduleOfRatesCode | FM6/Ground Source Heat Pumps:Callout-Parts Ne £50.00 | FM6 - Ground Source Heat Pumps:Callout-Parts Ne £50.00, unit of measure IT | FM6-MG030103 | Y | Y | Y
M3NHFScheduleOfRatesCode | FM6/Ground Source Heat Pumps:Renew Inverter | FM6 - Ground Source Heat Pumps:Renew Inverter, unit of measure IT | FM6-MG030201 | Y | Y | Y
M3NHFScheduleOfRatesCode | FM6/Underfloor Htg:Install Wood Low Build Ht Hydronic | FM6 - Underfloor Htg:Install Wood Low Build Ht Hydronic, unit of measure SM | FM6-MG040101 | Y | Y | Y
M3NHFScheduleOfRatesCode | FM6/Underfloor Htg:Install Poly Low Build Ht Hydronic | FM6 - Underfloor Htg:Install Poly Low Build Ht Hydronic, unit of measure SM | FM6-MG040103 | Y | Y | Y
M3NHFScheduleOfRatesCode | FM6/Underfloor Htg:Lift Floor And Lay Hydronic | FM6 - Underfloor Htg:Lift Floor And Lay Hydronic, unit of measure SM | FM6-MG040201 | Y | Y | Y
M3NHFScheduleOfRatesCode | FM6/Underfloor Htg:Install Manifold Etc For 2 Loop Sys | FM6 - Underfloor Htg:Install Manifold Etc For 2 Loop Sys, unit of measure NO | FM6-MG040301 | Y | Y | Y
M3NHFScheduleOfRatesCode | FM6/Underfloor Htg:Add For Each Additional Loop To Sys | FM6 - Underfloor Htg:Add For Each Additional Loop To Sys, unit of measure NO | FM6-MG040303 | Y | Y | Y
M3NHFScheduleOfRatesCode | FM6/Underfloor Heating:Investigate And Remedy Leaks | FM6 - Underfloor Heating:Investigate And Remedy Leaks, unit of measure IT | FM6-MG040401 | Y | Y | Y
M3NHFScheduleOfRatesCode | FM6/Underfloor Heating:Renew Manifold 2 Loop System | FM6 - Underfloor Heating:Renew Manifold 2 Loop System, unit of measure IT | FM6-MG040501 | Y | Y | Y
M3NHFScheduleOfRatesCode | FM6/Underfloor Heating:Renew Manifold 3 Loop System | FM6 - Underfloor Heating:Renew Manifold 3 Loop System, unit of measure IT | FM6-MG040503 | Y | Y | Y
M3NHFScheduleOfRatesCode | FM6/Underfloor Heating:Renew Manifold 4 Loop System | FM6 - Underfloor Heating:Renew Manifold 4 Loop System, unit of measure IT | FM6-MG040505 | Y | Y | Y
M3NHFScheduleOfRatesCode | FM6/Cylinder:Renew 190 Litre Insulated Solar Twin Coil | FM6 - Cylinder:Renew 190 Litre Insulated Solar Twin Coil, unit of measure NO | FM6-MG050101 | Y | Y | Y
M3NHFScheduleOfRatesCode | FM6/Cylinder:Renew 210 Litre Insulated Solar Twin Coil | FM6 - Cylinder:Renew 210 Litre Insulated Solar Twin Coil, unit of measure NO | FM6-MG050103 | Y | Y | Y
M3NHFScheduleOfRatesCode | FM6/Cylinder:Renew 250 Litre Insulated Solar Twin Coil | FM6 - Cylinder:Renew 250 Litre Insulated Solar Twin Coil, unit of measure NO | FM6-MG050105 | Y | Y | Y
M3NHFScheduleOfRatesCode | FM6/Cylinder:Renew 300 Litre Insulated Solar Twin Coil | FM6 - Cylinder:Renew 300 Litre Insulated Solar Twin Coil, unit of measure NO | FM6-MG050107 | Y | Y | Y
M3NHFScheduleOfRatesCode | FM6/Cylinder:Renew Indirect 190 Litre Solar Twin Coil | FM6 - Cylinder:Renew Indirect 190 Litre Solar Twin Coil, unit of measure NO | FM6-MG050201 | Y | Y | Y
M3NHFScheduleOfRatesCode | FM6/Cylinder:Renew Indirect 210 Litre Solar Twin Coil | FM6 - Cylinder:Renew Indirect 210 Litre Solar Twin Coil, unit of measure NO | FM6-MG050203 | Y | Y | Y
M3NHFScheduleOfRatesCode | FM6/Cylinder:Renew Indirect 250 Litre Solar Twin Coil | FM6 - Cylinder:Renew Indirect 250 Litre Solar Twin Coil, unit of measure NO | FM6-MG050205 | Y | Y | Y
M3NHFScheduleOfRatesCode | FM6/Cylinder:Renew Indirect 300 Litre Solar Twin Coil | FM6 - Cylinder:Renew Indirect 300 Litre Solar Twin Coil, unit of measure NO | FM6-MG050207 | Y | Y | Y
M3NHFScheduleOfRatesCode | FM6/Solar Hw:1 Ne 2Sm Flat Plate Pitch 1 St | FM6 - Solar Hw:1 Ne 2Sm Flat Plate Pitch 1 St, unit of measure NO | FM6-MG060101 | Y | Y | Y
M3NHFScheduleOfRatesCode | FM6/Solar Hw:1 Ne 2Sm Flat Plate Pitched 2 St | FM6 - Solar Hw:1 Ne 2Sm Flat Plate Pitched 2 St, unit of measure NO | FM6-MG060103 | Y | Y | Y
M3NHFScheduleOfRatesCode | FM6/Solar Hw:2 Ne 2Sm Flat Plate Pitched 3 St | FM6 - Solar Hw:2 Ne 2Sm Flat Plate Pitched 3 St, unit of measure NO | FM6-MG060105 | Y | Y | Y
M3NHFScheduleOfRatesCode | FM6/Solar Hw:1 20 Tube Evac Tube Pitch 1 St | FM6 - Solar Hw:1 20 Tube Evac Tube Pitch 1 St, unit of measure NO | FM6-MG060201 | Y | Y | Y
M3NHFScheduleOfRatesCode | FM6/Solar Hw:1 20 Tube Evac Tube Pitched 2 St | FM6 - Solar Hw:1 20 Tube Evac Tube Pitched 2 St, unit of measure NO | FM6-MG060203 | Y | Y | Y
M3NHFScheduleOfRatesCode | FM6/Solar Hw:1 30 Tube Evac Tube Pitch 3 St | FM6 - Solar Hw:1 30 Tube Evac Tube Pitch 3 St, unit of measure NO | FM6-MG060205 | Y | Y | Y
M3NHFScheduleOfRatesCode | FM6/Solar Hw:1 Ne 2Sm Flat Plate Flat 1 St | FM6 - Solar Hw:1 Ne 2Sm Flat Plate Flat 1 St, unit of measure NO | FM6-MG060301 | Y | Y | Y
M3NHFScheduleOfRatesCode | FM6/Solar Hw:1 Ne 2Sm Flat Plate Flat 2 St | FM6 - Solar Hw:1 Ne 2Sm Flat Plate Flat 2 St, unit of measure NO | FM6-MG060303 | Y | Y | Y
M3NHFScheduleOfRatesCode | FM6/Solar Hw:2 Ne 2Sm Flat Plate Flat 3 St | FM6 - Solar Hw:2 Ne 2Sm Flat Plate Flat 3 St, unit of measure NO | FM6-MG060305 | Y | Y | Y
M3NHFScheduleOfRatesCode | FM6/Solar Hw:1 20 Tube Evac Tube Flat 1 St | FM6 - Solar Hw:1 20 Tube Evac Tube Flat 1 St, unit of measure NO | FM6-MG060401 | Y | Y | Y
M3NHFScheduleOfRatesCode | FM6/Solar Hw:1 20 Tube Evac Tube Flat 2 St | FM6 - Solar Hw:1 20 Tube Evac Tube Flat 2 St, unit of measure NO | FM6-MG060403 | Y | Y | Y
M3NHFScheduleOfRatesCode | FM6/Solar Hw:1 30 Tube Evac Tube Flat 3 St | FM6 - Solar Hw:1 30 Tube Evac Tube Flat 3 St, unit of measure NO | FM6-MG060405 | Y | Y | Y
M3NHFScheduleOfRatesCode | FM6/Solar Hw:1 Ne 2Sm Flat Plate Wall 1 St | FM6 - Solar Hw:1 Ne 2Sm Flat Plate Wall 1 St, unit of measure NO | FM6-MG060501 | Y | Y | Y
M3NHFScheduleOfRatesCode | FM6/Solar Hw:1 Ne 2Sm Flat Plate Wall 2 St | FM6 - Solar Hw:1 Ne 2Sm Flat Plate Wall 2 St, unit of measure NO | FM6-MG060503 | Y | Y | Y
M3NHFScheduleOfRatesCode | FM6/Solar Hw:2 Ne 2Sm Flat Plate Wall 1 St | FM6 - Solar Hw:2 Ne 2Sm Flat Plate Wall 1 St, unit of measure NO | FM6-MG060505 | Y | Y | Y
M3NHFScheduleOfRatesCode | FM6/Solar Hw:2 Ne 2Sm Flat Plate Wall 2 St | FM6 - Solar Hw:2 Ne 2Sm Flat Plate Wall 2 St, unit of measure NO | FM6-MG060507 | Y | Y | Y
M3NHFScheduleOfRatesCode | FM6/Solar Hw:2 Ne 2Sm Flat Plate Wall 3 St | FM6 - Solar Hw:2 Ne 2Sm Flat Plate Wall 3 St, unit of measure NO | FM6-MG060509 | Y | Y | Y
M3NHFScheduleOfRatesCode | FM6/Solar Hw:1 20 Tube Evac Tube Wall 1 St | FM6 - Solar Hw:1 20 Tube Evac Tube Wall 1 St, unit of measure NO | FM6-MG060601 | Y | Y | Y
M3NHFScheduleOfRatesCode | FM6/Solar Hw:1 20 Tube Evac Tube Wall 2 St | FM6 - Solar Hw:1 20 Tube Evac Tube Wall 2 St, unit of measure NO | FM6-MG060603 | Y | Y | Y
M3NHFScheduleOfRatesCode | FM6/Solar Hw:1 30 Tube Evac Tube Wall 3 St | FM6 - Solar Hw:1 30 Tube Evac Tube Wall 3 St, unit of measure NO | FM6-MG060605 | Y | Y | Y
M3NHFScheduleOfRatesCode | FM6/Solar Hot Water Panels On Roof:Annual Inspection | FM6 - Solar Hot Water Panels On Roof:Annual Inspection, unit of measure NO | FM6-MG060701 | Y | Y | Y
M3NHFScheduleOfRatesCode | FM6/Solar Hot Water Tubes On Roof:Inspection 20 Tubes | FM6 - Solar Hot Water Tubes On Roof:Inspection 20 Tubes, unit of measure NO | FM6-MG060703 | Y | Y | Y
M3NHFScheduleOfRatesCode | FM6/Solar Hot Water Tubes On Roof:Inspection 30 Tubes | FM6 - Solar Hot Water Tubes On Roof:Inspection 30 Tubes, unit of measure NO | FM6-MG060705 | Y | Y | Y
M3NHFScheduleOfRatesCode | FM6/Solar Hot Water Panel:Overhaul Panel | FM6 - Solar Hot Water Panel:Overhaul Panel, unit of measure IT | FM6-MG060801 | Y | Y | Y
M3NHFScheduleOfRatesCode | FM6/Solar Hot Water Tubes On Roof:Overhaul 20 Tubes | FM6 - Solar Hot Water Tubes On Roof:Overhaul 20 Tubes, unit of measure IT | FM6-MG060803 | Y | Y | Y
M3NHFScheduleOfRatesCode | FM6/Solar Hot Water Tubes On Roof:Overhaul 30 Tubes | FM6 - Solar Hot Water Tubes On Roof:Overhaul 30 Tubes, unit of measure IT | FM6-MG060805 | Y | Y | Y
M3NHFScheduleOfRatesCode | FM6/Solar Hot Water Panel:Periodic Cleaning | FM6 - Solar Hot Water Panel:Periodic Cleaning, unit of measure IT | FM6-MG060901 | Y | Y | Y
M3NHFScheduleOfRatesCode | FM6/Solar Hot Water Tubes:Periodic Cleaning 20 Tubes | FM6 - Solar Hot Water Tubes:Periodic Cleaning 20 Tubes, unit of measure IT | FM6-MG060903 | Y | Y | Y
M3NHFScheduleOfRatesCode | FM6/Solar Hot Water Tubes:Periodic Cleaning | FM6 - Solar Hot Water Tubes:Periodic Cleaning, unit of measure IT | FM6-MG060905 | Y | Y | Y
M3NHFScheduleOfRatesCode | FM6/Solar Hot Water Heating:Renew Pump | FM6 - Solar Hot Water Heating:Renew Pump, unit of measure IT | FM6-MG061001 | Y | Y | Y
M3NHFScheduleOfRatesCode | FM6/Solar Hot Water Heating:Renew Controller | FM6 - Solar Hot Water Heating:Renew Controller, unit of measure IT | FM6-MG061003 | Y | Y | Y
M3NHFScheduleOfRatesCode | FM6/Solar Pv Panel:Install On-Roof 3 Array - 1 St | FM6 - Solar Pv Panel:Install On-Roof 3 Array - 1 St, unit of measure IT | FM6-MG070101 | Y | Y | Y
M3NHFScheduleOfRatesCode | FM6/Solar Pv Panel:Install On-Roof 8 Array - 1 St | FM6 - Solar Pv Panel:Install On-Roof 8 Array - 1 St, unit of measure IT | FM6-MG070103 | Y | Y | Y
M3NHFScheduleOfRatesCode | FM6/Solar Pv Panel:Install On-Roof 10 Array - 1 St | FM6 - Solar Pv Panel:Install On-Roof 10 Array - 1 St, unit of measure IT | FM6-MG070105 | Y | Y | Y
M3NHFScheduleOfRatesCode | FM6/Solar Pv Panel:Install On-Roof 12 Array - 1 St | FM6 - Solar Pv Panel:Install On-Roof 12 Array - 1 St, unit of measure IT | FM6-MG070107 | Y | Y | Y
M3NHFScheduleOfRatesCode | FM6/Solar Pv Panel:Install On-Roof 14 Array - 1 St | FM6 - Solar Pv Panel:Install On-Roof 14 Array - 1 St, unit of measure IT | FM6-MG070109 | Y | Y | Y
M3NHFScheduleOfRatesCode | FM6/Solar Pv Panel:Install On-Roof 18 Array - 1 St | FM6 - Solar Pv Panel:Install On-Roof 18 Array - 1 St, unit of measure IT | FM6-MG070111 | Y | Y | Y
M3NHFScheduleOfRatesCode | FM6/Solar Pv Panel:Install On-Roof 3 Array - 2 St | FM6 - Solar Pv Panel:Install On-Roof 3 Array - 2 St, unit of measure IT | FM6-MG070113 | Y | Y | Y
M3NHFScheduleOfRatesCode | FM6/Solar Pv Panel:Install On-Roof 8 Array - 2 St | FM6 - Solar Pv Panel:Install On-Roof 8 Array - 2 St, unit of measure IT | FM6-MG070115 | Y | Y | Y
M3NHFScheduleOfRatesCode | FM6/Solar Pv Panel:Install On-Roof 10 Array - 2 St | FM6 - Solar Pv Panel:Install On-Roof 10 Array - 2 St, unit of measure IT | FM6-MG070117 | Y | Y | Y
M3NHFScheduleOfRatesCode | FM6/Solar Pv Panel:Install On-Roof 12 Array - 2 St | FM6 - Solar Pv Panel:Install On-Roof 12 Array - 2 St, unit of measure IT | FM6-MG070119 | Y | Y | Y
M3NHFScheduleOfRatesCode | FM6/Solar Pv Panel:Install On-Roof 14 Array - 2 St | FM6 - Solar Pv Panel:Install On-Roof 14 Array - 2 St, unit of measure IT | FM6-MG070121 | Y | Y | Y
M3NHFScheduleOfRatesCode | FM6/Solar Pv Panel:Install On-Roof 18 Array - 2 St | FM6 - Solar Pv Panel:Install On-Roof 18 Array - 2 St, unit of measure IT | FM6-MG070123 | Y | Y | Y
M3NHFScheduleOfRatesCode | FM6/Solar Pv Panel:Install On-Roof 3 Array - 3 St | FM6 - Solar Pv Panel:Install On-Roof 3 Array - 3 St, unit of measure IT | FM6-MG070125 | Y | Y | Y
M3NHFScheduleOfRatesCode | FM6/Solar Pv Panel:Install On-Roof 8 Array - 3 St | FM6 - Solar Pv Panel:Install On-Roof 8 Array - 3 St, unit of measure IT | FM6-MG070127 | Y | Y | Y
M3NHFScheduleOfRatesCode | FM6/Solar Pv Panel:Install On-Roof 10 Array - 3 St | FM6 - Solar Pv Panel:Install On-Roof 10 Array - 3 St, unit of measure IT | FM6-MG070129 | Y | Y | Y
M3NHFScheduleOfRatesCode | FM6/Solar Pv Panel:Install On-Roof 12 Array - 3 St | FM6 - Solar Pv Panel:Install On-Roof 12 Array - 3 St, unit of measure IT | FM6-MG070131 | Y | Y | Y
M3NHFScheduleOfRatesCode | FM6/Solar Pv Panel:Install On-Roof 14 Array - 3 St | FM6 - Solar Pv Panel:Install On-Roof 14 Array - 3 St, unit of measure IT | FM6-MG070133 | Y | Y | Y
M3NHFScheduleOfRatesCode | FM6/Solar Pv Panel:Install On-Roof 18 Array - 3 St | FM6 - Solar Pv Panel:Install On-Roof 18 Array - 3 St, unit of measure IT | FM6-MG070135 | Y | Y | Y
M3NHFScheduleOfRatesCode | FM6/Solar Pv Panel:Install In-Roof 3 Array - 1 St | FM6 - Solar Pv Panel:Install In-Roof 3 Array - 1 St, unit of measure IT | FM6-MG070201 | Y | Y | Y
M3NHFScheduleOfRatesCode | FM6/Solar Pv Panel:Install In-Roof 8 Array - 1 St | FM6 - Solar Pv Panel:Install In-Roof 8 Array - 1 St, unit of measure IT | FM6-MG070203 | Y | Y | Y
M3NHFScheduleOfRatesCode | FM6/Solar Pv Panel:Install In-Roof 10 Array - 1 St | FM6 - Solar Pv Panel:Install In-Roof 10 Array - 1 St, unit of measure IT | FM6-MG070205 | Y | Y | Y
M3NHFScheduleOfRatesCode | FM6/Solar Pv Panel:Install In-Roof 12 Array - 1 St | FM6 - Solar Pv Panel:Install In-Roof 12 Array - 1 St, unit of measure IT | FM6-MG070207 | Y | Y | Y
M3NHFScheduleOfRatesCode | FM6/Solar Pv Panel:Install In-Roof 14 Array - 1 St | FM6 - Solar Pv Panel:Install In-Roof 14 Array - 1 St, unit of measure IT | FM6-MG070209 | Y | Y | Y
M3NHFScheduleOfRatesCode | FM6/Solar Pv Panel:Install In-Roof 18 Array - 1 St | FM6 - Solar Pv Panel:Install In-Roof 18 Array - 1 St, unit of measure IT | FM6-MG070211 | Y | Y | Y
M3NHFScheduleOfRatesCode | FM6/Solar Pv Panel:Install In-Roof 3 Array - 2 St | FM6 - Solar Pv Panel:Install In-Roof 3 Array - 2 St, unit of measure IT | FM6-MG070213 | Y | Y | Y
M3NHFScheduleOfRatesCode | FM6/Solar Pv Panel:Install In-Roof 8 Array - 2 St | FM6 - Solar Pv Panel:Install In-Roof 8 Array - 2 St, unit of measure IT | FM6-MG070215 | Y | Y | Y
M3NHFScheduleOfRatesCode | FM6/Solar Pv Panel:Install In-Roof 10 Array - 2 St | FM6 - Solar Pv Panel:Install In-Roof 10 Array - 2 St, unit of measure IT | FM6-MG070217 | Y | Y | Y
M3NHFScheduleOfRatesCode | FM6/Solar Pv Panel:Install In-Roof 12 Array - 2 St | FM6 - Solar Pv Panel:Install In-Roof 12 Array - 2 St, unit of measure IT | FM6-MG070219 | Y | Y | Y
M3NHFScheduleOfRatesCode | FM6/Solar Pv Panel:Install In-Roof 14 Array - 2 St | FM6 - Solar Pv Panel:Install In-Roof 14 Array - 2 St, unit of measure IT | FM6-MG070221 | Y | Y | Y
M3NHFScheduleOfRatesCode | FM6/Solar Pv Panel:Install In-Roof 18 Array - 2 St | FM6 - Solar Pv Panel:Install In-Roof 18 Array - 2 St, unit of measure IT | FM6-MG070223 | Y | Y | Y
M3NHFScheduleOfRatesCode | FM6/Solar Pv Panel:Install In-Roof 3 Array - 3 St | FM6 - Solar Pv Panel:Install In-Roof 3 Array - 3 St, unit of measure IT | FM6-MG070225 | Y | Y | Y
M3NHFScheduleOfRatesCode | FM6/Solar Pv Panel:Install In-Roof 8 Array - 3 St | FM6 - Solar Pv Panel:Install In-Roof 8 Array - 3 St, unit of measure IT | FM6-MG070227 | Y | Y | Y
M3NHFScheduleOfRatesCode | FM6/Solar Pv Panel:Install In-Roof 10 Array - 3 St | FM6 - Solar Pv Panel:Install In-Roof 10 Array - 3 St, unit of measure IT | FM6-MG070229 | Y | Y | Y
M3NHFScheduleOfRatesCode | FM6/Solar Pv Panel:Install In-Roof 12 Array - 3 St | FM6 - Solar Pv Panel:Install In-Roof 12 Array - 3 St, unit of measure IT | FM6-MG070231 | Y | Y | Y
M3NHFScheduleOfRatesCode | FM6/Solar Pv Panel:Install In-Roof 14 Array - 3 St | FM6 - Solar Pv Panel:Install In-Roof 14 Array - 3 St, unit of measure IT | FM6-MG070233 | Y | Y | Y
M3NHFScheduleOfRatesCode | FM6/Solar Pv Panel:Install In-Roof 18 Array - 3 St | FM6 - Solar Pv Panel:Install In-Roof 18 Array - 3 St, unit of measure IT | FM6-MG070235 | Y | Y | Y
M3NHFScheduleOfRatesCode | FM6/Solar Pv Panel:Install Flat Roof 3 Array - 1 St | FM6 - Solar Pv Panel:Install Flat Roof 3 Array - 1 St, unit of measure IT | FM6-MG070301 | Y | Y | Y
M3NHFScheduleOfRatesCode | FM6/Solar Pv Panel:Install Flat Roof 8 Array - 1 St | FM6 - Solar Pv Panel:Install Flat Roof 8 Array - 1 St, unit of measure IT | FM6-MG070303 | Y | Y | Y
M3NHFScheduleOfRatesCode | FM6/Solar Pv Panel:Install Flat Roof 10 Array - 1 St | FM6 - Solar Pv Panel:Install Flat Roof 10 Array - 1 St, unit of measure IT | FM6-MG070305 | Y | Y | Y
M3NHFScheduleOfRatesCode | FM6/Solar Pv Panel:Install Flat Roof 12 Array - 1 St | FM6 - Solar Pv Panel:Install Flat Roof 12 Array - 1 St, unit of measure IT | FM6-MG070307 | Y | Y | Y
M3NHFScheduleOfRatesCode | FM6/Solar Pv Panel:Install Flat Roof 14 Array - 1 St | FM6 - Solar Pv Panel:Install Flat Roof 14 Array - 1 St, unit of measure IT | FM6-MG070309 | Y | Y | Y
M3NHFScheduleOfRatesCode | FM6/Solar Pv Panel:Install Flat Roof 18 Array - 1 St | FM6 - Solar Pv Panel:Install Flat Roof 18 Array - 1 St, unit of measure IT | FM6-MG070311 | Y | Y | Y
M3NHFScheduleOfRatesCode | FM6/Solar Pv Panel:Install Flat Roof 3 Array - 2 St | FM6 - Solar Pv Panel:Install Flat Roof 3 Array - 2 St, unit of measure IT | FM6-MG070313 | Y | Y | Y
M3NHFScheduleOfRatesCode | FM6/Solar Pv Panel:Install Flat Roof 8 Array - 2 St | FM6 - Solar Pv Panel:Install Flat Roof 8 Array - 2 St, unit of measure IT | FM6-MG070315 | Y | Y | Y
M3NHFScheduleOfRatesCode | FM6/Solar Pv Panel:Install Flat Roof 10 Array - 2 St | FM6 - Solar Pv Panel:Install Flat Roof 10 Array - 2 St, unit of measure IT | FM6-MG070317 | Y | Y | Y
M3NHFScheduleOfRatesCode | FM6/Solar Pv Panel:Install Flat Roof 12 Array - 2 St | FM6 - Solar Pv Panel:Install Flat Roof 12 Array - 2 St, unit of measure IT | FM6-MG070319 | Y | Y | Y
M3NHFScheduleOfRatesCode | FM6/Solar Pv Panel:Install Flat Roof 14 Array - 2 St | FM6 - Solar Pv Panel:Install Flat Roof 14 Array - 2 St, unit of measure IT | FM6-MG070321 | Y | Y | Y
M3NHFScheduleOfRatesCode | FM6/Solar Pv Panel:Install Flat Roof 18 Array - 2 St | FM6 - Solar Pv Panel:Install Flat Roof 18 Array - 2 St, unit of measure IT | FM6-MG070323 | Y | Y | Y
M3NHFScheduleOfRatesCode | FM6/Solar Pv Panel:Install Flat Roof 3 Array - 3 St | FM6 - Solar Pv Panel:Install Flat Roof 3 Array - 3 St, unit of measure IT | FM6-MG070325 | Y | Y | Y
M3NHFScheduleOfRatesCode | FM6/Solar Pv Panel:Install Flat Roof 8 Array - 3 St | FM6 - Solar Pv Panel:Install Flat Roof 8 Array - 3 St, unit of measure IT | FM6-MG070327 | Y | Y | Y
M3NHFScheduleOfRatesCode | FM6/Solar Pv Panel:Install Flat Roof 10 Array - 3 St | FM6 - Solar Pv Panel:Install Flat Roof 10 Array - 3 St, unit of measure IT | FM6-MG070329 | Y | Y | Y
M3NHFScheduleOfRatesCode | FM6/Solar Pv Panel:Install Flat Roof 12 Array - 3 St | FM6 - Solar Pv Panel:Install Flat Roof 12 Array - 3 St, unit of measure IT | FM6-MG070331 | Y | Y | Y
M3NHFScheduleOfRatesCode | FM6/Solar Pv Panel:Install Flat Roof 14 Array - 3 St | FM6 - Solar Pv Panel:Install Flat Roof 14 Array - 3 St, unit of measure IT | FM6-MG070333 | Y | Y | Y
M3NHFScheduleOfRatesCode | FM6/Solar Pv Panel:Install Flat Roof 18 Array - 3 St | FM6 - Solar Pv Panel:Install Flat Roof 18 Array - 3 St, unit of measure IT | FM6-MG070335 | Y | Y | Y
M3NHFScheduleOfRatesCode | FM6/Solar Pv Panel:Install Wireless Data Monitor | FM6 - Solar Pv Panel:Install Wireless Data Monitor, unit of measure NO | FM6-MG070401 | Y | Y | Y
M3NHFScheduleOfRatesCode | FM6/Pv Solar Install On Roof:Annual Inspection 3 Panel | FM6 - Pv Solar Install On Roof:Annual Inspection 3 Panel, unit of measure IT | FM6-MG070501 | Y | Y | Y
M3NHFScheduleOfRatesCode | FM6/Pv Solar Install On Roof:Annual Inspect 8-12 Panel | FM6 - Pv Solar Install On Roof:Annual Inspect 8-12 Panel, unit of measure IT | FM6-MG070503 | Y | Y | Y
M3NHFScheduleOfRatesCode | FM6/Pv Solar Instal On Roof:Annual Inspect 14-18 Panel | FM6 - Pv Solar Instal On Roof:Annual Inspect 14-18 Panel, unit of measure IT | FM6-MG070505 | Y | Y | Y
M3NHFScheduleOfRatesCode | FM6/Pv Solar Install In Roof:Annual Inspect 3 Panel | FM6 - Pv Solar Install In Roof:Annual Inspect 3 Panel, unit of measure IT | FM6-MG070601 | Y | Y | Y
M3NHFScheduleOfRatesCode | FM6/Pv Solar Install In Roof:Annual Inspect 8-12 Panel | FM6 - Pv Solar Install In Roof:Annual Inspect 8-12 Panel, unit of measure IT | FM6-MG070603 | Y | Y | Y
M3NHFScheduleOfRatesCode | FM6/Pv Solar Instal In Roof:Annual Inspect 14-18 Panel | FM6 - Pv Solar Instal In Roof:Annual Inspect 14-18 Panel, unit of measure IT | FM6-MG070605 | Y | Y | Y
M3NHFScheduleOfRatesCode | FM6/Pv Solar Installation On Roof:Overhaul 3 Panel | FM6 - Pv Solar Installation On Roof:Overhaul 3 Panel, unit of measure IT | FM6-MG070701 | Y | Y | Y
M3NHFScheduleOfRatesCode | FM6/Pv Solar Installation On Roof:Overhaul 8-12 Panel | FM6 - Pv Solar Installation On Roof:Overhaul 8-12 Panel, unit of measure IT | FM6-MG070703 | Y | Y | Y
M3NHFScheduleOfRatesCode | FM6/Pv Solar Installation On Roof:Overhaul 14-18 Panel | FM6 - Pv Solar Installation On Roof:Overhaul 14-18 Panel, unit of measure IT | FM6-MG070705 | Y | Y | Y
M3NHFScheduleOfRatesCode | FM6/Pv Solar Installation In Roof:Overhaul 3 Panel | FM6 - Pv Solar Installation In Roof:Overhaul 3 Panel, unit of measure NO | FM6-MG070801 | Y | Y | Y
M3NHFScheduleOfRatesCode | FM6/Pv Solar Installation In Roof:Overhaul 8-12 Panel | FM6 - Pv Solar Installation In Roof:Overhaul 8-12 Panel, unit of measure NO | FM6-MG070803 | Y | Y | Y
M3NHFScheduleOfRatesCode | FM6/Pv Solar Installation In Roof:Overhaul 14-18 Panel | FM6 - Pv Solar Installation In Roof:Overhaul 14-18 Panel, unit of measure NO | FM6-MG070805 | Y | Y | Y
M3NHFScheduleOfRatesCode | FM6/Pv Solar Panel:Periodic Cleaning | FM6 - Pv Solar Panel:Periodic Cleaning, unit of measure NO | FM6-MG070901 | Y | Y | Y
M3NHFScheduleOfRatesCode | FM6/Pv Solar Installation On Roof:Renew Panel | FM6 - Pv Solar Installation On Roof:Renew Panel, unit of measure NO | FM6-MG071001 | Y | Y | Y
M3NHFScheduleOfRatesCode | FM6/Pv Solar Installation In Roof:Renew Panel | FM6 - Pv Solar Installation In Roof:Renew Panel, unit of measure NO | FM6-MG071101 | Y | Y | Y
M3NHFScheduleOfRatesCode | FM6/Pv Solar Panel:Five-Year Inspection | FM6 - Pv Solar Panel:Five-Year Inspection, unit of measure IT | FM6-MG071201 | Y | Y | Y
M3NHFScheduleOfRatesCode | FM6/Pv Solar Panel:Renew Inverter | FM6 - Pv Solar Panel:Renew Inverter, unit of measure NO | FM6-MG071301 | Y | Y | Y
M3NHFScheduleOfRatesCode | FM6/Pv Solar Panel:Renew In Line Kwh Meter | FM6 - Pv Solar Panel:Renew In Line Kwh Meter, unit of measure NO | FM6-MG071303 | Y | Y | Y
M3NHFScheduleOfRatesCode | FM6/Wind Turbine:Install Bld Mtd 1.5Kw Generating 1 St | FM6 - Wind Turbine:Install Bld Mtd 1.5Kw Generating 1 St, unit of measure NO | FM6-MG080101 | Y | Y | Y
M3NHFScheduleOfRatesCode | FM6/Wind Turbine:Install Bld Mtd 1.5Kw Generating 2 St | FM6 - Wind Turbine:Install Bld Mtd 1.5Kw Generating 2 St, unit of measure NO | FM6-MG080103 | Y | Y | Y
M3NHFScheduleOfRatesCode | FM6/Wind Turbine:Install Bld Mtd 1.5Kw Generating 3 St | FM6 - Wind Turbine:Install Bld Mtd 1.5Kw Generating 3 St, unit of measure NO | FM6-MG080105 | Y | Y | Y
M3NHFScheduleOfRatesCode | FM6/Wind Turbine:Install Ne 6M Mast 1.5Kw Off Grid | FM6 - Wind Turbine:Install Ne 6M Mast 1.5Kw Off Grid, unit of measure NO | FM6-MG080201 | Y | Y | Y
M3NHFScheduleOfRatesCode | FM6/Wind Turbine:Install Ne 9M Mast 1.5Kw Off Grid | FM6 - Wind Turbine:Install Ne 9M Mast 1.5Kw Off Grid, unit of measure NO | FM6-MG080203 | Y | Y | Y
M3NHFScheduleOfRatesCode | FM6/Wind Turbine:Install Ne 9M Mast 2.5Kw Off Grid | FM6 - Wind Turbine:Install Ne 9M Mast 2.5Kw Off Grid, unit of measure NO | FM6-MG080205 | Y | Y | Y
M3NHFScheduleOfRatesCode | FM6/Wind Turbine:Install Ne 6M Mast 1.5Kw On Grid | FM6 - Wind Turbine:Install Ne 6M Mast 1.5Kw On Grid, unit of measure NO | FM6-MG080301 | Y | Y | Y
M3NHFScheduleOfRatesCode | FM6/Wind Turbine:Install Ne 9M Mast 2.5Kw On Grid | FM6 - Wind Turbine:Install Ne 9M Mast 2.5Kw On Grid, unit of measure NO | FM6-MG080303 | Y | Y | Y
M3NHFScheduleOfRatesCode | FM6/Wind Turbine:Install Ne 9M Mast 4.0Kw On Grid | FM6 - Wind Turbine:Install Ne 9M Mast 4.0Kw On Grid, unit of measure NO | FM6-MG080305 | Y | Y | Y
M3NHFScheduleOfRatesCode | FM6/Wind Turbine:Install Wireless Data Monitor | FM6 - Wind Turbine:Install Wireless Data Monitor, unit of measure NO | FM6-MG080401 | Y | Y | Y
M3NHFScheduleOfRatesCode | FM6/Building Mounted Wind Turbines:Annual Inspection | FM6 - Building Mounted Wind Turbines:Annual Inspection, unit of measure IT | FM6-MG080501 | Y | Y | Y
M3NHFScheduleOfRatesCode | FM6/Building Mounted Wind Turbines:Periodic Inspection | FM6 - Building Mounted Wind Turbines:Periodic Inspection, unit of measure IT | FM6-MG080503 | Y | Y | Y
M3NHFScheduleOfRatesCode | FM6/Mast Mounted Wind Turbines:Annual Inspection | FM6 - Mast Mounted Wind Turbines:Annual Inspection, unit of measure IT | FM6-MG080601 | Y | Y | Y
M3NHFScheduleOfRatesCode | FM6/Mast Mounted Wind Turbines:Periodic Inspection | FM6 - Mast Mounted Wind Turbines:Periodic Inspection, unit of measure IT | FM6-MG080603 | Y | Y | Y
M3NHFScheduleOfRatesCode | FM6/Building Mounted Wind Turbines:Overhauls | FM6 - Building Mounted Wind Turbines:Overhauls, unit of measure IT | FM6-MG080701 | Y | Y | Y
M3NHFScheduleOfRatesCode | FM6/Mast Mounted Wind Turbines:Overhauls No Parts | FM6 - Mast Mounted Wind Turbines:Overhauls No Parts, unit of measure IT | FM6-MG080801 | Y | Y | Y
M3NHFScheduleOfRatesCode | FM6/Building Mounted Wind Turbines:Major Parts Renewal | FM6 - Building Mounted Wind Turbines:Major Parts Renewal, unit of measure IT | FM6-MG080901 | Y | Y | Y
M3NHFScheduleOfRatesCode | FM6/Mast Mounted Wind Turbines:Overhauls Parts | FM6 - Mast Mounted Wind Turbines:Overhauls Parts, unit of measure IT | FM6-MG081001 | Y | Y | Y
M3NHFScheduleOfRatesCode | FM6/Recovery Unit:Install Room Mounted | FM6 - Recovery Unit:Install Room Mounted, unit of measure NO | FM6-MG090101 | Y | Y | Y
M3NHFScheduleOfRatesCode | FM6/Recovery Unit:Install Loft Mounted | FM6 - Recovery Unit:Install Loft Mounted, unit of measure NO | FM6-MG090103 | Y | Y | Y
M3NHFScheduleOfRatesCode | FM6/Heat Recovery Unit:Overhaul | FM6 - Heat Recovery Unit:Overhaul, unit of measure IT | FM6-MG090201 | Y | Y | Y
M3NHFScheduleOfRatesCode | FM6/Programmer:Renew Heating Contol Time Clock | FM6 - Programmer:Renew Heating Contol Time Clock, unit of measure NO | FM6-MG100101 | Y | Y | Y
M3NHFScheduleOfRatesCode | FM6/Domestic:Install Wireless Data Logging Monitor | FM6 - Domestic:Install Wireless Data Logging Monitor, unit of measure NO | FM6-MG100103 | Y | Y | Y
M3NHFScheduleOfRatesCode | FM6/Domestic:Install Smart Meter | FM6 - Domestic:Install Smart Meter, unit of measure NO | FM6-MG100105 | Y | Y | Y
M3NHFScheduleOfRatesCode | FM6/Test:Air Permeability Pre Retro-Fit | FM6 - Test:Air Permeability Pre Retro-Fit, unit of measure IT | FM6-MG110101 | Y | Y | Y
M3NHFScheduleOfRatesCode | FM6/Test:Thermal Imaging Pre Retro-Fit | FM6 - Test:Thermal Imaging Pre Retro-Fit, unit of measure IT | FM6-MG110103 | Y | Y | Y
M3NHFScheduleOfRatesCode | FM6/Test:Air Permeability Post Retro-Fit | FM6 - Test:Air Permeability Post Retro-Fit, unit of measure IT | FM6-MG110201 | Y | Y | Y
M3NHFScheduleOfRatesCode | FM6/Test:Thermal Imaging Post Retro-Fit | FM6 - Test:Thermal Imaging Post Retro-Fit, unit of measure IT | FM6-MG110203 | Y | Y | Y
M3NHFScheduleOfRatesCode | FM6/Test:Bre Assessment Post Retro-Fit | FM6 - Test:Bre Assessment Post Retro-Fit, unit of measure IT | FM6-MG110205 | Y | Y | Y
M3NHFScheduleOfRatesCode | FM6/Test:Carbon Footprint Assessment Post Retro-Fit | FM6 - Test:Carbon Footprint Assessment Post Retro-Fit, unit of measure IT | FM6-MG110207 | Y | Y | Y
M3NHFScheduleOfRatesCode | FM6/Grey Water:Annual Inspection 1 Wc System | FM6 - Grey Water:Annual Inspection 1 Wc System, unit of measure IT | FM6-MG120101 | Y | Y | Y
M3NHFScheduleOfRatesCode | FM6/Grey Water:Annual Inspection 2 Wc System | FM6 - Grey Water:Annual Inspection 2 Wc System, unit of measure IT | FM6-MG120103 | Y | Y | Y
M3NHFScheduleOfRatesCode | FM6/Grey Water:Periodic Inspection | FM6 - Grey Water:Periodic Inspection, unit of measure IT | FM6-MG120105 | Y | Y | Y
M3NHFScheduleOfRatesCode | FM6/Rainwater:Annual Inspection 1 Wc System | FM6 - Rainwater:Annual Inspection 1 Wc System, unit of measure IT | FM6-MG120201 | Y | Y | Y
M3NHFScheduleOfRatesCode | FM6/Rainwater:Annual Inspection 2 Wc System | FM6 - Rainwater:Annual Inspection 2 Wc System, unit of measure IT | FM6-MG120203 | Y | Y | Y
M3NHFScheduleOfRatesCode | FM6/Rainwater:Periodic Inspection | FM6 - Rainwater:Periodic Inspection, unit of measure IT | FM6-MG120301 | Y | Y | Y
M3NHFScheduleOfRatesCode | FM6/Rainwater:Renew Or Install Ne250 Litre Water Butt | FM6 - Rainwater:Renew Or Install Ne250 Litre Water Butt, unit of measure NO | FM6-MG120401 | Y | Y | Y
M3NHFScheduleOfRatesCode | FM6/Rainwater:Renew Or Install Ne500 Litre Water Butt | FM6 - Rainwater:Renew Or Install Ne500 Litre Water Butt, unit of measure NO | FM6-MG120403 | Y | Y | Y
M3NHFScheduleOfRatesCode | FM6/Rainwater:Renew Or Install 20M Hose | FM6 - Rainwater:Renew Or Install 20M Hose, unit of measure IT | FM6-MG120405 | Y | Y | Y
M3NHFScheduleOfRatesCode | Gas/Vent:Install Proprietary Vent Kit | Gas - Vent:Install Proprietary Vent Kit, unit of measure NO | Gas-GA115012 | Y | Y | Y | Y | Y
M3NHFScheduleOfRatesCode | Gas/Chimney:Sweep Flue - Registered | Gas - Chimney:Sweep Flue - Registered, unit of measure IT | Gas-GA125010 | Y | Y | Y | Y
M3NHFScheduleOfRatesCode | Gas/Chimney:Renew Gc Gas Terminal | Gas - Chimney:Renew Gc Gas Terminal, unit of measure NO | Gas-GA130007 | Y | Y | Y | Y
M3NHFScheduleOfRatesCode | Gas/Insulation:Lay Upto 270Mm Thick Quilt | Gas - Insulation:Lay Upto 270Mm Thick Quilt, unit of measure SM | Gas-GA130020 | Y | Y | Y
M3NHFScheduleOfRatesCode | Gas/Draughtproof:Provide To Doors | Gas - Draughtproof:Provide To Doors, unit of measure LM | Gas-GA130021 | Y | Y | Y
M3NHFScheduleOfRatesCode | Gas/Draughtproof:Provide To Windows | Gas - Draughtproof:Provide To Windows, unit of measure LM | Gas-GA130022 | Y | Y | Y
M3NHFScheduleOfRatesCode | Gas/Duct:Renew 6Mm Plywood Sided Casing Ne 450Mm | Gas - Duct:Renew 6Mm Plywood Sided Casing Ne 450Mm, unit of measure LM | Gas-GA130023 | Y | Y | Y
M3NHFScheduleOfRatesCode | Gas/Duct:Renew Plywood Sided Casing - 300Mm | Gas - Duct:Renew Plywood Sided Casing - 300Mm, unit of measure LM | Gas-GA130024 | Y | Y | Y
M3NHFScheduleOfRatesCode | Gas/Duct:Renew 12Mm Plywood Casing Side Ne 300Mm | Gas - Duct:Renew 12Mm Plywood Casing Side Ne 300Mm, unit of measure LM | Gas-GA130025 | Y
M3NHFScheduleOfRatesCode | Gas/Duct:Renew 12Mm Plywood Sided Casing Over 300Mm | Gas - Duct:Renew 12Mm Plywood Sided Casing Over 300Mm, unit of measure SM | Gas-GA130026 | Y
M3NHFScheduleOfRatesCode | Gas/Fire:Adapt For Gas | Gas - Fire:Adapt For Gas, unit of measure NO | Gas-GA140008 | Y | Y | Y | Y | Y
M3NHFScheduleOfRatesCode | Gas/Pipe:Renew Or Install 15Mm Copper | Gas - Pipe:Renew Or Install 15Mm Copper, unit of measure LM | Gas-GA635001 | Y | Y | Y | Y | Y
M3NHFScheduleOfRatesCode | Gas/Pipe:Renew Or Install 22Mm Copper | Gas - Pipe:Renew Or Install 22Mm Copper, unit of measure LM | Gas-GA635003 | Y | Y | Y | Y | Y
M3NHFScheduleOfRatesCode | Gas/Pipe:Renew Or Install 28Mm Copper | Gas - Pipe:Renew Or Install 28Mm Copper, unit of measure LM | Gas-GA635005 | Y | Y | Y | Y | Y
M3NHFScheduleOfRatesCode | Gas/Pipe:Renew Or Install 35Mm Copper | Gas - Pipe:Renew Or Install 35Mm Copper, unit of measure LM | Gas-GA635007 | Y | Y | Y | Y | Y
M3NHFScheduleOfRatesCode | Gas/Pipe:Renew Or Install 42Mm Copper | Gas - Pipe:Renew Or Install 42Mm Copper, unit of measure LM | Gas-GA635009 | Y | Y | Y | Y | Y
M3NHFScheduleOfRatesCode | Gas/Pipe:Renew Or Install 54Mm Copper | Gas - Pipe:Renew Or Install 54Mm Copper, unit of measure LM | Gas-GA635011 | Y | Y | Y | Y | Y
M3NHFScheduleOfRatesCode | Gas/Tee:Install 15Mm To Existing Copper Pipework | Gas - Tee:Install 15Mm To Existing Copper Pipework, unit of measure NO | Gas-GA635301 | Y | Y | Y | Y | Y
M3NHFScheduleOfRatesCode | Gas/Tee:Install 22Mm To Existing Copper Pipework | Gas - Tee:Install 22Mm To Existing Copper Pipework, unit of measure NO | Gas-GA635303 | Y | Y | Y | Y | Y
M3NHFScheduleOfRatesCode | Gas/Tee:Install 28Mm To Existing Copper Pipework | Gas - Tee:Install 28Mm To Existing Copper Pipework, unit of measure NO | Gas-GA635305 | Y | Y | Y | Y | Y
M3NHFScheduleOfRatesCode | Gas/Tee:Install 35Mm To Existing Copper Pipework | Gas - Tee:Install 35Mm To Existing Copper Pipework, unit of measure NO | Gas-GA635307 | Y | Y | Y | Y | Y
M3NHFScheduleOfRatesCode | Gas/Tee:Install 42Mm To Existing Copper Pipework | Gas - Tee:Install 42Mm To Existing Copper Pipework, unit of measure NO | Gas-GA635309 | Y | Y | Y | Y | Y
M3NHFScheduleOfRatesCode | Gas/Tee:Install 54Mm To Existing Copper Pipework | Gas - Tee:Install 54Mm To Existing Copper Pipework, unit of measure NO | Gas-GA635311 | Y | Y | Y | Y | Y
M3NHFScheduleOfRatesCode | Gas/Pipe:Install Tee/Valve | Gas - Pipe:Install Tee/Valve, unit of measure IT | Gas-GA636005 | Y | Y | Y | Y | Y
M3NHFScheduleOfRatesCode | Gas/Pipe:Renew 15Mm Steel | Gas - Pipe:Renew 15Mm Steel, unit of measure LM | Gas-GA636007 | Y | Y | Y | Y | Y
M3NHFScheduleOfRatesCode | Gas/Pipe:Renew 20Mm Steel | Gas - Pipe:Renew 20Mm Steel, unit of measure LM | Gas-GA636009 | Y | Y | Y | Y | Y
M3NHFScheduleOfRatesCode | Gas/Pipe:Renew 25Mm Steel | Gas - Pipe:Renew 25Mm Steel, unit of measure LM | Gas-GA636011 | Y | Y | Y | Y | Y
M3NHFScheduleOfRatesCode | Gas/Pipe:Renew 32Mm Steel | Gas - Pipe:Renew 32Mm Steel, unit of measure LM | Gas-GA636013 | Y | Y | Y | Y | Y
M3NHFScheduleOfRatesCode | Gas/Pipe:Renew 40Mm Steel | Gas - Pipe:Renew 40Mm Steel, unit of measure LM | Gas-GA636015 | Y | Y | Y | Y | Y
M3NHFScheduleOfRatesCode | Gas/Pipe:Renew 50Mm Steel | Gas - Pipe:Renew 50Mm Steel, unit of measure LM | Gas-GA636017 | Y | Y | Y | Y | Y
M3NHFScheduleOfRatesCode | Gas/Burst:Repair Burst Pipe Ne 28Mm | Gas - Burst:Repair Burst Pipe Ne 28Mm, unit of measure NO | Gas-GA640001 | Y | Y | Y | Y | Y
M3NHFScheduleOfRatesCode | Gas/Burst:Repair Leaking Fitting Ne 28Mm | Gas - Burst:Repair Leaking Fitting Ne 28Mm, unit of measure NO | Gas-GA640003 | Y | Y | Y | Y | Y
M3NHFScheduleOfRatesCode | Gas/Burst:Repair To Lead Pipe | Gas - Burst:Repair To Lead Pipe, unit of measure NO | Gas-GA640005 | Y | Y | Y | Y | Y
M3NHFScheduleOfRatesCode | Gas/Burst:Repair Burst Pipe 35Mm | Gas - Burst:Repair Burst Pipe 35Mm, unit of measure NO | Gas-GA640007 | Y | Y | Y | Y | Y
M3NHFScheduleOfRatesCode | Gas/Burst:Repair Burst Pipe 42Mm | Gas - Burst:Repair Burst Pipe 42Mm, unit of measure NO | Gas-GA640009 | Y | Y | Y | Y | Y
M3NHFScheduleOfRatesCode | Gas/Burst:Repair Burst Pipe 54Mm | Gas - Burst:Repair Burst Pipe 54Mm, unit of measure NO | Gas-GA640011 | Y | Y | Y | Y | Y
M3NHFScheduleOfRatesCode | Gas/Insulation:Remove Existing From Pipe | Gas - Insulation:Remove Existing From Pipe, unit of measure LM | Gas-GA645007 | Y | Y | Y | Y | Y
M3NHFScheduleOfRatesCode | Gas/Insulation:Renew Upto 22Mm Pipe | Gas - Insulation:Renew Upto 22Mm Pipe, unit of measure LM | Gas-GA645101 | Y | Y | Y | Y | Y
M3NHFScheduleOfRatesCode | Gas/Insulation:Renew To 28Mm Pipe | Gas - Insulation:Renew To 28Mm Pipe, unit of measure LM | Gas-GA645103 | Y | Y | Y | Y | Y
M3NHFScheduleOfRatesCode | Gas/Insulation:Renew To 35Mm Pipe | Gas - Insulation:Renew To 35Mm Pipe, unit of measure LM | Gas-GA645105 | Y | Y | Y | Y | Y
M3NHFScheduleOfRatesCode | Gas/Insulation:Renew To 42Mm Pipe | Gas - Insulation:Renew To 42Mm Pipe, unit of measure LM | Gas-GA645107 | Y | Y | Y | Y | Y
M3NHFScheduleOfRatesCode | Gas/Insulation:Renew To 54Mm Pipe | Gas - Insulation:Renew To 54Mm Pipe, unit of measure LM | Gas-GA645109 | Y | Y | Y | Y | Y
M3NHFScheduleOfRatesCode | Gas/Stopcock:Renew 15Mm Diameter | Gas - Stopcock:Renew 15Mm Diameter, unit of measure NO | Gas-GA650001 | Y | Y | Y | Y | Y
M3NHFScheduleOfRatesCode | Gas/Stopcock:Renew 20Mm Diameter | Gas - Stopcock:Renew 20Mm Diameter, unit of measure NO | Gas-GA650003 | Y | Y | Y | Y | Y
M3NHFScheduleOfRatesCode | Gas/Stopcock:Renew 22Mm Diameter | Gas - Stopcock:Renew 22Mm Diameter, unit of measure NO | Gas-GA650005 | Y | Y | Y | Y | Y
M3NHFScheduleOfRatesCode | Gas/Stopcock:Renew 25Mm Diameter | Gas - Stopcock:Renew 25Mm Diameter, unit of measure NO | Gas-GA650007 | Y | Y | Y | Y | Y
M3NHFScheduleOfRatesCode | Gas/Stopcock:Renew 28Mm Diameter | Gas - Stopcock:Renew 28Mm Diameter, unit of measure NO | Gas-GA650009 | Y | Y | Y | Y | Y
M3NHFScheduleOfRatesCode | Gas/Stopcock:Renew 32Mm Diameter | Gas - Stopcock:Renew 32Mm Diameter, unit of measure NO | Gas-GA650011 | Y | Y | Y | Y | Y
M3NHFScheduleOfRatesCode | Gas/Stopcock:Overhaul Any Size And Type | Gas - Stopcock:Overhaul Any Size And Type, unit of measure NO | Gas-GA650013 | Y | Y | Y | Y | Y
M3NHFScheduleOfRatesCode | Gas/Stopcock:Renew 35Mm Diameter | Gas - Stopcock:Renew 35Mm Diameter, unit of measure NO | Gas-GA650015 | Y | Y | Y | Y | Y
M3NHFScheduleOfRatesCode | Gas/Stopcock:Renew 42Mm Diameter | Gas - Stopcock:Renew 42Mm Diameter, unit of measure NO | Gas-GA650017 | Y | Y | Y | Y | Y
M3NHFScheduleOfRatesCode | Gas/Stopcock:Renew 54Mm Diameter | Gas - Stopcock:Renew 54Mm Diameter, unit of measure NO | Gas-GA650019 | Y | Y | Y | Y | Y
M3NHFScheduleOfRatesCode | Gas/Gatevalve:Renew 15Mm Diameter | Gas - Gatevalve:Renew 15Mm Diameter, unit of measure NO | Gas-GA655001 | Y | Y | Y | Y | Y
M3NHFScheduleOfRatesCode | Gas/Gatevalve:Renew 22Mm Diameter | Gas - Gatevalve:Renew 22Mm Diameter, unit of measure NO | Gas-GA655003 | Y | Y | Y | Y | Y
M3NHFScheduleOfRatesCode | Gas/Gatevalve:Renew 28Mm Diameter | Gas - Gatevalve:Renew 28Mm Diameter, unit of measure NO | Gas-GA655005 | Y | Y | Y | Y | Y
M3NHFScheduleOfRatesCode | Gas/Gatevalve:Renew 32Mm Diameter | Gas - Gatevalve:Renew 32Mm Diameter, unit of measure NO | Gas-GA655007 | Y | Y | Y | Y | Y
M3NHFScheduleOfRatesCode | Gas/Gatevalve:Overhaul Any Size And Type | Gas - Gatevalve:Overhaul Any Size And Type, unit of measure NO | Gas-GA655009 | Y | Y | Y | Y | Y
M3NHFScheduleOfRatesCode | Gas/Gatevalve:Renew 35Mm Diameter | Gas - Gatevalve:Renew 35Mm Diameter, unit of measure NO | Gas-GA655011 | Y | Y | Y | Y | Y
M3NHFScheduleOfRatesCode | Gas/Gatevalve:Renew 42Mm Diameter | Gas - Gatevalve:Renew 42Mm Diameter, unit of measure NO | Gas-GA655013 | Y | Y | Y | Y | Y
M3NHFScheduleOfRatesCode | Gas/Gatevalve:Renew 54Mm Diameter | Gas - Gatevalve:Renew 54Mm Diameter, unit of measure NO | Gas-GA655015 | Y | Y | Y | Y | Y
M3NHFScheduleOfRatesCode | Gas/Draincock:Renew Ne 19Mm Drain Cock | Gas - Draincock:Renew Ne 19Mm Drain Cock, unit of measure NO | Gas-GA660001 | Y | Y | Y | Y | Y
M3NHFScheduleOfRatesCode | Gas/Tank:Renew With Ne 336 Litre Galvanised | Gas - Tank:Renew With Ne 336 Litre Galvanised, unit of measure NO | Gas-GA664001 |  | Y | Y | Y | Y
M3NHFScheduleOfRatesCode | Gas/Tank:Renew With Ne 491 Litre Galvanised | Gas - Tank:Renew With Ne 491 Litre Galvanised, unit of measure NO | Gas-GA664003 |  | Y | Y | Y | Y
M3NHFScheduleOfRatesCode | Gas/Tank:Renew With Ne 709 Litre Galvanised | Gas - Tank:Renew With Ne 709 Litre Galvanised, unit of measure NO | Gas-GA664005 |  | Y | Y | Y | Y
M3NHFScheduleOfRatesCode | Gas/Tank:Renew With Ne 1729 Litre Galvanised | Gas - Tank:Renew With Ne 1729 Litre Galvanised, unit of measure NO | Gas-GA664007 |  | Y | Y | Y | Y
M3NHFScheduleOfRatesCode | Gas/Tank:Renew With Ne 3364 Litre Galvanised | Gas - Tank:Renew With Ne 3364 Litre Galvanised, unit of measure NO | Gas-GA664009 |  | Y | Y | Y | Y
M3NHFScheduleOfRatesCode | Gas/Tank:Renew With Ne 113Ltr Plastic | Gas - Tank:Renew With Ne 113Ltr Plastic, unit of measure IT | Gas-GA665001 | Y | Y | Y | Y | Y
M3NHFScheduleOfRatesCode | Gas/Tank:Renew With Ne 227Ltr Plastic | Gas - Tank:Renew With Ne 227Ltr Plastic, unit of measure IT | Gas-GA665003 | Y | Y | Y | Y | Y
M3NHFScheduleOfRatesCode | Gas/Tank:Renew 15Mm Ballvalve | Gas - Tank:Renew 15Mm Ballvalve, unit of measure NO | Gas-GA665005 | Y | Y | Y | Y | Y
M3NHFScheduleOfRatesCode | Gas/Tank:Renew 22Mm Ballvalve | Gas - Tank:Renew 22Mm Ballvalve, unit of measure NO | Gas-GA665007 | Y | Y | Y | Y | Y
M3NHFScheduleOfRatesCode | Gas/Tank:Repair Leak To Tank Or Fitting | Gas - Tank:Repair Leak To Tank Or Fitting, unit of measure NO | Gas-GA665011 | Y | Y | Y | Y | Y
M3NHFScheduleOfRatesCode | Gas/Tank:Drain Clean Out And Refill Cwst Tank | Gas - Tank:Drain Clean Out And Refill Cwst Tank, unit of measure NO | Gas-GA665015 | Y | Y | Y | Y | Y
M3NHFScheduleOfRatesCode | Gas/Tank:Renew 19Mm Overflow | Gas - Tank:Renew 19Mm Overflow, unit of measure IT | Gas-GA665019 | Y | Y | Y | Y | Y
M3NHFScheduleOfRatesCode | Gas/Tank:Renew 25Mm Overflow | Gas - Tank:Renew 25Mm Overflow, unit of measure IT | Gas-GA665020 | Y | Y | Y | Y | Y
M3NHFScheduleOfRatesCode | Gas/Tank:Renew 22Mm Equilibrium Ballvalve | Gas - Tank:Renew 22Mm Equilibrium Ballvalve, unit of measure NO | Gas-GA665031 | Y | Y | Y | Y | Y
M3NHFScheduleOfRatesCode | Gas/Tank:Renew 28Mm Equilibrium Ballvalve | Gas - Tank:Renew 28Mm Equilibrium Ballvalve, unit of measure NO | Gas-GA665033 | Y | Y | Y | Y | Y
M3NHFScheduleOfRatesCode | Gas/Tank:Renew 35Mm Equilibrium Ballvalve | Gas - Tank:Renew 35Mm Equilibrium Ballvalve, unit of measure NO | Gas-GA665035 | Y | Y | Y | Y | Y
M3NHFScheduleOfRatesCode | Gas/Tank:Repair Ballvalve And Float | Gas - Tank:Repair Ballvalve And Float, unit of measure NO | Gas-GA665037 | Y | Y | Y | Y | Y
M3NHFScheduleOfRatesCode | Gas/Tank:Recoat Ne 454 Litre | Gas - Tank:Recoat Ne 454 Litre, unit of measure NO | Gas-GA665041 | Y | Y | Y | Y | Y
M3NHFScheduleOfRatesCode | Gas/Tank:Recoat Ne 2273 Litre | Gas - Tank:Recoat Ne 2273 Litre, unit of measure NO | Gas-GA665043 | Y | Y | Y | Y | Y
M3NHFScheduleOfRatesCode | Gas/Tank:Recoat Ne 4546 Litre | Gas - Tank:Recoat Ne 4546 Litre, unit of measure NO | Gas-GA665045 | Y | Y | Y | Y | Y
M3NHFScheduleOfRatesCode | Gas/Tank:Renew Insulation To Ne 113 Litre | Gas - Tank:Renew Insulation To Ne 113 Litre, unit of measure NO | Gas-GA670001 | Y | Y | Y | Y | Y
M3NHFScheduleOfRatesCode | Gas/Tank:Renew Insulation To Ne 227 Litre | Gas - Tank:Renew Insulation To Ne 227 Litre, unit of measure NO | Gas-GA670003 | Y | Y | Y | Y | Y
M3NHFScheduleOfRatesCode | Gas/Tank:Renew Insulation Ne 709 Litre | Gas - Tank:Renew Insulation Ne 709 Litre, unit of measure NO | Gas-GA670005 | Y | Y | Y | Y | Y
M3NHFScheduleOfRatesCode | Gas/Tank:Renew Insulation Ne 3364 Litre | Gas - Tank:Renew Insulation Ne 3364 Litre, unit of measure NO | Gas-GA670007 | Y | Y | Y | Y | Y
M3NHFScheduleOfRatesCode | Gas/Cylinder:Renew Direct Insulated New Heater | Gas - Cylinder:Renew Direct Insulated New Heater, unit of measure NO | Gas-GA675001 | Y | Y | Y | Y | Y
M3NHFScheduleOfRatesCode | Gas/Cylinder:Renew Direct Insulated Refix Heater | Gas - Cylinder:Renew Direct Insulated Refix Heater, unit of measure NO | Gas-GA675003 | Y | Y | Y | Y | Y
M3NHFScheduleOfRatesCode | Gas/Cylinder:Renew Indirect Insulated New Heater | Gas - Cylinder:Renew Indirect Insulated New Heater, unit of measure NO | Gas-GA675005 | Y | Y | Y | Y | Y
M3NHFScheduleOfRatesCode | Gas/Cylinder:Renew Indirect Insulated Refix Heater | Gas - Cylinder:Renew Indirect Insulated Refix Heater, unit of measure NO | Gas-GA675007 | Y | Y | Y | Y | Y
M3NHFScheduleOfRatesCode | Gas/Cylinder:Renew Direct Jacket New Heater | Gas - Cylinder:Renew Direct Jacket New Heater, unit of measure NO | Gas-GA675009 | Y | Y | Y | Y | Y
M3NHFScheduleOfRatesCode | Gas/Cylinder:Renew Direct Jacket Refix Heater | Gas - Cylinder:Renew Direct Jacket Refix Heater, unit of measure NO | Gas-GA675011 | Y | Y | Y | Y | Y
M3NHFScheduleOfRatesCode | Gas/Cylinder:Renew Indirect Jacket New Heater | Gas - Cylinder:Renew Indirect Jacket New Heater, unit of measure NO | Gas-GA675013 | Y | Y | Y | Y | Y
M3NHFScheduleOfRatesCode | Gas/Cylinder:Renew Indirect Jacket Refix Heater | Gas - Cylinder:Renew Indirect Jacket Refix Heater, unit of measure NO | Gas-GA675015 | Y | Y | Y | Y | Y
M3NHFScheduleOfRatesCode | Gas/Cylinder:Renew Primatic Jacket New Heater | Gas - Cylinder:Renew Primatic Jacket New Heater, unit of measure NO | Gas-GA675017 | Y | Y | Y | Y | Y
M3NHFScheduleOfRatesCode | Gas/Cylinder:Renew Primatic Jacket Refix Heater | Gas - Cylinder:Renew Primatic Jacket Refix Heater, unit of measure NO | Gas-GA675019 | Y | Y | Y | Y | Y
M3NHFScheduleOfRatesCode | Gas/Cylinder:Renew Fortic Direct New Heater | Gas - Cylinder:Renew Fortic Direct New Heater, unit of measure NO | Gas-GA675021 | Y | Y | Y | Y | Y
M3NHFScheduleOfRatesCode | Gas/Cylinder:Renew Fortic Direct Refix Heater | Gas - Cylinder:Renew Fortic Direct Refix Heater, unit of measure NO | Gas-GA675023 | Y | Y | Y | Y | Y
M3NHFScheduleOfRatesCode | Gas/Cylinder:Renew Fortic Indirect New Heater | Gas - Cylinder:Renew Fortic Indirect New Heater, unit of measure NO | Gas-GA675025 | Y | Y | Y | Y | Y
M3NHFScheduleOfRatesCode | Gas/Cylinder:Renew Fortic Indirect Refix Heater | Gas - Cylinder:Renew Fortic Indirect Refix Heater, unit of measure NO | Gas-GA675027 | Y | Y | Y | Y | Y
M3NHFScheduleOfRatesCode | Gas/Cylinder:Renew Elson Tank New Heaters | Gas - Cylinder:Renew Elson Tank New Heaters, unit of measure NO | Gas-GA675033 | Y | Y | Y | Y | Y
M3NHFScheduleOfRatesCode | Gas/Cylinder:Renew Elson Tank Refix Heaters | Gas - Cylinder:Renew Elson Tank Refix Heaters, unit of measure NO | Gas-GA675035 | Y | Y | Y | Y | Y
M3NHFScheduleOfRatesCode | Gas/Cylinder:Renew Leaking Fitting | Gas - Cylinder:Renew Leaking Fitting, unit of measure NO | Gas-GA675037 | Y | Y | Y | Y | Y
M3NHFScheduleOfRatesCode | Gas/Cylinder:Repair Leak | Gas - Cylinder:Repair Leak, unit of measure NO | Gas-GA675039 | Y | Y | Y | Y | Y
M3NHFScheduleOfRatesCode | Gas/Cylinder:Drain Descale Flush Out | Gas - Cylinder:Drain Descale Flush Out, unit of measure NO | Gas-GA675041 | Y | Y | Y | Y | Y
M3NHFScheduleOfRatesCode | Gas/Cylinder:Renew Flange | Gas - Cylinder:Renew Flange, unit of measure NO | Gas-GA675043 | Y | Y | Y | Y | Y
M3NHFScheduleOfRatesCode | Gas/Cylinder:Supply Pair Isolating Valves | Gas - Cylinder:Supply Pair Isolating Valves, unit of measure IT | Gas-GA675045 | Y | Y | Y | Y | Y
M3NHFScheduleOfRatesCode | Gas/Cylinder:Service Pressurised Cylinder | Gas - Cylinder:Service Pressurised Cylinder, unit of measure NO | Gas-GA675047 | Y | Y | Y | Y | Y
M3NHFScheduleOfRatesCode | Gas/Coil Heater:Renew To Megaflow | Gas - Coil Heater:Renew To Megaflow, unit of measure IT | Gas-GA675050 | Y
M3NHFScheduleOfRatesCode | Gas/Plumbunit:Renew Std Dir 227Ltr Cold Ne 144Ltr Hot | Gas - Plumbunit:Renew Std Dir 227Ltr Cold Ne 144Ltr Hot, unit of measure NO | Gas-GA677001 | Y | Y | Y | Y | Y
M3NHFScheduleOfRatesCode | Gas/Plumbunit:Renew Std Dir 227Ltr Cold Ne 210Ltr Hot | Gas - Plumbunit:Renew Std Dir 227Ltr Cold Ne 210Ltr Hot, unit of measure NO | Gas-GA677003 | Y | Y | Y | Y | Y
M3NHFScheduleOfRatesCode | Gas/Plumbunit:Renew Std Ind 227Ltr Cold Ne 140Ltr Hot | Gas - Plumbunit:Renew Std Ind 227Ltr Cold Ne 140Ltr Hot, unit of measure NO | Gas-GA677011 | Y | Y | Y | Y | Y
M3NHFScheduleOfRatesCode | Gas/Plumbunit:Renew Std Ind 227Ltr Cold Ne 162Ltr Hot | Gas - Plumbunit:Renew Std Ind 227Ltr Cold Ne 162Ltr Hot, unit of measure NO | Gas-GA677013 | Y | Y | Y | Y | Y
M3NHFScheduleOfRatesCode | Gas/Plumbunit:Adaptation For Shower Booster Pump | Gas - Plumbunit:Adaptation For Shower Booster Pump, unit of measure NO | Gas-GA677021 | Y | Y | Y | Y | Y
M3NHFScheduleOfRatesCode | Gas/Plumbunit:Adaptation For Heating Controls | Gas - Plumbunit:Adaptation For Heating Controls, unit of measure NO | Gas-GA677023 | Y | Y | Y | Y | Y
M3NHFScheduleOfRatesCode | Gas/Plumbunit:Adaptation For Sealed Heating System | Gas - Plumbunit:Adaptation For Sealed Heating System, unit of measure NO | Gas-GA677025 | Y | Y | Y | Y | Y
M3NHFScheduleOfRatesCode | Gas/Cylinder:Renew Unvented Eco 710 Pre-Insul 190 Ltr | Gas - Cylinder:Renew Unvented Eco 710 Pre-Insul 190 Ltr, unit of measure NO | Gas-GA679001 | Y | Y | Y
M3NHFScheduleOfRatesCode | Gas/Cylinder:Renew Unvented Eco 710 Pre-Insul 210 Ltr | Gas - Cylinder:Renew Unvented Eco 710 Pre-Insul 210 Ltr, unit of measure NO | Gas-GA679003 | Y | Y | Y
M3NHFScheduleOfRatesCode | Gas/Cylinder:Renew Unvented Eco 710 Pre-Insul 250 Ltr | Gas - Cylinder:Renew Unvented Eco 710 Pre-Insul 250 Ltr, unit of measure NO | Gas-GA679005 | Y | Y | Y
M3NHFScheduleOfRatesCode | Gas/Cylinder:Renew Unvented Eco 710 Pre-Insul 300 Ltr | Gas - Cylinder:Renew Unvented Eco 710 Pre-Insul 300 Ltr, unit of measure NO | Gas-GA679007 | Y | Y | Y
M3NHFScheduleOfRatesCode | Gas/Cylinder:Renew Unvented Indirect Pre-Insul 190 Ltr | Gas - Cylinder:Renew Unvented Indirect Pre-Insul 190 Ltr, unit of measure NO | Gas-GA679009 | Y | Y | Y
M3NHFScheduleOfRatesCode | Gas/Cylinder:Renew Unvented Indirect Pre-Insul 210 Ltr | Gas - Cylinder:Renew Unvented Indirect Pre-Insul 210 Ltr, unit of measure NO | Gas-GA679011 | Y | Y | Y
M3NHFScheduleOfRatesCode | Gas/Cylinder:Renew Unvented Indirect Pre-Insul 250 Ltr | Gas - Cylinder:Renew Unvented Indirect Pre-Insul 250 Ltr, unit of measure NO | Gas-GA679013 | Y | Y | Y
M3NHFScheduleOfRatesCode | Gas/Cylinder:Renew Unvented Indirect Pre-Insul 300 Ltr | Gas - Cylinder:Renew Unvented Indirect Pre-Insul 300 Ltr, unit of measure NO | Gas-GA679015 | Y | Y | Y
M3NHFScheduleOfRatesCode | Gas/Cylinder:Renew Vented Direct Insulated 100 Ltr | Gas - Cylinder:Renew Vented Direct Insulated 100 Ltr, unit of measure NO | Gas-GA679101 | Y | Y | Y
M3NHFScheduleOfRatesCode | Gas/Cylinder:Renew Vented Direct Insulated 125 Ltr | Gas - Cylinder:Renew Vented Direct Insulated 125 Ltr, unit of measure NO | Gas-GA679103 | Y | Y | Y
M3NHFScheduleOfRatesCode | Gas/Cylinder:Renew Vented Direct Insulated 150 Ltr | Gas - Cylinder:Renew Vented Direct Insulated 150 Ltr, unit of measure NO | Gas-GA679105 | Y | Y | Y
M3NHFScheduleOfRatesCode | Gas/Cylinder:Renew Vented Direct Insulated 175 Ltr | Gas - Cylinder:Renew Vented Direct Insulated 175 Ltr, unit of measure NO | Gas-GA679107 | Y | Y | Y
M3NHFScheduleOfRatesCode | Gas/Cylinder:Renew Vented Direct Insulated 210 Ltr | Gas - Cylinder:Renew Vented Direct Insulated 210 Ltr, unit of measure NO | Gas-GA679109 | Y | Y | Y
M3NHFScheduleOfRatesCode | Gas/Cylinder:Renew Vented Direct Insulated 250 Ltr | Gas - Cylinder:Renew Vented Direct Insulated 250 Ltr, unit of measure NO | Gas-GA679111 | Y | Y | Y
M3NHFScheduleOfRatesCode | Gas/Cylinder:Renew Unvented Direct Insulated 100 Ltr | Gas - Cylinder:Renew Unvented Direct Insulated 100 Ltr, unit of measure NO | Gas-GA679201 | Y | Y | Y
M3NHFScheduleOfRatesCode | Gas/Cylinder:Renew Unvented Direct Insulated 125 Ltr | Gas - Cylinder:Renew Unvented Direct Insulated 125 Ltr, unit of measure NO | Gas-GA679203 | Y | Y | Y
M3NHFScheduleOfRatesCode | Gas/Cylinder:Renew Unvented Direct Insulated 150 Ltr | Gas - Cylinder:Renew Unvented Direct Insulated 150 Ltr, unit of measure NO | Gas-GA679205 | Y | Y | Y
M3NHFScheduleOfRatesCode | Gas/Cylinder:Renew Unvented Direct Pre-Insul 175 Ltr | Gas - Cylinder:Renew Unvented Direct Pre-Insul 175 Ltr, unit of measure NO | Gas-GA679207 | Y | Y | Y
M3NHFScheduleOfRatesCode | Gas/Cylinder:Renew Unvented Direct Pre-Insul 210 Ltr | Gas - Cylinder:Renew Unvented Direct Pre-Insul 210 Ltr, unit of measure NO | Gas-GA679209 | Y | Y | Y
M3NHFScheduleOfRatesCode | Gas/Cylinder:Renew Unvented Direct Pre-Insul 250 Ltr | Gas - Cylinder:Renew Unvented Direct Pre-Insul 250 Ltr, unit of measure NO | Gas-GA679211 | Y | Y | Y
M3NHFScheduleOfRatesCode | Gas/Scale Reducer:Supply Magnetic Type | Gas - Scale Reducer:Supply Magnetic Type, unit of measure IT | Gas-GA680001 | Y | Y | Y | Y | Y
M3NHFScheduleOfRatesCode | Gas/Scale Reducer:Supply Electrolytic Type | Gas - Scale Reducer:Supply Electrolytic Type, unit of measure IT | Gas-GA680003 | Y | Y | Y | Y | Y
M3NHFScheduleOfRatesCode | Gas/Scale Reducer:Supply Chemical Type | Gas - Scale Reducer:Supply Chemical Type, unit of measure IT | Gas-GA680005 | Y | Y | Y | Y | Y
M3NHFScheduleOfRatesCode | Gas/Scale Reducer:Recharge Chemical Type | Gas - Scale Reducer:Recharge Chemical Type, unit of measure IT | Gas-GA680007 | Y | Y | Y | Y | Y
M3NHFScheduleOfRatesCode | Gas/Scale Reducer:Electro Magnetic Non Intrusive Type | Gas - Scale Reducer:Electro Magnetic Non Intrusive Type, unit of measure IT | Gas-GA680009 | Y | Y | Y | Y | Y
M3NHFScheduleOfRatesCode | Gas/Panel:Remove And Refix For Client Inspections | Gas - Panel:Remove And Refix For Client Inspections, unit of measure NO | Gas-GA695001 | Y | Y | Y | Y | Y
M3NHFScheduleOfRatesCode | Gas/Radiator Valve:Provide New Plastic Cover | Gas - Radiator Valve:Provide New Plastic Cover, unit of measure NO | Gas-GA701009 | Y | Y | Y | Y | Y
M3NHFScheduleOfRatesCode | Gas/Radiator Valve:Overhaul Any Type | Gas - Radiator Valve:Overhaul Any Type, unit of measure NO | Gas-GA701011 | Y | Y | Y | Y | Y
M3NHFScheduleOfRatesCode | Gas/Radiator Valve:Repair Leaking Joints | Gas - Radiator Valve:Repair Leaking Joints, unit of measure NO | Gas-GA701013 | Y | Y | Y | Y | Y
M3NHFScheduleOfRatesCode | Gas/Radiator Valve:Repair Leaking Valve | Gas - Radiator Valve:Repair Leaking Valve, unit of measure NO | Gas-GA701015 | Y | Y | Y | Y | Y
M3NHFScheduleOfRatesCode | Gas/Radiator Valve:Repair Any Non Leaking Valve | Gas - Radiator Valve:Repair Any Non Leaking Valve, unit of measure NO | Gas-GA701017 | Y | Y | Y | Y | Y
M3NHFScheduleOfRatesCode | Gas/Radiator Valve:Commercial Npb 3/4" 1 Pipe Tamper | Gas - Radiator Valve:Commercial Npb 3/4" 1 Pipe Tamper, unit of measure NO | Gas-GA701101 | Y | Y | Y | Y | Y
M3NHFScheduleOfRatesCode | Gas/Radiator Valve:Commercial Npb 1" 1 Pipe Tamper | Gas - Radiator Valve:Commercial Npb 1" 1 Pipe Tamper, unit of measure NO | Gas-GA701103 | Y | Y | Y | Y | Y
M3NHFScheduleOfRatesCode | Gas/Radiator Valve:Commercial Npb 3/4" 2 Pipe Tamper | Gas - Radiator Valve:Commercial Npb 3/4" 2 Pipe Tamper, unit of measure NO | Gas-GA701105 | Y | Y | Y | Y | Y
M3NHFScheduleOfRatesCode | Gas/Radiator Valve:Commercial Npb 1" 2 Pipe Tamper | Gas - Radiator Valve:Commercial Npb 1" 2 Pipe Tamper, unit of measure NO | Gas-GA701107 | Y | Y | Y | Y | Y
M3NHFScheduleOfRatesCode | Gas/Radiator Valve:Commercial Npb 3/4" 1 Pipe | Gas - Radiator Valve:Commercial Npb 3/4" 1 Pipe, unit of measure NO | Gas-GA701121 | Y | Y | Y | Y | Y
M3NHFScheduleOfRatesCode | Gas/Radiator Valve:Commercial Npb 1" 1 Pipe | Gas - Radiator Valve:Commercial Npb 1" 1 Pipe, unit of measure NO | Gas-GA701123 | Y | Y | Y | Y | Y
M3NHFScheduleOfRatesCode | Gas/Radiator Valve:Commercial Npb 3/4" 2 Pipe | Gas - Radiator Valve:Commercial Npb 3/4" 2 Pipe, unit of measure NO | Gas-GA701125 | Y | Y | Y | Y | Y
M3NHFScheduleOfRatesCode | Gas/Radiator Valve:Commercial Npb 1" 2 Pipe | Gas - Radiator Valve:Commercial Npb 1" 2 Pipe, unit of measure NO | Gas-GA701127 | Y | Y | Y | Y | Y
M3NHFScheduleOfRatesCode | Gas/Radiator Valve:Domestic Npb 1/2" 1 Pipe | Gas - Radiator Valve:Domestic Npb 1/2" 1 Pipe, unit of measure NO | Gas-GA701131 | Y | Y | Y | Y | Y
M3NHFScheduleOfRatesCode | Gas/Radiator Valve:Domestic Npb 1/2" 2 Pipe | Gas - Radiator Valve:Domestic Npb 1/2" 2 Pipe, unit of measure NO | Gas-GA701133 | Y | Y | Y | Y | Y
M3NHFScheduleOfRatesCode | Gas/Radiator Valve:Comm Cpb 1/2" 2 Pipe Angle Tamper | Gas - Radiator Valve:Comm Cpb 1/2" 2 Pipe Angle Tamper, unit of measure NO | Gas-GA701301 | Y | Y | Y | Y | Y
M3NHFScheduleOfRatesCode | Gas/Radiator Valve:Comm Cpb 3/4" 2 Pipe Angle Tamper | Gas - Radiator Valve:Comm Cpb 3/4" 2 Pipe Angle Tamper, unit of measure NO | Gas-GA701303 | Y | Y | Y | Y | Y
M3NHFScheduleOfRatesCode | Gas/Radiator Valve:Comm Cpb 1/2" 2 Pipe Str Tamper | Gas - Radiator Valve:Comm Cpb 1/2" 2 Pipe Str Tamper, unit of measure NO | Gas-GA701305 | Y | Y | Y | Y | Y
M3NHFScheduleOfRatesCode | Gas/Radiator Valve:Comm Cpb 3/4" 2 Pipe Str Tamper | Gas - Radiator Valve:Comm Cpb 3/4" 2 Pipe Str Tamper, unit of measure NO | Gas-GA701307 | Y | Y | Y | Y | Y
M3NHFScheduleOfRatesCode | Gas/Radiator Valve:Commercial Cpb 1/2" Reverse 2 Pipe | Gas - Radiator Valve:Commercial Cpb 1/2" Reverse 2 Pipe, unit of measure NO | Gas-GA701309 | Y | Y | Y | Y | Y
M3NHFScheduleOfRatesCode | Gas/Radiator Valve:Commercial Cpb 1/2" 2 Pipe Angle | Gas - Radiator Valve:Commercial Cpb 1/2" 2 Pipe Angle, unit of measure NO | Gas-GA701321 | Y | Y | Y | Y | Y
M3NHFScheduleOfRatesCode | Gas/Radiator Valve:Commercial Cpb 3/4" 2 Pipe Angle | Gas - Radiator Valve:Commercial Cpb 3/4" 2 Pipe Angle, unit of measure NO | Gas-GA701323 | Y | Y | Y | Y | Y
M3NHFScheduleOfRatesCode | Gas/Radiator Valve:Commercial Cpb 1/2" 2 Pipe Straight | Gas - Radiator Valve:Commercial Cpb 1/2" 2 Pipe Straight, unit of measure NO | Gas-GA701325 | Y | Y | Y | Y | Y
M3NHFScheduleOfRatesCode | Gas/Radiator Valve:Commercial Cpb 3/4" 2 Pipe Straight | Gas - Radiator Valve:Commercial Cpb 3/4" 2 Pipe Straight, unit of measure NO | Gas-GA701327 | Y | Y | Y | Y | Y
M3NHFScheduleOfRatesCode | Gas/Radiator Valve:Commercial Cpb 1/2 Reverse 2 Pipe | Gas - Radiator Valve:Commercial Cpb 1/2 Reverse 2 Pipe, unit of measure NO | Gas-GA701328 | Y | Y | Y | Y | Y
M3NHFScheduleOfRatesCode | Gas/Radiator Valve:Domestic Cpbr 15Mm 2 Pipe | Gas - Radiator Valve:Domestic Cpbr 15Mm 2 Pipe, unit of measure NO | Gas-GA701501 | Y | Y | Y | Y | Y
M3NHFScheduleOfRatesCode | Gas/Radiator Valve:Domestic Cpbr 1/2" 2 Pipe | Gas - Radiator Valve:Domestic Cpbr 1/2" 2 Pipe, unit of measure NO | Gas-GA701503 | Y | Y | Y | Y | Y
M3NHFScheduleOfRatesCode | Gas/Radiator Valve:Domestic Cpbr 3/4" 2 Pipe | Gas - Radiator Valve:Domestic Cpbr 3/4" 2 Pipe, unit of measure NO | Gas-GA701505 | Y | Y | Y | Y | Y
M3NHFScheduleOfRatesCode | Gas/Radiator Valve:Domestic Cpbr 3/4" 1 Pipe | Gas - Radiator Valve:Domestic Cpbr 3/4" 1 Pipe, unit of measure NO | Gas-GA701507 | Y | Y | Y | Y | Y
M3NHFScheduleOfRatesCode | Gas/Radiator Valve:Domestic Cpbr 1" 2 Pipe | Gas - Radiator Valve:Domestic Cpbr 1" 2 Pipe, unit of measure NO | Gas-GA701509 | Y | Y | Y | Y | Y
M3NHFScheduleOfRatesCode | Gas/Radiator Valve:Domestic Cpbr 1" 1 Pipe | Gas - Radiator Valve:Domestic Cpbr 1" 1 Pipe, unit of measure NO | Gas-GA701511 | Y | Y | Y | Y | Y
M3NHFScheduleOfRatesCode | Gas/Radiator Valve:Commercial Mcp 1/2" Manual Ang | Gas - Radiator Valve:Commercial Mcp 1/2" Manual Ang, unit of measure NO | Gas-GA701701 | Y | Y | Y | Y | Y
M3NHFScheduleOfRatesCode | Gas/Radiator Valve:Commercial Mcp 3/4" Manual Ang | Gas - Radiator Valve:Commercial Mcp 3/4" Manual Ang, unit of measure NO | Gas-GA701703 | Y | Y | Y | Y | Y
M3NHFScheduleOfRatesCode | Gas/Radiator Valve:Commercial Mcp 1" Manual Ang | Gas - Radiator Valve:Commercial Mcp 1" Manual Ang, unit of measure NO | Gas-GA701705 | Y | Y | Y | Y | Y
M3NHFScheduleOfRatesCode | Gas/Radiator Valve:Commercial Mcp 1/2" Manual St | Gas - Radiator Valve:Commercial Mcp 1/2" Manual St, unit of measure NO | Gas-GA701707 | Y | Y | Y | Y | Y
M3NHFScheduleOfRatesCode | Gas/Radiator Valve:Commercial Mcp 3/4" Manual St | Gas - Radiator Valve:Commercial Mcp 3/4" Manual St, unit of measure NO | Gas-GA701709 | Y | Y | Y | Y | Y
M3NHFScheduleOfRatesCode | Gas/Radiator Valve:Commercial Mcp 1" Manual St | Gas - Radiator Valve:Commercial Mcp 1" Manual St, unit of measure NO | Gas-GA701711 | Y | Y | Y | Y | Y
M3NHFScheduleOfRatesCode | Gas/Radiator Valve:Commercial Pcp 1/2" Manual Ang | Gas - Radiator Valve:Commercial Pcp 1/2" Manual Ang, unit of measure NO | Gas-GA701721 | Y | Y | Y | Y | Y
M3NHFScheduleOfRatesCode | Gas/Radiator Valve:Commercial Pcp 3/4" Manual Ang | Gas - Radiator Valve:Commercial Pcp 3/4" Manual Ang, unit of measure NO | Gas-GA701723 | Y | Y | Y | Y | Y
M3NHFScheduleOfRatesCode | Gas/Radiator Valve:Commercial Pcp 1" Manual Ang | Gas - Radiator Valve:Commercial Pcp 1" Manual Ang, unit of measure NO | Gas-GA701725 | Y | Y | Y | Y | Y
M3NHFScheduleOfRatesCode | Gas/Radiator Valve:Commercial Pcp 1/2" Manual St | Gas - Radiator Valve:Commercial Pcp 1/2" Manual St, unit of measure NO | Gas-GA701727 | Y | Y | Y | Y | Y
M3NHFScheduleOfRatesCode | Gas/Radiator Valve:Commercial Pcp 3/4" Manual St | Gas - Radiator Valve:Commercial Pcp 3/4" Manual St, unit of measure NO | Gas-GA701729 | Y | Y | Y | Y | Y
M3NHFScheduleOfRatesCode | Gas/Radiator Valve:Commercial Pcp 1" Manual St | Gas - Radiator Valve:Commercial Pcp 1" Manual St, unit of measure NO | Gas-GA701731 | Y | Y | Y | Y | Y
M3NHFScheduleOfRatesCode | Gas/Radiator Valve:Domestic Pcp 1/2" Manual Ang | Gas - Radiator Valve:Domestic Pcp 1/2" Manual Ang, unit of measure NO | Gas-GA701751 | Y | Y | Y | Y | Y
M3NHFScheduleOfRatesCode | Gas/Radiator Valve:Domestic Pcp 3/4" Manual Ang | Gas - Radiator Valve:Domestic Pcp 3/4" Manual Ang, unit of measure NO | Gas-GA701753 | Y | Y | Y | Y | Y
M3NHFScheduleOfRatesCode | Gas/Radiator Valve:Domestic Pcp 1" Manual Ang | Gas - Radiator Valve:Domestic Pcp 1" Manual Ang, unit of measure NO | Gas-GA701755 | Y | Y | Y | Y | Y
M3NHFScheduleOfRatesCode | Gas/Radiator Valve:Domestic Pcp 1/2" Manual St | Gas - Radiator Valve:Domestic Pcp 1/2" Manual St, unit of measure NO | Gas-GA701757 | Y | Y | Y | Y | Y
M3NHFScheduleOfRatesCode | Gas/Radiator Valve:Domestic Pcp 3/4 Manual St | Gas - Radiator Valve:Domestic Pcp 3/4 Manual St, unit of measure NO | Gas-GA701759 | Y | Y | Y | Y | Y
M3NHFScheduleOfRatesCode | Gas/Radiator Valve:Domestic Pcp 1" Manual St | Gas - Radiator Valve:Domestic Pcp 1" Manual St, unit of measure NO | Gas-GA701761 | Y | Y | Y | Y | Y
M3NHFScheduleOfRatesCode | Gas/Sensor:Renew Vapour Integral Type | Gas - Sensor:Renew Vapour Integral Type, unit of measure NO | Gas-GA701801 | Y | Y | Y | Y | Y
M3NHFScheduleOfRatesCode | Gas/Sensor:Renew Vapour Remote Type | Gas - Sensor:Renew Vapour Remote Type, unit of measure NO | Gas-GA701803 | Y | Y | Y | Y | Y
M3NHFScheduleOfRatesCode | Gas/Sensor:Renew Vapour Integral Commercial | Gas - Sensor:Renew Vapour Integral Commercial, unit of measure NO | Gas-GA701805 | Y | Y | Y | Y | Y
M3NHFScheduleOfRatesCode | Gas/Sensor:Renew Vapour Remote Commercial | Gas - Sensor:Renew Vapour Remote Commercial, unit of measure NO | Gas-GA701807 | Y | Y | Y | Y | Y
M3NHFScheduleOfRatesCode | Gas/Sensor:Renew Vapour Integral Domestic | Gas - Sensor:Renew Vapour Integral Domestic, unit of measure NO | Gas-GA701809 | Y | Y | Y | Y | Y
M3NHFScheduleOfRatesCode | Gas/Sensor:Renew Vapour Remote Domestic | Gas - Sensor:Renew Vapour Remote Domestic, unit of measure NO | Gas-GA701811 | Y | Y | Y | Y | Y
M3NHFScheduleOfRatesCode | Gas/Sensor:Renew Liquid Integral Type | Gas - Sensor:Renew Liquid Integral Type, unit of measure NO | Gas-GA701821 | Y | Y | Y | Y | Y
M3NHFScheduleOfRatesCode | Gas/Sensor:Renew Liquid Integral Commercial | Gas - Sensor:Renew Liquid Integral Commercial, unit of measure NO | Gas-GA701823 | Y | Y | Y | Y | Y
M3NHFScheduleOfRatesCode | Gas/Sensor:Renew Liquid Remote Commercial | Gas - Sensor:Renew Liquid Remote Commercial, unit of measure NO | Gas-GA701825 | Y | Y | Y | Y | Y
M3NHFScheduleOfRatesCode | Gas/Sensor:Renew Liquid Integral Domestic | Gas - Sensor:Renew Liquid Integral Domestic, unit of measure NO | Gas-GA701831 | Y | Y | Y | Y | Y
M3NHFScheduleOfRatesCode | Gas/Sensor:Renew Liquid Remote Domestic | Gas - Sensor:Renew Liquid Remote Domestic, unit of measure NO | Gas-GA701833 | Y | Y | Y | Y | Y
M3NHFScheduleOfRatesCode | Gas/Pump:Renew Where Isolating Valves Fitted | Gas - Pump:Renew Where Isolating Valves Fitted, unit of measure NO | Gas-GA702001 | Y | Y | Y | Y | Y
M3NHFScheduleOfRatesCode | Gas/Pump:Renew Including Supply Isolating Valves | Gas - Pump:Renew Including Supply Isolating Valves, unit of measure NO | Gas-GA702003 | Y | Y | Y | Y | Y
M3NHFScheduleOfRatesCode | Gas/Pump:Supply New Including Isolating Valves | Gas - Pump:Supply New Including Isolating Valves, unit of measure NO | Gas-GA702005 | Y | Y | Y | Y | Y
M3NHFScheduleOfRatesCode | Gas/Pump:Service And Overhaul | Gas - Pump:Service And Overhaul, unit of measure NO | Gas-GA702007 | Y | Y | Y | Y | Y
M3NHFScheduleOfRatesCode | Gas/Pump:Renew Single Pump Valve | Gas - Pump:Renew Single Pump Valve, unit of measure NO | Gas-GA702009 | Y | Y | Y | Y | Y
M3NHFScheduleOfRatesCode | Gas/Pump:Renew 3/4" Bspf Hws | Gas - Pump:Renew 3/4" Bspf Hws, unit of measure IT | Gas-GA702013 | Y | Y | Y | Y | Y
M3NHFScheduleOfRatesCode | Gas/Pump:Renew 1" Bspf Hws | Gas - Pump:Renew 1" Bspf Hws, unit of measure IT | Gas-GA702015 | Y | Y | Y | Y | Y
M3NHFScheduleOfRatesCode | Gas/Pump:Renew 1 1/2" Bspf Hws | Gas - Pump:Renew 1 1/2" Bspf Hws, unit of measure IT | Gas-GA702017 | Y | Y | Y | Y | Y
M3NHFScheduleOfRatesCode | Gas/Pump:Renew 1 1/4" Bspf Commercial Single | Gas - Pump:Renew 1 1/4" Bspf Commercial Single, unit of measure IT | Gas-GA702019 | Y | Y | Y | Y | Y
M3NHFScheduleOfRatesCode | Gas/Pump:Renew 1 1/2" Bspf Commercial Single | Gas - Pump:Renew 1 1/2" Bspf Commercial Single, unit of measure IT | Gas-GA702021 | Y | Y | Y | Y | Y
M3NHFScheduleOfRatesCode | Gas/Pump:Renew 2" Bspf Commercial Single | Gas - Pump:Renew 2" Bspf Commercial Single, unit of measure IT | Gas-GA702023 | Y | Y | Y | Y | Y
M3NHFScheduleOfRatesCode | Gas/Pump:Renew 1 1/2" Bspf Commercial Twin | Gas - Pump:Renew 1 1/2" Bspf Commercial Twin, unit of measure IT | Gas-GA702025 | Y | Y | Y | Y | Y
M3NHFScheduleOfRatesCode | Gas/Pump:Renew 2" Bspf Commercial Twin | Gas - Pump:Renew 2" Bspf Commercial Twin, unit of measure IT | Gas-GA702027 | Y | Y | Y | Y | Y
M3NHFScheduleOfRatesCode | Gas/Pump:Renew 1 1/2" Bspf Commercial Multi Speed | Gas - Pump:Renew 1 1/2" Bspf Commercial Multi Speed, unit of measure IT | Gas-GA702029 | Y | Y | Y | Y | Y
M3NHFScheduleOfRatesCode | Gas/Pump:Renew 2" Bspf Commercial Multi Speed | Gas - Pump:Renew 2" Bspf Commercial Multi Speed, unit of measure IT | Gas-GA702031 | Y | Y | Y | Y | Y
M3NHFScheduleOfRatesCode | Gas/Pump:Renew 2 1/2" Bspf Commercial Multi Speed | Gas - Pump:Renew 2 1/2" Bspf Commercial Multi Speed, unit of measure IT | Gas-GA702033 | Y | Y | Y | Y | Y
M3NHFScheduleOfRatesCode | Gas/Pump:Renew 3 " Bspf Commercial Multi Speed | Gas - Pump:Renew 3 " Bspf Commercial Multi Speed, unit of measure IT | Gas-GA702035 | Y | Y | Y | Y | Y
M3NHFScheduleOfRatesCode | Gas/Pump:Renew 4" Bspf Commercial Multi Speed | Gas - Pump:Renew 4" Bspf Commercial Multi Speed, unit of measure IT | Gas-GA702037 | Y | Y | Y | Y | Y
M3NHFScheduleOfRatesCode | Gas/Pump:Renew 6" Bspf Commercial Multi Speed | Gas - Pump:Renew 6" Bspf Commercial Multi Speed, unit of measure IT | Gas-GA702038 | Y
M3NHFScheduleOfRatesCode | Gas/Pump:Renew 1 1/2" Bspf Commercial Twin Multi Speed | Gas - Pump:Renew 1 1/2" Bspf Commercial Twin Multi Speed, unit of measure IT | Gas-GA702039 | Y | Y | Y | Y | Y
M3NHFScheduleOfRatesCode | Gas/Pump:Renew 2" Bspf Commercial Twin Multi Speed | Gas - Pump:Renew 2" Bspf Commercial Twin Multi Speed, unit of measure IT | Gas-GA702041 | Y | Y | Y | Y | Y
M3NHFScheduleOfRatesCode | Gas/Pump:Renew 2 1/2" Bspf Commercial Twin Multi Speed | Gas - Pump:Renew 2 1/2" Bspf Commercial Twin Multi Speed, unit of measure IT | Gas-GA702043 | Y | Y | Y | Y | Y
M3NHFScheduleOfRatesCode | Gas/Pump:Renew 3" Bspf Commercial Twin Multi Speed | Gas - Pump:Renew 3" Bspf Commercial Twin Multi Speed, unit of measure IT | Gas-GA702045 | Y | Y | Y | Y | Y
M3NHFScheduleOfRatesCode | Gas/Pump:Renew 4" Bspf Commercial Twin Multi Speed | Gas - Pump:Renew 4" Bspf Commercial Twin Multi Speed, unit of measure IT | Gas-GA702047 | Y | Y | Y | Y | Y
M3NHFScheduleOfRatesCode | Gas/Pump:Renew 6" Bspf Commercial Twin Multi Speed | Gas - Pump:Renew 6" Bspf Commercial Twin Multi Speed, unit of measure IT | Gas-GA702049 | Y
M3NHFScheduleOfRatesCode | Gas/Motorised Valve:Renew 22Mm | Gas - Motorised Valve:Renew 22Mm, unit of measure NO | Gas-GA702501 | Y | Y | Y | Y | Y
M3NHFScheduleOfRatesCode | Gas/Motorised Valve:Renew 28Mm | Gas - Motorised Valve:Renew 28Mm, unit of measure NO | Gas-GA702502 | Y | Y | Y | Y | Y
M3NHFScheduleOfRatesCode | Gas/Motorised Valve:Renew Ne 28Mm Activator | Gas - Motorised Valve:Renew Ne 28Mm Activator, unit of measure NO | Gas-GA702506 | Y | Y | Y | Y | Y
M3NHFScheduleOfRatesCode | Gas/Zone Valve:Renew 22Mm | Gas - Zone Valve:Renew 22Mm, unit of measure NO | Gas-GA702511 | Y | Y | Y | Y | Y
M3NHFScheduleOfRatesCode | Gas/Zone Valve:Renew 28Mm | Gas - Zone Valve:Renew 28Mm, unit of measure NO | Gas-GA702512 | Y | Y | Y | Y | Y
M3NHFScheduleOfRatesCode | Gas/Radiator:Vent Radiators | Gas - Radiator:Vent Radiators, unit of measure IT | Gas-GA703001 | Y | Y | Y | Y | Y
M3NHFScheduleOfRatesCode | Gas/Radiator:Drain Down And Refill System | Gas - Radiator:Drain Down And Refill System, unit of measure IT | Gas-GA703003 | Y | Y | Y | Y | Y
M3NHFScheduleOfRatesCode | Gas/Radiator:Make Good Connection | Gas - Radiator:Make Good Connection, unit of measure NO | Gas-GA703005 | Y | Y | Y | Y | Y
M3NHFScheduleOfRatesCode | Gas/Radiator:Remove And Refix Valveless | Gas - Radiator:Remove And Refix Valveless, unit of measure IT | Gas-GA703007 | Y | Y | Y | Y | Y
M3NHFScheduleOfRatesCode | Gas/Radiator:Remove And Refix | Gas - Radiator:Remove And Refix, unit of measure IT | Gas-GA703009 | Y | Y | Y | Y | Y
M3NHFScheduleOfRatesCode | Gas/Radiator:Test And Balance System | Gas - Radiator:Test And Balance System, unit of measure IT | Gas-GA703011 | Y | Y | Y | Y | Y
M3NHFScheduleOfRatesCode | Gas/Radiator:Renew And Refix Bracket | Gas - Radiator:Renew And Refix Bracket, unit of measure NO | Gas-GA703013 | Y | Y | Y | Y | Y
M3NHFScheduleOfRatesCode | Gas/Radiator:Clean And Flush Out Single | Gas - Radiator:Clean And Flush Out Single, unit of measure NO | Gas-GA703015 | Y | Y | Y | Y | Y
M3NHFScheduleOfRatesCode | Gas/Radiator:Renew Single Panel Ne 600X600 | Gas - Radiator:Renew Single Panel Ne 600X600, unit of measure IT | Gas-GA703017 | Y | Y | Y | Y | Y
M3NHFScheduleOfRatesCode | Gas/Radiator:Renew Single Panel Ne 1200X600 | Gas - Radiator:Renew Single Panel Ne 1200X600, unit of measure IT | Gas-GA703019 | Y | Y | Y | Y | Y
M3NHFScheduleOfRatesCode | Gas/Radiator:Renew Single Panel Ne 1800X600 | Gas - Radiator:Renew Single Panel Ne 1800X600, unit of measure IT | Gas-GA703021 | Y | Y | Y | Y | Y
M3NHFScheduleOfRatesCode | Gas/Radiator:Renew Single Panel Over 1800X600 | Gas - Radiator:Renew Single Panel Over 1800X600, unit of measure IT | Gas-GA703023 | Y | Y | Y | Y | Y
M3NHFScheduleOfRatesCode | Gas/Radiator:Renew Single Convector Ne 600X600 | Gas - Radiator:Renew Single Convector Ne 600X600, unit of measure IT | Gas-GA703025 | Y | Y | Y | Y | Y
M3NHFScheduleOfRatesCode | Gas/Radiator:Renew Single Convector Ne 1200X600 | Gas - Radiator:Renew Single Convector Ne 1200X600, unit of measure IT | Gas-GA703027 | Y | Y | Y | Y | Y
M3NHFScheduleOfRatesCode | Gas/Radiator:Renew Single Convector Ne 1800X600 | Gas - Radiator:Renew Single Convector Ne 1800X600, unit of measure IT | Gas-GA703029 | Y | Y | Y | Y | Y
M3NHFScheduleOfRatesCode | Gas/Radiator:Renew Single Convector Over 1800X600 | Gas - Radiator:Renew Single Convector Over 1800X600, unit of measure IT | Gas-GA703031 | Y | Y | Y | Y | Y
M3NHFScheduleOfRatesCode | Gas/Radiator:Renew Double Convector Ne 600X600 | Gas - Radiator:Renew Double Convector Ne 600X600, unit of measure IT | Gas-GA703033 | Y | Y | Y | Y | Y
M3NHFScheduleOfRatesCode | Gas/Radiator:Renew Double Convector Ne 1200X600 | Gas - Radiator:Renew Double Convector Ne 1200X600, unit of measure IT | Gas-GA703035 | Y | Y | Y | Y | Y
M3NHFScheduleOfRatesCode | Gas/Radiator:Renew Double Convector Ne 1500X600 | Gas - Radiator:Renew Double Convector Ne 1500X600, unit of measure IT | Gas-GA703036 | Y | Y | Y | Y | Y
M3NHFScheduleOfRatesCode | Gas/Radiator:Renew Double Convector Ne 1800X600 | Gas - Radiator:Renew Double Convector Ne 1800X600, unit of measure IT | Gas-GA703037 | Y | Y | Y | Y | Y
M3NHFScheduleOfRatesCode | Gas/Radiator:Renew Double Convector Over 1800X600 | Gas - Radiator:Renew Double Convector Over 1800X600, unit of measure IT | Gas-GA703039 | Y | Y | Y | Y | Y
M3NHFScheduleOfRatesCode | Gas/Radiator:Install Single Ne 600X600 | Gas - Radiator:Install Single Ne 600X600, unit of measure NO | Gas-GA703101 | Y | Y | Y | Y | Y
M3NHFScheduleOfRatesCode | Gas/Radiator:Install Single Ne 1200X600 | Gas - Radiator:Install Single Ne 1200X600, unit of measure NO | Gas-GA703103 | Y | Y | Y | Y | Y
M3NHFScheduleOfRatesCode | Gas/Radiator:Install Single Ne 1500X600 | Gas - Radiator:Install Single Ne 1500X600, unit of measure NO | Gas-GA703105 | Y | Y | Y | Y | Y
M3NHFScheduleOfRatesCode | Gas/Radiator:Install Single Ne 1800X600 | Gas - Radiator:Install Single Ne 1800X600, unit of measure NO | Gas-GA703107 | Y | Y | Y | Y | Y
M3NHFScheduleOfRatesCode | Gas/Radiator:Install Double Ne 1500X600 | Gas - Radiator:Install Double Ne 1500X600, unit of measure NO | Gas-GA703109 | Y | Y | Y | Y | Y
M3NHFScheduleOfRatesCode | Gas/Radiator:Install Double Ne 1800X600 | Gas - Radiator:Install Double Ne 1800X600, unit of measure NO | Gas-GA703111 | Y | Y | Y | Y | Y
M3NHFScheduleOfRatesCode | Gas/Towel Rail:Renew Heated | Gas - Towel Rail:Renew Heated, unit of measure IT | Gas-GA703201 | Y | Y | Y | Y | Y
M3NHFScheduleOfRatesCode | Gas/Radiator:Renew Sectional Ne 700X600 | Gas - Radiator:Renew Sectional Ne 700X600, unit of measure IT | Gas-GA703301 | Y | Y | Y | Y | Y
M3NHFScheduleOfRatesCode | Gas/Radiator:Renew Sectional Ne 1000X600 | Gas - Radiator:Renew Sectional Ne 1000X600, unit of measure IT | Gas-GA703303 | Y | Y | Y | Y | Y
M3NHFScheduleOfRatesCode | Gas/Radiator:Renew Sectional Ne 1200X600Mm | Gas - Radiator:Renew Sectional Ne 1200X600Mm, unit of measure IT | Gas-GA703305 | Y | Y | Y | Y | Y
M3NHFScheduleOfRatesCode | Gas/Radiator:Renew Sectional Ne 700X1000Mm | Gas - Radiator:Renew Sectional Ne 700X1000Mm, unit of measure IT | Gas-GA703307 | Y | Y | Y | Y | Y
M3NHFScheduleOfRatesCode | Gas/Radiator:Renew Sectional Ne 900X1000Mm | Gas - Radiator:Renew Sectional Ne 900X1000Mm, unit of measure IT | Gas-GA703309 | Y | Y | Y | Y | Y
M3NHFScheduleOfRatesCode | Gas/Radiator:Renew Sectional Ne 1200X1000Mm | Gas - Radiator:Renew Sectional Ne 1200X1000Mm, unit of measure IT | Gas-GA703311 | Y | Y | Y | Y | Y
M3NHFScheduleOfRatesCode | Gas/Airlocks:Clear Airlocks | Gas - Airlocks:Clear Airlocks, unit of measure IT | Gas-GA704001 | Y | Y | Y | Y | Y
M3NHFScheduleOfRatesCode | Gas/Reprime:Reprime Pressurised System Complete | Gas - Reprime:Reprime Pressurised System Complete, unit of measure IT | Gas-GA704005 | Y | Y | Y | Y | Y
M3NHFScheduleOfRatesCode | Gas/Tank:Renew 18 Litre Feed And Expansion | Gas - Tank:Renew 18 Litre Feed And Expansion, unit of measure NO | Gas-GA705001 | Y | Y | Y | Y | Y
M3NHFScheduleOfRatesCode | Gas/Tank:Drain Clean Out Refill Feed And Expansion | Gas - Tank:Drain Clean Out Refill Feed And Expansion, unit of measure NO | Gas-GA705003 | Y | Y | Y | Y | Y
M3NHFScheduleOfRatesCode | Gas/Tank:Renew Insulation To Feed And Expansion | Gas - Tank:Renew Insulation To Feed And Expansion, unit of measure NO | Gas-GA706001 | Y | Y | Y | Y | Y
M3NHFScheduleOfRatesCode | Gas/Flue:Install Flexible Liner Complete | Gas - Flue:Install Flexible Liner Complete, unit of measure IT | Gas-GA709001 | Y | Y | Y | Y | Y
M3NHFScheduleOfRatesCode | Gas/Flue:Remove Flue Liner | Gas - Flue:Remove Flue Liner, unit of measure IT | Gas-GA709003 | Y | Y | Y | Y | Y
M3NHFScheduleOfRatesCode | Gas/Flue:Renew Ve Cast Iron Pipe Bend | Gas - Flue:Renew Ve Cast Iron Pipe Bend, unit of measure IT | Gas-GA709007 | Y | Y | Y | Y | Y
M3NHFScheduleOfRatesCode | Gas/Flue:Renew 125Mm Stainless Steel Pipe | Gas - Flue:Renew 125Mm Stainless Steel Pipe, unit of measure IT | Gas-GA709009 | Y | Y | Y | Y | Y
M3NHFScheduleOfRatesCode | Gas/Flue:Renew Stainless Steel Elbow | Gas - Flue:Renew Stainless Steel Elbow, unit of measure IT | Gas-GA709011 | Y | Y | Y | Y | Y
M3NHFScheduleOfRatesCode | Gas/Flue:Renew Metal Soffit Plate | Gas - Flue:Renew Metal Soffit Plate, unit of measure IT | Gas-GA709013 | Y | Y | Y | Y | Y
M3NHFScheduleOfRatesCode | Gas/Flue:Renew Aluminium Soot Door | Gas - Flue:Renew Aluminium Soot Door, unit of measure IT | Gas-GA709015 | Y | Y | Y | Y | Y
M3NHFScheduleOfRatesCode | Gas/Flue:Fix New Aluminium Soot Door | Gas - Flue:Fix New Aluminium Soot Door, unit of measure IT | Gas-GA709017 | Y | Y | Y | Y | Y
M3NHFScheduleOfRatesCode | Gas/Boiler:Renew Thermostat | Gas - Boiler:Renew Thermostat, unit of measure IT | Gas-GA710001 | Y | Y | Y | Y | Y
M3NHFScheduleOfRatesCode | Gas/Boiler:Renew Room Thermostat | Gas - Boiler:Renew Room Thermostat, unit of measure IT | Gas-GA710003 | Y | Y | Y | Y | Y
M3NHFScheduleOfRatesCode | Gas/Boiler:Renew Programmer | Gas - Boiler:Renew Programmer, unit of measure IT | Gas-GA710005 | Y | Y | Y | Y | Y
M3NHFScheduleOfRatesCode | Gas/Boiler:Renew Central Heating Time Clock | Gas - Boiler:Renew Central Heating Time Clock, unit of measure IT | Gas-GA710007 | Y | Y | Y | Y | Y
M3NHFScheduleOfRatesCode | Gas/Boiler:Remedy Fault To Controls | Gas - Boiler:Remedy Fault To Controls, unit of measure IT | Gas-GA710009 | Y | Y | Y | Y | Y
M3NHFScheduleOfRatesCode | Gas/Boiler:Renew Room Thermostat - Wireless | Gas - Boiler:Renew Room Thermostat - Wireless, unit of measure IT | Gas-GA710011 | Y | Y | Y
M3NHFScheduleOfRatesCode | Gas/Boiler:Renew Programmer - Wireless | Gas - Boiler:Renew Programmer - Wireless, unit of measure IT | Gas-GA710013 | Y | Y | Y
M3NHFScheduleOfRatesCode | Gas/Void:Drain Down Central Heating | Gas - Void:Drain Down Central Heating, unit of measure IT | Gas-GA713001 | Y | Y | Y | Y | Y
M3NHFScheduleOfRatesCode | Gas/Void:Refill Central Heating | Gas - Void:Refill Central Heating, unit of measure IT | Gas-GA713003 | Y | Y | Y | Y | Y
M3NHFScheduleOfRatesCode | Gas/Boiler:Renew Vertical Flue Kit 60/100 | Gas - Boiler:Renew Vertical Flue Kit 60/100, unit of measure IT | Gas-GA714001 | Y
M3NHFScheduleOfRatesCode | Gas/Boiler:Renew Vertical Flue Kit 80/125 | Gas - Boiler:Renew Vertical Flue Kit 80/125, unit of measure IT | Gas-GA714003 | Y
M3NHFScheduleOfRatesCode | Gas/Boiler:Renew Telescopic Flue Kit | Gas - Boiler:Renew Telescopic Flue Kit, unit of measure IT | Gas-GA714005 | Y
M3NHFScheduleOfRatesCode | Gas/Boiler:Renew Telescopic Horizontal 60/100 Flue Kit | Gas - Boiler:Renew Telescopic Horizontal 60/100 Flue Kit, unit of measure IT | Gas-GA714007 | Y
M3NHFScheduleOfRatesCode | Gas/Boiler:Renew Telescopic Horizontal 100 Flue Kit | Gas - Boiler:Renew Telescopic Horizontal 100 Flue Kit, unit of measure IT | Gas-GA714009 | Y
M3NHFScheduleOfRatesCode | Gas/Boiler:Renew Telescopic Short Ext 60/100 Flue Kit | Gas - Boiler:Renew Telescopic Short Ext 60/100 Flue Kit, unit of measure IT | Gas-GA714011 | Y
M3NHFScheduleOfRatesCode | Gas/Boiler:Renew Long Telescopic 60/100 Flue Kit | Gas - Boiler:Renew Long Telescopic 60/100 Flue Kit, unit of measure IT | Gas-GA714013 | Y
M3NHFScheduleOfRatesCode | Gas/Boiler:Renew High Level Flue Outlet Kit | Gas - Boiler:Renew High Level Flue Outlet Kit, unit of measure IT | Gas-GA714015 | Y
M3NHFScheduleOfRatesCode | Gas/Boiler:Renew Horizontal 80/125 Flue Kit | Gas - Boiler:Renew Horizontal 80/125 Flue Kit, unit of measure IT | Gas-GA714017 | Y
M3NHFScheduleOfRatesCode | Gas/Boiler:Renew Horiz Flue Terminal Kit 600Mm | Gas - Boiler:Renew Horiz Flue Terminal Kit 600Mm, unit of measure IT | Gas-GA714019 | Y
M3NHFScheduleOfRatesCode | Gas/Boiler:Renew Horiz Flue Terminal Kit 1000Mm | Gas - Boiler:Renew Horiz Flue Terminal Kit 1000Mm, unit of measure IT | Gas-GA714021 | Y
M3NHFScheduleOfRatesCode | Gas/Boiler:Renew Flue Extension 60/100Mm Ne 1M Long | Gas - Boiler:Renew Flue Extension 60/100Mm Ne 1M Long, unit of measure IT | Gas-GA714023 | Y
M3NHFScheduleOfRatesCode | Gas/Boiler:Renew Flue Extension 60/100Mm 2M Long | Gas - Boiler:Renew Flue Extension 60/100Mm 2M Long, unit of measure IT | Gas-GA714025 | Y
M3NHFScheduleOfRatesCode | Gas/Boiler:Renew He Boiler Stand Off Kit | Gas - Boiler:Renew He Boiler Stand Off Kit, unit of measure IT | Gas-GA714027 | Y
M3NHFScheduleOfRatesCode | Gas/Boiler:Renew He Boiler Roof Flue Kit 80/125Mm | Gas - Boiler:Renew He Boiler Roof Flue Kit 80/125Mm, unit of measure IT | Gas-GA714029 | Y
M3NHFScheduleOfRatesCode | Gas/Boiler:Renew He Boiler Telescopic Flue 125Mm Kit | Gas - Boiler:Renew He Boiler Telescopic Flue 125Mm Kit, unit of measure IT | Gas-GA714031 | Y
M3NHFScheduleOfRatesCode | Gas/Boiler:Renew He Vertical Flue Connector 60/100Mm | Gas - Boiler:Renew He Vertical Flue Connector 60/100Mm, unit of measure IT | Gas-GA714033 | Y
M3NHFScheduleOfRatesCode | Gas/Boiler:Renew He Boiler Vertical Extension 125Mm | Gas - Boiler:Renew He Boiler Vertical Extension 125Mm, unit of measure IT | Gas-GA714035 | Y
M3NHFScheduleOfRatesCode | Gas/Boiler:Renew He Boiler Vertical Flue Kit | Gas - Boiler:Renew He Boiler Vertical Flue Kit, unit of measure IT | Gas-GA714037 | Y
M3NHFScheduleOfRatesCode | Gas/Boiler:Renew He Boiler Vertical Flue 125Mm Kit | Gas - Boiler:Renew He Boiler Vertical Flue 125Mm Kit, unit of measure IT | Gas-GA714039 | Y
M3NHFScheduleOfRatesCode | Gas/Boiler:Renew He Boiler Vertical 60/100Mm Kit | Gas - Boiler:Renew He Boiler Vertical 60/100Mm Kit, unit of measure IT | Gas-GA714041 | Y
M3NHFScheduleOfRatesCode | Gas/Boiler:Renew Flexible Boiler Flue 80Mm Kit | Gas - Boiler:Renew Flexible Boiler Flue 80Mm Kit, unit of measure IT | Gas-GA714043 | Y
M3NHFScheduleOfRatesCode | Gas/Boiler:Renew Room Sealed Flue Kit 7 12" | Gas - Boiler:Renew Room Sealed Flue Kit 7 12", unit of measure IT | Gas-GA714045 | Y
M3NHFScheduleOfRatesCode | Gas/Boiler:Renew 45% Flue Elbow Bend 60/100Mm | Gas - Boiler:Renew 45% Flue Elbow Bend 60/100Mm, unit of measure IT | Gas-GA714101 | Y
M3NHFScheduleOfRatesCode | Gas/Boiler:Renew 45% Flue Elbow Bend 80/125Mm | Gas - Boiler:Renew 45% Flue Elbow Bend 80/125Mm, unit of measure IT | Gas-GA714103 | Y
M3NHFScheduleOfRatesCode | Gas/Boiler:Renew 45% Flue Elbow Bend Assembly 130Mm | Gas - Boiler:Renew 45% Flue Elbow Bend Assembly 130Mm, unit of measure IT | Gas-GA714105 | Y
M3NHFScheduleOfRatesCode | Gas/Boiler:Renew He 45% Flue Elbow Bend 125Mm | Gas - Boiler:Renew He 45% Flue Elbow Bend 125Mm, unit of measure IT | Gas-GA714107 | Y
M3NHFScheduleOfRatesCode | Gas/Boiler:Renew 90% Flue Elbow Bend 60/100Mm | Gas - Boiler:Renew 90% Flue Elbow Bend 60/100Mm, unit of measure IT | Gas-GA714109 | Y
M3NHFScheduleOfRatesCode | Gas/Boiler:Renew 90% Flue Elbow Kit | Gas - Boiler:Renew 90% Flue Elbow Kit, unit of measure IT | Gas-GA714111 | Y
M3NHFScheduleOfRatesCode | Gas/Boiler:Renew He 90% Flue Elbow Bend 125Mm | Gas - Boiler:Renew He 90% Flue Elbow Bend 125Mm, unit of measure IT | Gas-GA714113 | Y
M3NHFScheduleOfRatesCode | Gas/Boiler:Renew Vertical Weather Flue Collar | Gas - Boiler:Renew Vertical Weather Flue Collar, unit of measure IT | Gas-GA714115 | Y
M3NHFScheduleOfRatesCode | Gas/Boiler:Renew Vertical Flue Adaptor | Gas - Boiler:Renew Vertical Flue Adaptor, unit of measure IT | Gas-GA714117 | Y
M3NHFScheduleOfRatesCode | Gas/Boiler:Renew Flue Gas Thermostat | Gas - Boiler:Renew Flue Gas Thermostat, unit of measure IT | Gas-GA714119 | Y
M3NHFScheduleOfRatesCode | Gas/Boiler:Renew Flue Terminal Guard | Gas - Boiler:Renew Flue Terminal Guard, unit of measure IT | Gas-GA714121 | Y
M3NHFScheduleOfRatesCode | Gas/Boiler:Renew Vertical Flue Bracket 60/100Mm | Gas - Boiler:Renew Vertical Flue Bracket 60/100Mm, unit of measure IT | Gas-GA714123 | Y
M3NHFScheduleOfRatesCode | Gas/Boiler:Renew Flue Support Bracket 60/100Mm | Gas - Boiler:Renew Flue Support Bracket 60/100Mm, unit of measure IT | Gas-GA714125 | Y
M3NHFScheduleOfRatesCode | Gas/Boiler:Renew Flue Support Bracket 80/125Mm | Gas - Boiler:Renew Flue Support Bracket 80/125Mm, unit of measure IT | Gas-GA714127 | Y
M3NHFScheduleOfRatesCode | Gas/Boiler:Renew Plume Extension Kit | Gas - Boiler:Renew Plume Extension Kit, unit of measure IT | Gas-GA714201 | Y
M3NHFScheduleOfRatesCode | Gas/Boiler:Renew Plume Management Kit | Gas - Boiler:Renew Plume Management Kit, unit of measure IT | Gas-GA714203 | Y
M3NHFScheduleOfRatesCode | Gas/Boiler:Renew 45% Plume Elbow | Gas - Boiler:Renew 45% Plume Elbow, unit of measure IT | Gas-GA714205 | Y
M3NHFScheduleOfRatesCode | Gas/Boiler:Renew 90% Plume Elbow | Gas - Boiler:Renew 90% Plume Elbow, unit of measure IT | Gas-GA714207 | Y
M3NHFScheduleOfRatesCode | Gas/Boiler:Renew Plume Flat Flashing Kit | Gas - Boiler:Renew Plume Flat Flashing Kit, unit of measure IT | Gas-GA714209 | Y
M3NHFScheduleOfRatesCode | Gas/Boiler:Renew Plume Pitching Flashing Kit | Gas - Boiler:Renew Plume Pitching Flashing Kit, unit of measure IT | Gas-GA714211 | Y
M3NHFScheduleOfRatesCode | Gas/Boiler:Renew Air Pressure Switch | Gas - Boiler:Renew Air Pressure Switch, unit of measure IT | Gas-GA714301 | Y
M3NHFScheduleOfRatesCode | Gas/Boiler:Renew Air Vent Valve | Gas - Boiler:Renew Air Vent Valve, unit of measure IT | Gas-GA714302 | Y
M3NHFScheduleOfRatesCode | Gas/Boiler:Renew Automatic Air Vent | Gas - Boiler:Renew Automatic Air Vent, unit of measure IT | Gas-GA714303 | Y
M3NHFScheduleOfRatesCode | Gas/Boiler:Renew Below Boiler Pipe Cover | Gas - Boiler:Renew Below Boiler Pipe Cover, unit of measure IT | Gas-GA714304 | Y
M3NHFScheduleOfRatesCode | Gas/Boiler:Renew Bypass Valve | Gas - Boiler:Renew Bypass Valve, unit of measure IT | Gas-GA714305 | Y
M3NHFScheduleOfRatesCode | Gas/Boiler:Renew Canbus Cable | Gas - Boiler:Renew Canbus Cable, unit of measure LM | Gas-GA714306 | Y
M3NHFScheduleOfRatesCode | Gas/Boiler:Renew Combi Filling Key | Gas - Boiler:Renew Combi Filling Key, unit of measure IT | Gas-GA714307 | Y
M3NHFScheduleOfRatesCode | Gas/Boiler:Renew Combustion Chamber Insulation Kit | Gas - Boiler:Renew Combustion Chamber Insulation Kit, unit of measure IT | Gas-GA714308 | Y
M3NHFScheduleOfRatesCode | Gas/Boiler:Renew Complete Heat Exchanger Assembly | Gas - Boiler:Renew Complete Heat Exchanger Assembly, unit of measure IT | Gas-GA714309 | Y
M3NHFScheduleOfRatesCode | Gas/Boiler:Renew Complete Pump Replacement Kit | Gas - Boiler:Renew Complete Pump Replacement Kit, unit of measure IT | Gas-GA714310 | Y
M3NHFScheduleOfRatesCode | Gas/Boiler:Renew Condensate Syphon | Gas - Boiler:Renew Condensate Syphon, unit of measure IT | Gas-GA714311 | Y
M3NHFScheduleOfRatesCode | Gas/Boiler:Renew Control Cover Assembly | Gas - Boiler:Renew Control Cover Assembly, unit of measure IT | Gas-GA714312 | Y
M3NHFScheduleOfRatesCode | Gas/Boiler:Renew Converse Plume Management Kit | Gas - Boiler:Renew Converse Plume Management Kit, unit of measure IT | Gas-GA714313 | Y
M3NHFScheduleOfRatesCode | Gas/Boiler:Renew Diverter Valve Assembly Mixer Module | Gas - Boiler:Renew Diverter Valve Assembly Mixer Module, unit of measure IT | Gas-GA714314 | Y
M3NHFScheduleOfRatesCode | Gas/Boiler:Renew Diverter Valve Kit | Gas - Boiler:Renew Diverter Valve Kit, unit of measure IT | Gas-GA714315 | Y
M3NHFScheduleOfRatesCode | Gas/Boiler:Renew Diverter Valve Motor | Gas - Boiler:Renew Diverter Valve Motor, unit of measure IT | Gas-GA714316 | Y
M3NHFScheduleOfRatesCode | Gas/Boiler:Renew Domestic Hot Water Heat Exchanger | Gas - Boiler:Renew Domestic Hot Water Heat Exchanger, unit of measure IT | Gas-GA714317 | Y
M3NHFScheduleOfRatesCode | Gas/Boiler:Renew Domestic Hw Heat Exchanger Gasket | Gas - Boiler:Renew Domestic Hw Heat Exchanger Gasket, unit of measure IT | Gas-GA714318 | Y
M3NHFScheduleOfRatesCode | Gas/Boiler:Renew Domestic Hot Water Temperature Sensor | Gas - Boiler:Renew Domestic Hot Water Temperature Sensor, unit of measure IT | Gas-GA714319 | Y
M3NHFScheduleOfRatesCode | Gas/Boiler:Renew Earth Bonding Strip | Gas - Boiler:Renew Earth Bonding Strip, unit of measure IT | Gas-GA714320 | Y
M3NHFScheduleOfRatesCode | Gas/Boiler:Renew Electrodes | Gas - Boiler:Renew Electrodes, unit of measure IT | Gas-GA714321 | Y
M3NHFScheduleOfRatesCode | Gas/Boiler:Renew 10 Litre Expansion Vessel | Gas - Boiler:Renew 10 Litre Expansion Vessel, unit of measure IT | Gas-GA714322 | Y
M3NHFScheduleOfRatesCode | Gas/Boiler:Renew 12 Litre Expansion Vessel | Gas - Boiler:Renew 12 Litre Expansion Vessel, unit of measure IT | Gas-GA714323 | Y
M3NHFScheduleOfRatesCode | Gas/Boiler:Renew 8 Litre Expansion Vessel | Gas - Boiler:Renew 8 Litre Expansion Vessel, unit of measure IT | Gas-GA714324 | Y
M3NHFScheduleOfRatesCode | Gas/Boiler:Renew Expansion Vessel Kit | Gas - Boiler:Renew Expansion Vessel Kit, unit of measure IT | Gas-GA714325 | Y
M3NHFScheduleOfRatesCode | Gas/Boiler:Renew Fan Assembly | Gas - Boiler:Renew Fan Assembly, unit of measure IT | Gas-GA714326 | Y
M3NHFScheduleOfRatesCode | Gas/Boiler:Renew Filling Link | Gas - Boiler:Renew Filling Link, unit of measure IT | Gas-GA714327 | Y
M3NHFScheduleOfRatesCode | Gas/Boiler:Renew Filling Valve Assembly | Gas - Boiler:Renew Filling Valve Assembly, unit of measure IT | Gas-GA714328 | Y
M3NHFScheduleOfRatesCode | Gas/Boiler:Renew Fire Stop Plate | Gas - Boiler:Renew Fire Stop Plate, unit of measure IT | Gas-GA714329 | Y
M3NHFScheduleOfRatesCode | Gas/Boiler:Renew Flame Sensing Electrode | Gas - Boiler:Renew Flame Sensing Electrode, unit of measure IT | Gas-GA714330 | Y
M3NHFScheduleOfRatesCode | Gas/Boiler:Renew Flow Sensor | Gas - Boiler:Renew Flow Sensor, unit of measure IT | Gas-GA714331 | Y
M3NHFScheduleOfRatesCode | Gas/Boiler:Renew Flow Sensor Adaptor | Gas - Boiler:Renew Flow Sensor Adaptor, unit of measure IT | Gas-GA714332 | Y
M3NHFScheduleOfRatesCode | Gas/Boiler:Renew Flow Sensor Assembly | Gas - Boiler:Renew Flow Sensor Assembly, unit of measure IT | Gas-GA714333 | Y
M3NHFScheduleOfRatesCode | Gas/Boiler:Renew Flow Unit | Gas - Boiler:Renew Flow Unit, unit of measure IT | Gas-GA714334 | Y
M3NHFScheduleOfRatesCode | Gas/Boiler:Renew Gas Valve Yr1 | Gas - Boiler:Renew Gas Valve Yr1, unit of measure IT | Gas-GA714335 | Y
M3NHFScheduleOfRatesCode | Gas/Boiler:Renew Gas Valve Kit | Gas - Boiler:Renew Gas Valve Kit, unit of measure IT | Gas-GA714336 | Y
M3NHFScheduleOfRatesCode | Gas/Boiler:Renew Gasket Burner | Gas - Boiler:Renew Gasket Burner, unit of measure IT | Gas-GA714337 | Y
M3NHFScheduleOfRatesCode | Gas/Boiler:Renew Heat Detector Lead | Gas - Boiler:Renew Heat Detector Lead, unit of measure IT | Gas-GA714338 | Y
M3NHFScheduleOfRatesCode | Gas/Boiler:Renew Heat Engine Kit | Gas - Boiler:Renew Heat Engine Kit, unit of measure IT | Gas-GA714339 | Y
M3NHFScheduleOfRatesCode | Gas/Boiler:Renew Domestic Hw 16 Plate Heat Exchanger | Gas - Boiler:Renew Domestic Hw 16 Plate Heat Exchanger, unit of measure IT | Gas-GA714340 | Y
M3NHFScheduleOfRatesCode | Gas/Boiler:Renew Heat Plate Exchanger Single Seal | Gas - Boiler:Renew Heat Plate Exchanger Single Seal, unit of measure IT | Gas-GA714341 | Y
M3NHFScheduleOfRatesCode | Gas/Boiler:Renew Heating Cable Kit 5M | Gas - Boiler:Renew Heating Cable Kit 5M, unit of measure IT | Gas-GA714342 | Y
M3NHFScheduleOfRatesCode | Gas/Boiler:Renew Ignition Electrode Kit | Gas - Boiler:Renew Ignition Electrode Kit, unit of measure IT | Gas-GA714343 | Y
M3NHFScheduleOfRatesCode | Gas/Boiler:Renew Junkers Gas Valve | Gas - Boiler:Renew Junkers Gas Valve, unit of measure IT | Gas-GA714344 | Y
M3NHFScheduleOfRatesCode | Gas/Boiler:Renew Keyless Filling Link | Gas - Boiler:Renew Keyless Filling Link, unit of measure IT | Gas-GA714345 | Y
M3NHFScheduleOfRatesCode | Gas/Boiler:Renew Loft Terminal Air Grille | Gas - Boiler:Renew Loft Terminal Air Grille, unit of measure IT | Gas-GA714346 | Y
M3NHFScheduleOfRatesCode | Gas/Boiler:Renew Low Loss Header Accessory | Gas - Boiler:Renew Low Loss Header Accessory, unit of measure IT | Gas-GA714347 | Y
M3NHFScheduleOfRatesCode | Gas/Boiler:Renew Low Loss Insulated Header | Gas - Boiler:Renew Low Loss Insulated Header, unit of measure IT | Gas-GA714348 | Y
M3NHFScheduleOfRatesCode | Gas/Boiler:Renew Night Set Back Module | Gas - Boiler:Renew Night Set Back Module, unit of measure IT | Gas-GA714349 | Y
M3NHFScheduleOfRatesCode | Gas/Boiler:Renew O Ring Hydroblock | Gas - Boiler:Renew O Ring Hydroblock, unit of measure IT | Gas-GA714350 | Y
M3NHFScheduleOfRatesCode | Gas/Boiler:Renew Plate Heat Exchanger (12 Plates) | Gas - Boiler:Renew Plate Heat Exchanger (12 Plates), unit of measure IT | Gas-GA714351 | Y
M3NHFScheduleOfRatesCode | Gas/Boiler:Renew Plate Heat Exchanger (16 Plates) | Gas - Boiler:Renew Plate Heat Exchanger (16 Plates), unit of measure IT | Gas-GA714352 | Y
M3NHFScheduleOfRatesCode | Gas/Boiler:Renew Plate Heat Exchanger Kit | Gas - Boiler:Renew Plate Heat Exchanger Kit, unit of measure IT | Gas-GA714353 | Y
M3NHFScheduleOfRatesCode | Gas/Boiler:Renew 4 Bar Pressure Gauge | Gas - Boiler:Renew 4 Bar Pressure Gauge, unit of measure IT | Gas-GA714354 | Y
M3NHFScheduleOfRatesCode | Gas/Boiler:Renew Pressure Relief Valve | Gas - Boiler:Renew Pressure Relief Valve, unit of measure IT | Gas-GA714355 | Y
M3NHFScheduleOfRatesCode | Gas/Boiler:Renew Pump | Gas - Boiler:Renew Pump, unit of measure IT | Gas-GA714356 | Y
M3NHFScheduleOfRatesCode | Gas/Boiler:Renew Pump Assembly | Gas - Boiler:Renew Pump Assembly, unit of measure IT | Gas-GA714357 | Y
M3NHFScheduleOfRatesCode | Gas/Boiler:Renew Remote Pressure Relief Valve | Gas - Boiler:Renew Remote Pressure Relief Valve, unit of measure IT | Gas-GA714358 | Y
M3NHFScheduleOfRatesCode | Gas/Boiler:Renew Return Manifold Sub Assembly | Gas - Boiler:Renew Return Manifold Sub Assembly, unit of measure IT | Gas-GA714359 | Y
M3NHFScheduleOfRatesCode | Gas/Boiler:Renew Spark Generator Kit | Gas - Boiler:Renew Spark Generator Kit, unit of measure IT | Gas-GA714360 | Y
M3NHFScheduleOfRatesCode | Gas/Boiler:Renew Heating Ss Flue Terminal Guard | Gas - Boiler:Renew Heating Ss Flue Terminal Guard, unit of measure IT | Gas-GA714361 | Y
M3NHFScheduleOfRatesCode | Gas/Boiler:Renew Sytem Optional Diverter Valve Kit | Gas - Boiler:Renew Sytem Optional Diverter Valve Kit, unit of measure IT | Gas-GA714362 | Y
M3NHFScheduleOfRatesCode | Gas/Boiler:Renew 22Mm Dia System Filter | Gas - Boiler:Renew 22Mm Dia System Filter, unit of measure IT | Gas-GA714363 | Y
M3NHFScheduleOfRatesCode | Gas/Boiler:Renew 28Mm Dia System Filter | Gas - Boiler:Renew 28Mm Dia System Filter, unit of measure IT | Gas-GA714364 | Y
M3NHFScheduleOfRatesCode | Gas/Boiler:Renew Thermistor Sensor Kit | Gas - Boiler:Renew Thermistor Sensor Kit, unit of measure IT | Gas-GA714365 | Y
M3NHFScheduleOfRatesCode | Gas/Boiler:Renew Transformer | Gas - Boiler:Renew Transformer, unit of measure IT | Gas-GA714366 | Y
M3NHFScheduleOfRatesCode | Gas/Boiler:Renew Trap Connector Hose Kit | Gas - Boiler:Renew Trap Connector Hose Kit, unit of measure IT | Gas-GA714367 | Y
M3NHFScheduleOfRatesCode | Gas/Boiler:Renew Vertical Pre-Piping Kit | Gas - Boiler:Renew Vertical Pre-Piping Kit, unit of measure IT | Gas-GA714368 | Y
M3NHFScheduleOfRatesCode | Gas/Boiler:Renew Water Pressure Switch | Gas - Boiler:Renew Water Pressure Switch, unit of measure IT | Gas-GA714369 | Y
M3NHFScheduleOfRatesCode | Gas/Oil Boiler:Renew Flue Extend Kit 100Mmx500Mm | Gas - Oil Boiler:Renew Flue Extend Kit 100Mmx500Mm, unit of measure IT | Gas-GA714401 | Y
M3NHFScheduleOfRatesCode | Gas/Oil Boiler:Renew Flue Extend Kit 80/125X600Mm | Gas - Oil Boiler:Renew Flue Extend Kit 80/125X600Mm, unit of measure IT | Gas-GA714403 | Y
M3NHFScheduleOfRatesCode | Gas/Oil Boiler:Renew Flue Extend Kit 80/125X1000Mm | Gas - Oil Boiler:Renew Flue Extend Kit 80/125X1000Mm, unit of measure IT | Gas-GA714405 | Y
M3NHFScheduleOfRatesCode | Gas/Oil Boiler:Renew Flue Extend Kit 100Mmx1000Mm | Gas - Oil Boiler:Renew Flue Extend Kit 100Mmx1000Mm, unit of measure IT | Gas-GA714407 | Y
M3NHFScheduleOfRatesCode | Gas/Oil Boiler:Renew Flue Extend Kit 130Mmx500Mm | Gas - Oil Boiler:Renew Flue Extend Kit 130Mmx500Mm, unit of measure IT | Gas-GA714409 | Y
M3NHFScheduleOfRatesCode | Gas/Oil Boiler:Renew Flue Extend Kit 130Mmx1000Mm | Gas - Oil Boiler:Renew Flue Extend Kit 130Mmx1000Mm, unit of measure IT | Gas-GA714411 | Y
M3NHFScheduleOfRatesCode | Gas/Oil Boiler:Renew Flue Extend Kit 100/150X1M | Gas - Oil Boiler:Renew Flue Extend Kit 100/150X1M, unit of measure IT | Gas-GA714413 | Y
M3NHFScheduleOfRatesCode | Gas/Oil Boiler:Renew Flue Extend Low Level - Horiz | Gas - Oil Boiler:Renew Flue Extend Low Level - Horiz, unit of measure IT | Gas-GA714415 | Y
M3NHFScheduleOfRatesCode | Gas/Oil Boiler:Renew Flue Extend High Level Horiz | Gas - Oil Boiler:Renew Flue Extend High Level Horiz, unit of measure IT | Gas-GA714417 | Y
M3NHFScheduleOfRatesCode | Gas/Oil Boiler:Renew Internal Flue Extension 600Mm | Gas - Oil Boiler:Renew Internal Flue Extension 600Mm, unit of measure IT | Gas-GA714419 | Y
M3NHFScheduleOfRatesCode | Gas/Oil Boiler:Renew Vertical Balance Flue Kit 100/150 | Gas - Oil Boiler:Renew Vertical Balance Flue Kit 100/150, unit of measure IT | Gas-GA714421 | Y
M3NHFScheduleOfRatesCode | Gas/Oil Boiler:Renew Vertical Flue Kit 100/150Mm | Gas - Oil Boiler:Renew Vertical Flue Kit 100/150Mm, unit of measure IT | Gas-GA714423 | Y
M3NHFScheduleOfRatesCode | Gas/Oil Boiler:Renew Vertical Extension Kit 80/125Mm | Gas - Oil Boiler:Renew Vertical Extension Kit 80/125Mm, unit of measure IT | Gas-GA714425 | Y
M3NHFScheduleOfRatesCode | Gas/Oil Boiler:Renew Vertical Extension Kit 100/150Mm | Gas - Oil Boiler:Renew Vertical Extension Kit 100/150Mm, unit of measure IT | Gas-GA714427 | Y
M3NHFScheduleOfRatesCode | Gas/Oil Boiler:Renew 100Mm Flexible Kit | Gas - Oil Boiler:Renew 100Mm Flexible Kit, unit of measure LM | Gas-GA714429 | Y
M3NHFScheduleOfRatesCode | Gas/Oil Boiler:Renew 130Mm Flexible Kit | Gas - Oil Boiler:Renew 130Mm Flexible Kit, unit of measure LM | Gas-GA714431 | Y
M3NHFScheduleOfRatesCode | Gas/Oil Boiler:Renew Short Telescopic Flue 80/125Mm | Gas - Oil Boiler:Renew Short Telescopic Flue 80/125Mm, unit of measure IT | Gas-GA714433 | Y
M3NHFScheduleOfRatesCode | Gas/Oil Boiler:Renew Standard Telescopic Flue 80/125Mm | Gas - Oil Boiler:Renew Standard Telescopic Flue 80/125Mm, unit of measure IT | Gas-GA714435 | Y
M3NHFScheduleOfRatesCode | Gas/Oil Boiler:Renew Telescopic Flue Extension 100Mm | Gas - Oil Boiler:Renew Telescopic Flue Extension 100Mm, unit of measure IT | Gas-GA714437 | Y
M3NHFScheduleOfRatesCode | Gas/Oil Boiler:Renew Telescopic Flue Extension 130Mm | Gas - Oil Boiler:Renew Telescopic Flue Extension 130Mm, unit of measure IT | Gas-GA714439 | Y
M3NHFScheduleOfRatesCode | Gas/Oil Boiler:Renew 45% Flue Bend 80/125Mm | Gas - Oil Boiler:Renew 45% Flue Bend 80/125Mm, unit of measure IT | Gas-GA714501 | Y
M3NHFScheduleOfRatesCode | Gas/Oil Boiler:Renew 45% Flue Bend 100Mm | Gas - Oil Boiler:Renew 45% Flue Bend 100Mm, unit of measure IT | Gas-GA714503 | Y
M3NHFScheduleOfRatesCode | Gas/Oil Boiler:Renew 45% Flue Bend 100/125Mm | Gas - Oil Boiler:Renew 45% Flue Bend 100/125Mm, unit of measure IT | Gas-GA714505 | Y
M3NHFScheduleOfRatesCode | Gas/Oil Boiler:Renew 90% Flue Bend 80/125Mm | Gas - Oil Boiler:Renew 90% Flue Bend 80/125Mm, unit of measure IT | Gas-GA714507 | Y
M3NHFScheduleOfRatesCode | Gas/Oil Boiler:Renew 90% Flue Bend 100/125Mm | Gas - Oil Boiler:Renew 90% Flue Bend 100/125Mm, unit of measure IT | Gas-GA714509 | Y
M3NHFScheduleOfRatesCode | Gas/Oil Boiler:Renew Conventional Flue Adaptor | Gas - Oil Boiler:Renew Conventional Flue Adaptor, unit of measure IT | Gas-GA714511 | Y
M3NHFScheduleOfRatesCode | Gas/Oil Boiler:Renew Conventional Flue Adaptor Kit | Gas - Oil Boiler:Renew Conventional Flue Adaptor Kit, unit of measure IT | Gas-GA714513 | Y
M3NHFScheduleOfRatesCode | Gas/Oil Boiler:Renew Flexible Wall Cover Plate 100Mm | Gas - Oil Boiler:Renew Flexible Wall Cover Plate 100Mm, unit of measure IT | Gas-GA714515 | Y
M3NHFScheduleOfRatesCode | Gas/Oil Boiler:Renew Flexible Diag Cover Plate 100Mm | Gas - Oil Boiler:Renew Flexible Diag Cover Plate 100Mm, unit of measure IT | Gas-GA714517 | Y
M3NHFScheduleOfRatesCode | Gas/Oil Boiler:Renew Plume Management Kit | Gas - Oil Boiler:Renew Plume Management Kit, unit of measure IT | Gas-GA714601 | Y
M3NHFScheduleOfRatesCode | Gas/Oil Boiler:Renew Plume Management Extension 1M | Gas - Oil Boiler:Renew Plume Management Extension 1M, unit of measure IT | Gas-GA714603 | Y
M3NHFScheduleOfRatesCode | Gas/Oil Boiler:Renew 45% Plume Management Bend | Gas - Oil Boiler:Renew 45% Plume Management Bend, unit of measure IT | Gas-GA714605 | Y
M3NHFScheduleOfRatesCode | Gas/Oil Boiler:Renew 90% Plume Management Bend | Gas - Oil Boiler:Renew 90% Plume Management Bend, unit of measure IT | Gas-GA714607 | Y
M3NHFScheduleOfRatesCode | Gas/Boiler:Diagnose Fault (No Parts) | Gas - Boiler:Diagnose Fault (No Parts), unit of measure IT | Gas-GA715001 | Y | Y | Y | Y | Y
M3NHFScheduleOfRatesCode | Gas/Boiler:Renew Gas Valve | Gas - Boiler:Renew Gas Valve, unit of measure IT | Gas-GA715005 | Y | Y | Y | Y | Y
M3NHFScheduleOfRatesCode | Gas/Boiler:Renew Thermocouple | Gas - Boiler:Renew Thermocouple, unit of measure IT | Gas-GA715007 | Y | Y | Y | Y | Y
M3NHFScheduleOfRatesCode | Gas/Boiler:Renew Boiler Thermostat | Gas - Boiler:Renew Boiler Thermostat, unit of measure IT | Gas-GA715009 | Y | Y | Y | Y | Y
M3NHFScheduleOfRatesCode | Gas/Boiler:Renew Phial Pocket | Gas - Boiler:Renew Phial Pocket, unit of measure IT | Gas-GA715011 | Y | Y | Y | Y | Y
M3NHFScheduleOfRatesCode | Gas/Boiler:Renew Piezo Unit | Gas - Boiler:Renew Piezo Unit, unit of measure IT | Gas-GA715013 | Y | Y | Y | Y | Y
M3NHFScheduleOfRatesCode | Gas/Boiler:Renew Pilot Burner | Gas - Boiler:Renew Pilot Burner, unit of measure IT | Gas-GA715015 | Y | Y | Y | Y | Y
M3NHFScheduleOfRatesCode | Gas/Boiler:Renew Control Knob | Gas - Boiler:Renew Control Knob, unit of measure IT | Gas-GA715017 | Y | Y | Y | Y | Y
M3NHFScheduleOfRatesCode | Gas/Boiler:Renew Case | Gas - Boiler:Renew Case, unit of measure IT | Gas-GA715019 | Y | Y | Y | Y | Y
M3NHFScheduleOfRatesCode | Gas/Boiler:Refix Terminal | Gas - Boiler:Refix Terminal, unit of measure IT | Gas-GA715021 | Y | Y | Y | Y | Y
M3NHFScheduleOfRatesCode | Gas/Boiler:Renew Terminal | Gas - Boiler:Renew Terminal, unit of measure IT | Gas-GA715023 | Y | Y | Y | Y | Y
M3NHFScheduleOfRatesCode | Gas/Combi Boiler:Diagnose Fault (No Parts) | Gas - Combi Boiler:Diagnose Fault (No Parts), unit of measure IT | Gas-GA715101 | Y | Y | Y | Y | Y
M3NHFScheduleOfRatesCode | Gas/Combi Boiler:Renew Burner | Gas - Combi Boiler:Renew Burner, unit of measure IT | Gas-GA715102 | Y | Y | Y | Y | Y
M3NHFScheduleOfRatesCode | Gas/Combi Boiler:Renew Heat Exchanger | Gas - Combi Boiler:Renew Heat Exchanger, unit of measure IT | Gas-GA715103 | Y | Y | Y | Y | Y
M3NHFScheduleOfRatesCode | Gas/Combi Boiler:Renew Electrodes | Gas - Combi Boiler:Renew Electrodes, unit of measure IT | Gas-GA715104 | Y | Y | Y | Y | Y
M3NHFScheduleOfRatesCode | Gas/Combi Boiler:Renew Fan Assembly | Gas - Combi Boiler:Renew Fan Assembly, unit of measure IT | Gas-GA715105 | Y | Y | Y | Y | Y
M3NHFScheduleOfRatesCode | Gas/Combi Boiler:Renew Air Pressure Switch | Gas - Combi Boiler:Renew Air Pressure Switch, unit of measure IT | Gas-GA715106 | Y | Y | Y | Y | Y
M3NHFScheduleOfRatesCode | Gas/Combi Boiler:Renew Spark Generator | Gas - Combi Boiler:Renew Spark Generator, unit of measure IT | Gas-GA715107 | Y | Y | Y | Y | Y
M3NHFScheduleOfRatesCode | Gas/Combi Boiler:Renew Temperature Sensors | Gas - Combi Boiler:Renew Temperature Sensors, unit of measure IT | Gas-GA715108 | Y | Y | Y | Y | Y
M3NHFScheduleOfRatesCode | Gas/Combi Boiler:Renew Water Pressure Sensor | Gas - Combi Boiler:Renew Water Pressure Sensor, unit of measure IT | Gas-GA715109 | Y | Y | Y | Y | Y
M3NHFScheduleOfRatesCode | Gas/Combi Boiler:Renew Pump | Gas - Combi Boiler:Renew Pump, unit of measure IT | Gas-GA715110 | Y | Y | Y | Y | Y
M3NHFScheduleOfRatesCode | Gas/Combi Boiler:Renew Pressure Relief Valve | Gas - Combi Boiler:Renew Pressure Relief Valve, unit of measure IT | Gas-GA715111 | Y | Y | Y | Y | Y
M3NHFScheduleOfRatesCode | Gas/Combi Boiler:Renew Automatic Air Vent | Gas - Combi Boiler:Renew Automatic Air Vent, unit of measure IT | Gas-GA715112 | Y | Y | Y | Y | Y
M3NHFScheduleOfRatesCode | Gas/Combi Boiler:Renew Pressure Gauge | Gas - Combi Boiler:Renew Pressure Gauge, unit of measure IT | Gas-GA715113 | Y | Y | Y | Y | Y
M3NHFScheduleOfRatesCode | Gas/Combi Boiler:Renew Diverter Valve Assembly | Gas - Combi Boiler:Renew Diverter Valve Assembly, unit of measure IT | Gas-GA715114 | Y | Y | Y | Y | Y
M3NHFScheduleOfRatesCode | Gas/Combi Boiler:Renew Diverter Diaphragm | Gas - Combi Boiler:Renew Diverter Diaphragm, unit of measure IT | Gas-GA715115 | Y | Y | Y | Y | Y
M3NHFScheduleOfRatesCode | Gas/Combi Boiler:Renew Gas Valve | Gas - Combi Boiler:Renew Gas Valve, unit of measure IT | Gas-GA715116 | Y | Y | Y | Y | Y
M3NHFScheduleOfRatesCode | Gas/Combi Boiler:Renew Gas Valve Solenoid | Gas - Combi Boiler:Renew Gas Valve Solenoid, unit of measure IT | Gas-GA715117 | Y | Y | Y | Y | Y
M3NHFScheduleOfRatesCode | Gas/Combi Boiler:Renew Control Knob | Gas - Combi Boiler:Renew Control Knob, unit of measure IT | Gas-GA715118 | Y | Y | Y | Y | Y
M3NHFScheduleOfRatesCode | Gas/Combi Boiler:Renew Combustion Chamber Insulation | Gas - Combi Boiler:Renew Combustion Chamber Insulation, unit of measure IT | Gas-GA715119 | Y | Y | Y | Y | Y
M3NHFScheduleOfRatesCode | Gas/Cond Boiler:Diagnose Fault (No Parts) | Gas - Cond Boiler:Diagnose Fault (No Parts), unit of measure IT | Gas-GA715501 | Y | Y | Y | Y | Y
M3NHFScheduleOfRatesCode | Gas/Cond Boiler:Renew Burner | Gas - Cond Boiler:Renew Burner, unit of measure IT | Gas-GA715502 | Y | Y | Y | Y | Y
M3NHFScheduleOfRatesCode | Gas/Cond Boiler:Renew Heat Exchanger | Gas - Cond Boiler:Renew Heat Exchanger, unit of measure IT | Gas-GA715503 | Y | Y | Y | Y | Y
M3NHFScheduleOfRatesCode | Gas/Cond Boiler:Renew Electrodes | Gas - Cond Boiler:Renew Electrodes, unit of measure IT | Gas-GA715504 | Y | Y | Y | Y | Y
M3NHFScheduleOfRatesCode | Gas/Cond Boiler:Renew Fan Assembly | Gas - Cond Boiler:Renew Fan Assembly, unit of measure IT | Gas-GA715505 | Y | Y | Y | Y | Y
M3NHFScheduleOfRatesCode | Gas/Cond Boiler:Renew Air Pressure Switch | Gas - Cond Boiler:Renew Air Pressure Switch, unit of measure IT | Gas-GA715506 | Y | Y | Y | Y | Y
M3NHFScheduleOfRatesCode | Gas/Cond Boiler:Renew Spark Generator | Gas - Cond Boiler:Renew Spark Generator, unit of measure IT | Gas-GA715507 | Y | Y | Y | Y | Y
M3NHFScheduleOfRatesCode | Gas/Cond Boiler:Renew Temperature Sensors | Gas - Cond Boiler:Renew Temperature Sensors, unit of measure IT | Gas-GA715508 | Y | Y | Y | Y | Y
M3NHFScheduleOfRatesCode | Gas/Cond Boiler:Renew Water Pressure Sensor | Gas - Cond Boiler:Renew Water Pressure Sensor, unit of measure IT | Gas-GA715509 | Y | Y | Y | Y | Y
M3NHFScheduleOfRatesCode | Gas/Cond Boiler:Renew Pump | Gas - Cond Boiler:Renew Pump, unit of measure IT | Gas-GA715510 | Y | Y | Y | Y | Y
M3NHFScheduleOfRatesCode | Gas/Cond Boiler:Renew Pressure Relief Valve | Gas - Cond Boiler:Renew Pressure Relief Valve, unit of measure IT | Gas-GA715511 | Y | Y | Y | Y | Y
M3NHFScheduleOfRatesCode | Gas/Cond Boiler:Renew Automatic Air Vent | Gas - Cond Boiler:Renew Automatic Air Vent, unit of measure IT | Gas-GA715512 | Y | Y | Y | Y | Y
M3NHFScheduleOfRatesCode | Gas/Cond Boiler:Renew Pressure Gauge | Gas - Cond Boiler:Renew Pressure Gauge, unit of measure IT | Gas-GA715513 | Y | Y | Y | Y | Y
M3NHFScheduleOfRatesCode | Gas/Cond Boiler:Renew Diverter Valve Assembly | Gas - Cond Boiler:Renew Diverter Valve Assembly, unit of measure IT | Gas-GA715514 | Y | Y | Y | Y | Y
M3NHFScheduleOfRatesCode | Gas/Cond Boiler:Renew Diverter Diaphragm | Gas - Cond Boiler:Renew Diverter Diaphragm, unit of measure IT | Gas-GA715515 | Y | Y | Y | Y | Y
M3NHFScheduleOfRatesCode | Gas/Cond Boiler:Renew Gas Valve | Gas - Cond Boiler:Renew Gas Valve, unit of measure IT | Gas-GA715516 | Y | Y | Y | Y | Y
M3NHFScheduleOfRatesCode | Gas/Cond Boiler:Renew Gas Valve Solenoid | Gas - Cond Boiler:Renew Gas Valve Solenoid, unit of measure IT | Gas-GA715517 | Y | Y | Y | Y | Y
M3NHFScheduleOfRatesCode | Gas/Cond Boiler:Renew Control Knob | Gas - Cond Boiler:Renew Control Knob, unit of measure IT | Gas-GA715518 | Y | Y | Y | Y | Y
M3NHFScheduleOfRatesCode | Gas/Cond Boiler:Renew Combustion Chamber Insulation | Gas - Cond Boiler:Renew Combustion Chamber Insulation, unit of measure IT | Gas-GA715519 | Y | Y | Y | Y | Y
M3NHFScheduleOfRatesCode | Gas/Backboiler:Diagnose Fault | Gas - Backboiler:Diagnose Fault, unit of measure IT | Gas-GA716001 | Y | Y | Y | Y | Y
M3NHFScheduleOfRatesCode | Gas/Backboiler:Renew Thermocouple | Gas - Backboiler:Renew Thermocouple, unit of measure IT | Gas-GA716005 | Y | Y | Y | Y | Y
M3NHFScheduleOfRatesCode | Gas/Backboiler:Renew Main Gas Valve | Gas - Backboiler:Renew Main Gas Valve, unit of measure IT | Gas-GA716007 | Y | Y | Y | Y | Y
M3NHFScheduleOfRatesCode | Gas/Backboiler:Renew Solenoid | Gas - Backboiler:Renew Solenoid, unit of measure IT | Gas-GA716009 | Y | Y | Y | Y | Y
M3NHFScheduleOfRatesCode | Gas/Backboiler:Renew Thermostat | Gas - Backboiler:Renew Thermostat, unit of measure IT | Gas-GA716011 | Y | Y | Y | Y | Y
M3NHFScheduleOfRatesCode | Gas/Backboiler:Renew Phial Pocket | Gas - Backboiler:Renew Phial Pocket, unit of measure IT | Gas-GA716013 | Y | Y | Y | Y | Y
M3NHFScheduleOfRatesCode | Gas/Backboiler:Spark Generator | Gas - Backboiler:Spark Generator, unit of measure IT | Gas-GA716015 | Y | Y | Y | Y | Y
M3NHFScheduleOfRatesCode | Gas/Fire/Bbu:Renew Radiant | Gas - Fire/Bbu:Renew Radiant, unit of measure IT | Gas-GA716017 | Y | Y | Y | Y | Y
M3NHFScheduleOfRatesCode | Gas/Fire/Bbu:Renew Control Knob | Gas - Fire/Bbu:Renew Control Knob, unit of measure IT | Gas-GA716019 | Y | Y | Y | Y | Y
M3NHFScheduleOfRatesCode | Gas/Fire/Bbu:Renew Ignition Leads | Gas - Fire/Bbu:Renew Ignition Leads, unit of measure IT | Gas-GA716021 | Y | Y | Y | Y | Y
M3NHFScheduleOfRatesCode | Gas/Fire/Bbu:Renew Piezo Unit | Gas - Fire/Bbu:Renew Piezo Unit, unit of measure IT | Gas-GA716023 | Y | Y | Y | Y | Y
M3NHFScheduleOfRatesCode | Gas/Fire/Bbu:Renew Pilot Burner | Gas - Fire/Bbu:Renew Pilot Burner, unit of measure IT | Gas-GA716025 | Y | Y | Y | Y | Y
M3NHFScheduleOfRatesCode | Gas/Fire/Bbu:Relight Pilot | Gas - Fire/Bbu:Relight Pilot, unit of measure IT | Gas-GA716027 | Y | Y | Y | Y | Y
M3NHFScheduleOfRatesCode | Gas/Fire:Diagnose Fault | Gas - Fire:Diagnose Fault, unit of measure IT | Gas-GA717001 | Y | Y | Y | Y | Y
M3NHFScheduleOfRatesCode | Gas/Fire:Renew Gas Valve | Gas - Fire:Renew Gas Valve, unit of measure IT | Gas-GA717003 | Y | Y | Y | Y | Y
M3NHFScheduleOfRatesCode | Gas/Fire:Overhaul Gas Valve | Gas - Fire:Overhaul Gas Valve, unit of measure IT | Gas-GA717005 | Y | Y | Y | Y | Y
M3NHFScheduleOfRatesCode | Gas/Fire:Renew Battery Box | Gas - Fire:Renew Battery Box, unit of measure IT | Gas-GA717007 | Y | Y | Y | Y | Y
M3NHFScheduleOfRatesCode | Gas/Fire:Renew Spark Electrode | Gas - Fire:Renew Spark Electrode, unit of measure IT | Gas-GA717009 | Y | Y | Y | Y | Y
M3NHFScheduleOfRatesCode | Gas/Fire:Renew Firebox | Gas - Fire:Renew Firebox, unit of measure IT | Gas-GA717011 | Y | Y | Y | Y | Y
M3NHFScheduleOfRatesCode | Gas/Fire:Renew Fire Front | Gas - Fire:Renew Fire Front, unit of measure IT | Gas-GA717015 | Y | Y | Y | Y | Y
M3NHFScheduleOfRatesCode | Gas/Wau:Diagnose Fault | Gas - Wau:Diagnose Fault, unit of measure IT | Gas-GA718501 | Y | Y | Y | Y | Y
M3NHFScheduleOfRatesCode | Gas/Wau:Renew Gas Valve | Gas - Wau:Renew Gas Valve, unit of measure IT | Gas-GA718507 | Y | Y | Y | Y | Y
M3NHFScheduleOfRatesCode | Gas/Wau:Renew Burner/Plate | Gas - Wau:Renew Burner/Plate, unit of measure IT | Gas-GA718509 | Y | Y | Y | Y | Y
M3NHFScheduleOfRatesCode | Gas/Wau:Renew Burner | Gas - Wau:Renew Burner, unit of measure IT | Gas-GA718511 | Y | Y | Y | Y | Y
M3NHFScheduleOfRatesCode | Gas/Wau:Renew Pilot Burner | Gas - Wau:Renew Pilot Burner, unit of measure IT | Gas-GA718513 | Y | Y | Y | Y | Y
M3NHFScheduleOfRatesCode | Gas/Wau:Renew Thermocouple | Gas - Wau:Renew Thermocouple, unit of measure IT | Gas-GA718515 | Y | Y | Y | Y | Y
M3NHFScheduleOfRatesCode | Gas/Wau:Renew Pilot Stat Off/On | Gas - Wau:Renew Pilot Stat Off/On, unit of measure IT | Gas-GA718517 | Y | Y | Y | Y | Y
M3NHFScheduleOfRatesCode | Gas/Wau:Renew Pilot Tube | Gas - Wau:Renew Pilot Tube, unit of measure IT | Gas-GA718519 | Y | Y | Y | Y | Y
M3NHFScheduleOfRatesCode | Gas/Wau:Renew Fan Assembly | Gas - Wau:Renew Fan Assembly, unit of measure IT | Gas-GA718521 | Y | Y | Y | Y | Y
M3NHFScheduleOfRatesCode | Gas/Wau:Renew Motor | Gas - Wau:Renew Motor, unit of measure IT | Gas-GA718523 | Y | Y | Y | Y | Y
M3NHFScheduleOfRatesCode | Gas/Wau:Renew Fan Stat | Gas - Wau:Renew Fan Stat, unit of measure IT | Gas-GA718525 | Y | Y | Y | Y | Y
M3NHFScheduleOfRatesCode | Gas/Wau:Renew Plug Socket | Gas - Wau:Renew Plug Socket, unit of measure IT | Gas-GA718527 | Y | Y | Y | Y | Y
M3NHFScheduleOfRatesCode | Gas/Wau:Renew Electric Leads | Gas - Wau:Renew Electric Leads, unit of measure IT | Gas-GA718529 | Y | Y | Y | Y | Y
M3NHFScheduleOfRatesCode | Gas/Wau:Renew Clock | Gas - Wau:Renew Clock, unit of measure IT | Gas-GA718531 | Y | Y | Y | Y | Y
M3NHFScheduleOfRatesCode | Gas/Wau:Renew Rotary Switch | Gas - Wau:Renew Rotary Switch, unit of measure IT | Gas-GA718533 | Y | Y | Y | Y | Y
M3NHFScheduleOfRatesCode | Gas/Wau:Renew Transformer | Gas - Wau:Renew Transformer, unit of measure IT | Gas-GA718535 | Y | Y | Y | Y | Y
M3NHFScheduleOfRatesCode | Gas/Wau:Renew Air Grilles | Gas - Wau:Renew Air Grilles, unit of measure IT | Gas-GA718537 | Y | Y | Y | Y | Y
M3NHFScheduleOfRatesCode | Gas/Wau:Provide Clock | Gas - Wau:Provide Clock, unit of measure IT | Gas-GA718539 | Y | Y | Y | Y | Y
M3NHFScheduleOfRatesCode | Gas/Wau:Renew Filter | Gas - Wau:Renew Filter, unit of measure IT | Gas-GA718541 | Y | Y | Y | Y | Y
M3NHFScheduleOfRatesCode | Gas/Wau:Renew Pilot Injector | Gas - Wau:Renew Pilot Injector, unit of measure IT | Gas-GA718543 | Y | Y | Y | Y | Y
M3NHFScheduleOfRatesCode | Gas/Water Heater:Diagnose Fault | Gas - Water Heater:Diagnose Fault, unit of measure IT | Gas-GA719001 | Y | Y | Y | Y | Y
M3NHFScheduleOfRatesCode | Gas/Water Heater:Renew Diaphragm | Gas - Water Heater:Renew Diaphragm, unit of measure IT | Gas-GA719003 | Y | Y | Y | Y | Y
M3NHFScheduleOfRatesCode | Gas/Water Heater:Renew Electrode | Gas - Water Heater:Renew Electrode, unit of measure IT | Gas-GA719005 | Y | Y | Y | Y | Y
M3NHFScheduleOfRatesCode | Gas/Water Heater:Renew Thermocouple | Gas - Water Heater:Renew Thermocouple, unit of measure IT | Gas-GA719007 | Y | Y | Y | Y | Y
M3NHFScheduleOfRatesCode | Gas/Water Heater:Renew Pilot Burner | Gas - Water Heater:Renew Pilot Burner, unit of measure IT | Gas-GA719009 | Y | Y | Y | Y | Y
M3NHFScheduleOfRatesCode | Gas/Water Heater:Renew Water Governor | Gas - Water Heater:Renew Water Governor, unit of measure IT | Gas-GA719011 | Y | Y | Y | Y | Y
M3NHFScheduleOfRatesCode | Gas/Water Heater:Renew Heat Exchanger | Gas - Water Heater:Renew Heat Exchanger, unit of measure IT | Gas-GA719013 | Y | Y | Y | Y | Y
M3NHFScheduleOfRatesCode | Gas/Water Heater:Renew Burner | Gas - Water Heater:Renew Burner, unit of measure IT | Gas-GA719015 | Y | Y | Y | Y | Y
M3NHFScheduleOfRatesCode | Gas/Water Heater:Renew Ignition | Gas - Water Heater:Renew Ignition, unit of measure IT | Gas-GA719017 | Y | Y | Y | Y | Y
M3NHFScheduleOfRatesCode | Gas/Water Heater:Relight Pilot | Gas - Water Heater:Relight Pilot, unit of measure IT | Gas-GA719019 | Y | Y | Y | Y | Y
M3NHFScheduleOfRatesCode | Gas/Water Heater:Renew Fascia | Gas - Water Heater:Renew Fascia, unit of measure IT | Gas-GA719021 | Y | Y | Y | Y | Y
M3NHFScheduleOfRatesCode | Gas/Water Heater:Renew Control Knob | Gas - Water Heater:Renew Control Knob, unit of measure IT | Gas-GA719023 | Y | Y | Y | Y | Y
M3NHFScheduleOfRatesCode | Gas/Circulator:Renew Complete | Gas - Circulator:Renew Complete, unit of measure IT | Gas-GA719301 | Y | Y | Y | Y | Y
M3NHFScheduleOfRatesCode | Gas/Circulator:Diagnose Fault | Gas - Circulator:Diagnose Fault, unit of measure IT | Gas-GA719303 | Y | Y | Y | Y | Y
M3NHFScheduleOfRatesCode | Gas/Circulator:Renew Heating Body | Gas - Circulator:Renew Heating Body, unit of measure IT | Gas-GA719305 | Y | Y | Y | Y | Y
M3NHFScheduleOfRatesCode | Gas/Circulator:Renew Burner | Gas - Circulator:Renew Burner, unit of measure IT | Gas-GA719307 | Y | Y | Y | Y | Y
M3NHFScheduleOfRatesCode | Gas/Circulator:Renew Pilot Burner | Gas - Circulator:Renew Pilot Burner, unit of measure IT | Gas-GA719309 | Y | Y | Y | Y | Y
M3NHFScheduleOfRatesCode | Gas/Circulator:Renew Thermostat | Gas - Circulator:Renew Thermostat, unit of measure IT | Gas-GA719311 | Y | Y | Y | Y | Y
M3NHFScheduleOfRatesCode | Gas/Circulator:Gas Valve Solenoid | Gas - Circulator:Gas Valve Solenoid, unit of measure IT | Gas-GA719313 | Y | Y | Y | Y | Y
M3NHFScheduleOfRatesCode | Gas/Circulator:Renew Vapour Valve | Gas - Circulator:Renew Vapour Valve, unit of measure IT | Gas-GA719315 | Y | Y | Y | Y | Y
M3NHFScheduleOfRatesCode | Gas/Circulator:Renew Ignition | Gas - Circulator:Renew Ignition, unit of measure IT | Gas-GA719319 | Y | Y | Y | Y | Y
M3NHFScheduleOfRatesCode | Gas/Fire/Circulator:Diagnose Fault | Gas - Fire/Circulator:Diagnose Fault, unit of measure IT | Gas-GA719501 | Y | Y | Y | Y | Y
M3NHFScheduleOfRatesCode | Gas/Fire/Circulator:Renew Circulator | Gas - Fire/Circulator:Renew Circulator, unit of measure IT | Gas-GA719503 | Y | Y | Y | Y | Y
M3NHFScheduleOfRatesCode | Gas/Fire/Circulator:Renew Thermostat | Gas - Fire/Circulator:Renew Thermostat, unit of measure IT | Gas-GA719507 | Y | Y | Y | Y | Y
M3NHFScheduleOfRatesCode | Gas/Fire/Circulator:Renew Burner | Gas - Fire/Circulator:Renew Burner, unit of measure IT | Gas-GA719509 | Y | Y | Y | Y | Y
M3NHFScheduleOfRatesCode | Gas/Fire/Circulator:Renew Thermocouple | Gas - Fire/Circulator:Renew Thermocouple, unit of measure IT | Gas-GA719513 | Y | Y | Y | Y | Y
M3NHFScheduleOfRatesCode | Gas/Fire/Circulator:Renew Spark Generator | Gas - Fire/Circulator:Renew Spark Generator, unit of measure IT | Gas-GA719515 | Y | Y | Y | Y | Y
M3NHFScheduleOfRatesCode | Gas/Wau Circulator:Diagnose Fault | Gas - Wau Circulator:Diagnose Fault, unit of measure IT | Gas-GA719701 | Y | Y | Y | Y | Y
M3NHFScheduleOfRatesCode | Gas/Wau:Circulator Renew Heating Body | Gas - Wau:Circulator Renew Heating Body, unit of measure IT | Gas-GA719703 | Y | Y | Y | Y | Y
M3NHFScheduleOfRatesCode | Gas/Wau Circulator:Renew Burner | Gas - Wau Circulator:Renew Burner, unit of measure IT | Gas-GA719705 | Y | Y | Y | Y | Y
M3NHFScheduleOfRatesCode | Gas/Wau Circulator:Renew Solenoid | Gas - Wau Circulator:Renew Solenoid, unit of measure IT | Gas-GA719707 | Y | Y | Y | Y | Y
M3NHFScheduleOfRatesCode | Gas/Gas Convector:Diagnose Fault | Gas - Gas Convector:Diagnose Fault, unit of measure IT | Gas-GA720001 | Y | Y | Y | Y | Y
M3NHFScheduleOfRatesCode | Gas/Gas Convector:Renew Control Knob | Gas - Gas Convector:Renew Control Knob, unit of measure IT | Gas-GA720003 | Y | Y | Y | Y | Y
M3NHFScheduleOfRatesCode | Gas/Gas Convector:Renew Tap Assembly | Gas - Gas Convector:Renew Tap Assembly, unit of measure IT | Gas-GA720005 | Y | Y | Y | Y | Y
M3NHFScheduleOfRatesCode | Gas/Gas Convector:Renew Piezo Unit | Gas - Gas Convector:Renew Piezo Unit, unit of measure IT | Gas-GA720007 | Y | Y | Y | Y | Y
M3NHFScheduleOfRatesCode | Gas/Gas Convector:Renew Thermocouple | Gas - Gas Convector:Renew Thermocouple, unit of measure IT | Gas-GA720009 | Y | Y | Y | Y | Y
M3NHFScheduleOfRatesCode | Gas/Gas Convector:Renew Case | Gas - Gas Convector:Renew Case, unit of measure IT | Gas-GA720011 | Y | Y | Y | Y | Y
M3NHFScheduleOfRatesCode | Gas/Printed Circuit Board:Renew Any Type To Any Boiler | Gas - Printed Circuit Board:Renew Any Type To Any Boiler, unit of measure IT | Gas-GA720101 | Y | Y | Y | Y | Y
M3NHFScheduleOfRatesCode | Gas/Boiler:Reset And Test | Gas - Boiler:Reset And Test, unit of measure IT | Gas-GA720201 | Y | Y | Y | Y | Y
M3NHFScheduleOfRatesCode | Gas/Condensate Pipe:Unblock | Gas - Condensate Pipe:Unblock, unit of measure IT | Gas-GA720202 | Y | Y | Y | Y | Y
M3NHFScheduleOfRatesCode | Gas/Water Leak:Repair | Gas - Water Leak:Repair, unit of measure IT | Gas-GA720203 | Y | Y | Y | Y | Y
M3NHFScheduleOfRatesCode | Gas/Flue Pipe:Repair Joints | Gas - Flue Pipe:Repair Joints, unit of measure IT | Gas-GA720204 | Y | Y | Y | Y | Y
M3NHFScheduleOfRatesCode | Gas/Boiler:Check Combustion | Gas - Boiler:Check Combustion, unit of measure IT | Gas-GA720205 | Y | Y | Y | Y | Y
M3NHFScheduleOfRatesCode | Gas/Boiler:Renew Flue Extension 60/100Mm Ne 1M Long Y1 | Gas - Boiler:Renew Flue Extension 60/100Mm Ne 1M Long Y1, unit of measure IT | Gas-GA720301 | Y
M3NHFScheduleOfRatesCode | Gas/Boiler:Renew Flue Extension 60/100Mm 2M Long Yr1 | Gas - Boiler:Renew Flue Extension 60/100Mm 2M Long Yr1, unit of measure IT | Gas-GA720303 | Y
M3NHFScheduleOfRatesCode | Gas/Boiler:Renew Horiz Flue Terminal Kit 600Mm Yr1 | Gas - Boiler:Renew Horiz Flue Terminal Kit 600Mm Yr1, unit of measure IT | Gas-GA720305 | Y
M3NHFScheduleOfRatesCode | Gas/Boiler:Renew Horiz Flue Terminal Kit 1000Mm Yr1 | Gas - Boiler:Renew Horiz Flue Terminal Kit 1000Mm Yr1, unit of measure IT | Gas-GA720307 | Y
M3NHFScheduleOfRatesCode | Gas/Boiler:Renew He Boiler Vertical Extension 125Mm Y1 | Gas - Boiler:Renew He Boiler Vertical Extension 125Mm Y1, unit of measure IT | Gas-GA720309 | Y
M3NHFScheduleOfRatesCode | Gas/Boiler:Renew Flue Gas Thermostat Yr1 | Gas - Boiler:Renew Flue Gas Thermostat Yr1, unit of measure IT | Gas-GA720311 | Y
M3NHFScheduleOfRatesCode | Gas/Boiler:Renew Flue Terminal Guard Yr1 | Gas - Boiler:Renew Flue Terminal Guard Yr1, unit of measure IT | Gas-GA720313 | Y
M3NHFScheduleOfRatesCode | Gas/Boiler:Renew Vertical Flue Bracket 60/100Mm Yr1 | Gas - Boiler:Renew Vertical Flue Bracket 60/100Mm Yr1, unit of measure IT | Gas-GA720315 | Y
M3NHFScheduleOfRatesCode | Gas/Boiler:Renew Flue Support Bracket 60/100Mm Yr1 | Gas - Boiler:Renew Flue Support Bracket 60/100Mm Yr1, unit of measure IT | Gas-GA720317 | Y
M3NHFScheduleOfRatesCode | Gas/Boiler:Renew Flue Support Bracket 80/125Mm Yr1 | Gas - Boiler:Renew Flue Support Bracket 80/125Mm Yr1, unit of measure IT | Gas-GA720319 | Y
M3NHFScheduleOfRatesCode | Gas/Boiler:Renew Plume Extension Kit Yr1 | Gas - Boiler:Renew Plume Extension Kit Yr1, unit of measure IT | Gas-GA720321 | Y
M3NHFScheduleOfRatesCode | Gas/Boiler:Renew Combi Filling Key Yr1 | Gas - Boiler:Renew Combi Filling Key Yr1, unit of measure IT | Gas-GA720323 | Y
M3NHFScheduleOfRatesCode | Gas/Boiler:Renew 10 Litre Expansion Vessel Yr1 | Gas - Boiler:Renew 10 Litre Expansion Vessel Yr1, unit of measure IT | Gas-GA720325 | Y
M3NHFScheduleOfRatesCode | Gas/Boiler:Renew 12 Litre Expansion Vessel Yr1 | Gas - Boiler:Renew 12 Litre Expansion Vessel Yr1, unit of measure IT | Gas-GA720327 | Y
M3NHFScheduleOfRatesCode | Gas/Boiler:Renew 8 Litre Expansion Vessel Yr1 | Gas - Boiler:Renew 8 Litre Expansion Vessel Yr1, unit of measure IT | Gas-GA720329 | Y
M3NHFScheduleOfRatesCode | Gas/Boiler:Renew Expansion Vessel Kit Yr1 | Gas - Boiler:Renew Expansion Vessel Kit Yr1, unit of measure IT | Gas-GA720331 | Y
M3NHFScheduleOfRatesCode | Gas/Boiler:Renew Filling Link Yr1 | Gas - Boiler:Renew Filling Link Yr1, unit of measure IT | Gas-GA720333 | Y
M3NHFScheduleOfRatesCode | Gas/Oil Boiler:Renew Flue Extend Kit 100Mmx500Mm Yr1 | Gas - Oil Boiler:Renew Flue Extend Kit 100Mmx500Mm Yr1, unit of measure IT | Gas-GA720401 | Y
M3NHFScheduleOfRatesCode | Gas/Oil Boiler:Renew Flue Extend Kit 80/125X600Mm Yr1 | Gas - Oil Boiler:Renew Flue Extend Kit 80/125X600Mm Yr1, unit of measure IT | Gas-GA720403 | Y
M3NHFScheduleOfRatesCode | Gas/Oil Boiler:Renew Flue Extend Kit 80/125X1000Mm Yr1 | Gas - Oil Boiler:Renew Flue Extend Kit 80/125X1000Mm Yr1, unit of measure IT | Gas-GA720405 | Y
M3NHFScheduleOfRatesCode | Gas/Oil Boiler:Renew Flue Extend Kit 100Mmx1000Mm Yr1 | Gas - Oil Boiler:Renew Flue Extend Kit 100Mmx1000Mm Yr1, unit of measure IT | Gas-GA720407 | Y
M3NHFScheduleOfRatesCode | Gas/Oil Boiler:Renew Flue Extend Kit 130Mmx500Mm Yr1 | Gas - Oil Boiler:Renew Flue Extend Kit 130Mmx500Mm Yr1, unit of measure IT | Gas-GA720409 | Y
M3NHFScheduleOfRatesCode | Gas/Oil Boiler:Renew Flue Extend Kit 130Mmx1000Mm Yr1 | Gas - Oil Boiler:Renew Flue Extend Kit 130Mmx1000Mm Yr1, unit of measure IT | Gas-GA720411 | Y
M3NHFScheduleOfRatesCode | Gas/Oil Boiler:Renew Flue Extend Kit 100/150X1M Yr1 | Gas - Oil Boiler:Renew Flue Extend Kit 100/150X1M Yr1, unit of measure IT | Gas-GA720413 | Y
M3NHFScheduleOfRatesCode | Gas/Oil Boiler:Renew Flue Extend Low Level - Horiz Yr1 | Gas - Oil Boiler:Renew Flue Extend Low Level - Horiz Yr1, unit of measure IT | Gas-GA720415 | Y
M3NHFScheduleOfRatesCode | Gas/Oil Boiler:Renew Flue Extend High Level Horiz Yr1 | Gas - Oil Boiler:Renew Flue Extend High Level Horiz Yr1, unit of measure IT | Gas-GA720417 | Y
M3NHFScheduleOfRatesCode | Gas/Oil Boiler:Renew Plume Management Extension 1M Yr1 | Gas - Oil Boiler:Renew Plume Management Extension 1M Yr1, unit of measure IT | Gas-GA720419 | Y
M3NHFScheduleOfRatesCode | Gas/Boiler:Renew Room Thermostat - Wireless Yr1 | Gas - Boiler:Renew Room Thermostat - Wireless Yr1, unit of measure IT | Gas-GA720501 | Y
M3NHFScheduleOfRatesCode | Gas/Boiler:Renew Programmer - Wireless Yr1 | Gas - Boiler:Renew Programmer - Wireless Yr1, unit of measure IT | Gas-GA720503 | Y
M3NHFScheduleOfRatesCode | Gas/Duct:Form Flue Access Panel In Existing | Gas - Duct:Form Flue Access Panel In Existing, unit of measure IT | Gas-GA720601 | Y
M3NHFScheduleOfRatesCode | Gas/Condensate Soakaway:Construct Proprietary | Gas - Condensate Soakaway:Construct Proprietary, unit of measure IT | Gas-GA720701 | Y
M3NHFScheduleOfRatesCode | Gas/Fire:Refix Loose Gas Fire | Gas - Fire:Refix Loose Gas Fire, unit of measure NO | Gas-GA721001 | Y | Y | Y | Y | Y
M3NHFScheduleOfRatesCode | Gas/Fire:Renew Gas Fire | Gas - Fire:Renew Gas Fire, unit of measure IT | Gas-GA721003 | Y | Y | Y | Y | Y
M3NHFScheduleOfRatesCode | Gas/Fire:Renew Gas Fire With Backboiler | Gas - Fire:Renew Gas Fire With Backboiler, unit of measure IT | Gas-GA721004 | Y | Y | Y | Y | Y
M3NHFScheduleOfRatesCode | Gas/Fire:Renew Balanced Flue Gas Fire | Gas - Fire:Renew Balanced Flue Gas Fire, unit of measure IT | Gas-GA721005 | Y | Y | Y | Y | Y
M3NHFScheduleOfRatesCode | Gas/Fire:Supply And Fix New Gas Fire | Gas - Fire:Supply And Fix New Gas Fire, unit of measure IT | Gas-GA721007 | Y | Y | Y | Y | Y
M3NHFScheduleOfRatesCode | Gas/Fire:Supply And Fix New Balanced Flue Gas Fire | Gas - Fire:Supply And Fix New Balanced Flue Gas Fire, unit of measure IT | Gas-GA721009 | Y | Y | Y | Y | Y
M3NHFScheduleOfRatesCode | Gas/Fire:Renew Radiants To Gas Fire | Gas - Fire:Renew Radiants To Gas Fire, unit of measure IT | Gas-GA721011 | Y | Y | Y | Y | Y
M3NHFScheduleOfRatesCode | Gas/Water Heater:Renew Instantaneous To Sink | Gas - Water Heater:Renew Instantaneous To Sink, unit of measure IT | Gas-GA722001 | Y | Y | Y | Y | Y
M3NHFScheduleOfRatesCode | Gas/Water Heater:Renew Gas Multipoint Type | Gas - Water Heater:Renew Gas Multipoint Type, unit of measure IT | Gas-GA722003 | Y | Y | Y | Y | Y
M3NHFScheduleOfRatesCode | Gas/Water Heater:Supply Gas Instantaneous To Sink | Gas - Water Heater:Supply Gas Instantaneous To Sink, unit of measure IT | Gas-GA722005 | Y | Y | Y | Y | Y
M3NHFScheduleOfRatesCode | Gas/Water Heater:Supply Gas Multipoint Type | Gas - Water Heater:Supply Gas Multipoint Type, unit of measure IT | Gas-GA722007 | Y | Y | Y | Y | Y
M3NHFScheduleOfRatesCode | Gas/Gas Cooker:Response Call-Out | Gas - Gas Cooker:Response Call-Out, unit of measure IT | Gas-GA722101 | Y | Y | Y | Y | Y
M3NHFScheduleOfRatesCode | Gas/Gas Cooker:Response And Rectify Call-Out | Gas - Gas Cooker:Response And Rectify Call-Out, unit of measure IT | Gas-GA722103 | Y | Y | Y | Y | Y
M3NHFScheduleOfRatesCode | Gas/Gas Cooker:Response Call-Out Repair No Parts | Gas - Gas Cooker:Response Call-Out Repair No Parts, unit of measure IT | Gas-GA722105 | Y
M3NHFScheduleOfRatesCode | Gas/Gas Cooker:Renew Supply Hose 500Mm | Gas - Gas Cooker:Renew Supply Hose 500Mm, unit of measure NO | Gas-GA722141 | Y | Y | Y | Y | Y
M3NHFScheduleOfRatesCode | Gas/Gas Cooker:Renew Supply Hose 1000Mm | Gas - Gas Cooker:Renew Supply Hose 1000Mm, unit of measure NO | Gas-GA722143 | Y | Y | Y | Y | Y
M3NHFScheduleOfRatesCode | Gas/Dwelling:Additional Make Good New Boiler Location | Gas - Dwelling:Additional Make Good New Boiler Location, unit of measure IT | Gas-GA723101 | Y | Y | Y | Y | Y
M3NHFScheduleOfRatesCode | Gas/Boiler:Renew With Combination Boiler - Existing | Gas - Boiler:Renew With Combination Boiler - Existing, unit of measure IT | Gas-GA723201 | Y | Y | Y | Y | Y
M3NHFScheduleOfRatesCode | Gas/Boiler:Renew With Combination And Pressure Vessel | Gas - Boiler:Renew With Combination And Pressure Vessel, unit of measure IT | Gas-GA723203 | Y | Y | Y | Y | Y
M3NHFScheduleOfRatesCode | Gas/Boiler:Renew With Condensing Boiler - Existing | Gas - Boiler:Renew With Condensing Boiler - Existing, unit of measure IT | Gas-GA723205 | Y | Y | Y | Y | Y
M3NHFScheduleOfRatesCode | Gas/Boiler:Renew With Combination Boiler-New | Gas - Boiler:Renew With Combination Boiler-New, unit of measure IT | Gas-GA723301 | Y | Y | Y | Y | Y
M3NHFScheduleOfRatesCode | Gas/Boiler:Renew Combination And Pressure Vessel-New | Gas - Boiler:Renew Combination And Pressure Vessel-New, unit of measure IT | Gas-GA723303 | Y | Y | Y | Y | Y
M3NHFScheduleOfRatesCode | Gas/Boiler:Renew With Condensing Boiler - New | Gas - Boiler:Renew With Condensing Boiler - New, unit of measure IT | Gas-GA723305 | Y | Y | Y | Y | Y
M3NHFScheduleOfRatesCode | Gas/Wau:Renew Warm Air Unit | Gas - Wau:Renew Warm Air Unit, unit of measure IT | Gas-GA724001 | Y | Y | Y | Y | Y
M3NHFScheduleOfRatesCode | Gas/Gas Convector:Install Wall Mounted Bal Flue | Gas - Gas Convector:Install Wall Mounted Bal Flue, unit of measure IT | Gas-GA725001 | Y | Y | Y | Y | Y
M3NHFScheduleOfRatesCode | Gas/Gas Convector:Renew Wall Mounted Bal Flue | Gas - Gas Convector:Renew Wall Mounted Bal Flue, unit of measure IT | Gas-GA725003 | Y | Y | Y | Y | Y
M3NHFScheduleOfRatesCode | Gas/Void:Remove Any Gas Appliance And Seal Supply | Gas - Void:Remove Any Gas Appliance And Seal Supply, unit of measure IT | Gas-GA730001 | Y | Y | Y | Y | Y
M3NHFScheduleOfRatesCode | Gas/Void:Blank Off Redundant Point | Gas - Void:Blank Off Redundant Point, unit of measure IT | Gas-GA730003 | Y | Y | Y | Y | Y
M3NHFScheduleOfRatesCode | Gas/Void:Test And Commission Central Heating System | Gas - Void:Test And Commission Central Heating System, unit of measure IT | Gas-GA730005 | Y | Y | Y | Y | Y
M3NHFScheduleOfRatesCode | Gas/Void:Check And Test Gas Installation | Gas - Void:Check And Test Gas Installation, unit of measure IT | Gas-GA730007 | Y | Y | Y | Y | Y
M3NHFScheduleOfRatesCode | Gas/Void:Safety Check And Test Gas Installation | Gas - Void:Safety Check And Test Gas Installation, unit of measure IT | Gas-GA730009 | Y | Y | Y | Y | Y
M3NHFScheduleOfRatesCode | Gas/Void:Temporary Cap Gas Supply | Gas - Void:Temporary Cap Gas Supply, unit of measure IT | Gas-GA730011 | Y | Y | Y | Y | Y
M3NHFScheduleOfRatesCode | Gas/Dwelling:Undertake Energy Performance Certificate | Gas - Dwelling:Undertake Energy Performance Certificate, unit of measure IT | Gas-GA730013 | Y | Y | Y
M3NHFScheduleOfRatesCode | Gas/Gas Cooker:Disconnect Bayonet Type Seal Make Safe | Gas - Gas Cooker:Disconnect Bayonet Type Seal Make Safe, unit of measure NO | Gas-GA740001 | Y | Y | Y | Y | Y
M3NHFScheduleOfRatesCode | Gas/Gas Cooker:Disconnect Seal Cap Make Safe | Gas - Gas Cooker:Disconnect Seal Cap Make Safe, unit of measure NO | Gas-GA740003 | Y | Y | Y | Y | Y
M3NHFScheduleOfRatesCode | Gas/Gas Cooker:Reconnect With Bayonet Test | Gas - Gas Cooker:Reconnect With Bayonet Test, unit of measure NO | Gas-GA740005 | Y | Y | Y | Y | Y
M3NHFScheduleOfRatesCode | Gas/Gas Cooker:Reconnect And Test | Gas - Gas Cooker:Reconnect And Test, unit of measure NO | Gas-GA740007 | Y | Y | Y | Y | Y
M3NHFScheduleOfRatesCode | Gas/Gas Cooker:Renew Stability Chain | Gas - Gas Cooker:Renew Stability Chain, unit of measure NO | Gas-GA740043 | Y | Y | Y | Y | Y
M3NHFScheduleOfRatesCode | Gas/Gas Cooker:Supply Or Renew Supply Bayonet Fitting | Gas - Gas Cooker:Supply Or Renew Supply Bayonet Fitting, unit of measure NO | Gas-GA740045 | Y | Y | Y | Y | Y
M3NHFScheduleOfRatesCode | Gas/Gas Cooker:Supply Or Renew Bayonet And Extend Pipe | Gas - Gas Cooker:Supply Or Renew Bayonet And Extend Pipe, unit of measure NO | Gas-GA740047 | Y | Y | Y | Y | Y
M3NHFScheduleOfRatesCode | Gas/Boiler Cupboard:Construct | Gas - Boiler Cupboard:Construct, unit of measure IT | Gas-GA741001 | Y | Y | Y
M3NHFScheduleOfRatesCode | Gas/Radiator:Relocate Position | Gas - Radiator:Relocate Position, unit of measure IT | Gas-GA760001 | Y | Y | Y | Y | Y
M3NHFScheduleOfRatesCode | Gas/Power Flush:Existing Heating System | Gas - Power Flush:Existing Heating System, unit of measure IT | Gas-GA760101 | Y | Y | Y | Y | Y
M3NHFScheduleOfRatesCode | Gas/Biomass Boiler:Breakdown No Parts | Gas - Biomass Boiler:Breakdown No Parts, unit of measure IT | Gas-GA780201 | Y | Y | Y
M3NHFScheduleOfRatesCode | Gas/Biomass Boiler:Breakdown Parts Ne £10.00 | Gas - Biomass Boiler:Breakdown Parts Ne £10.00, unit of measure IT | Gas-GA780203 | Y | Y | Y
M3NHFScheduleOfRatesCode | Gas/Biomass Boiler:Breakdown Parts Ne £50.00 | Gas - Biomass Boiler:Breakdown Parts Ne £50.00, unit of measure IT | Gas-GA780205 | Y | Y | Y
M3NHFScheduleOfRatesCode | Gas/Biomass Boiler:Breakdown Parts Ne £100.00 | Gas - Biomass Boiler:Breakdown Parts Ne £100.00, unit of measure IT | Gas-GA780207 | Y | Y | Y
M3NHFScheduleOfRatesCode | Gas/Underfloor Heating:Investigate And Remedy Leaks | Gas - Underfloor Heating:Investigate And Remedy Leaks, unit of measure IT | Gas-GA780301 | Y | Y | Y
M3NHFScheduleOfRatesCode | Gas/Underfloor Heating:Renew Manifold 2 Loop System | Gas - Underfloor Heating:Renew Manifold 2 Loop System, unit of measure IT | Gas-GA780401 | Y | Y | Y
M3NHFScheduleOfRatesCode | Gas/Underfloor Heating:Renew Manifold 3 Loop System | Gas - Underfloor Heating:Renew Manifold 3 Loop System, unit of measure IT | Gas-GA780403 | Y | Y | Y
M3NHFScheduleOfRatesCode | Gas/Underfloor Heating:Renew Manifold 4 Loop System | Gas - Underfloor Heating:Renew Manifold 4 Loop System, unit of measure IT | Gas-GA780405 | Y | Y | Y
M3NHFScheduleOfRatesCode | Gas/Air Source Heat Pumps:Quarterly Inspection | Gas - Air Source Heat Pumps:Quarterly Inspection, unit of measure IT | Gas-GA801103 | Y | Y | Y
M3NHFScheduleOfRatesCode | Gas/Air Source Heat Pumps:Callout - No Parts Required | Gas - Air Source Heat Pumps:Callout - No Parts Required, unit of measure IT | Gas-GA801201 | Y | Y | Y
M3NHFScheduleOfRatesCode | Gas/Air Source Heat Pumps:Callout-Parts Ne £10.00 | Gas - Air Source Heat Pumps:Callout-Parts Ne £10.00, unit of measure IT | Gas-GA801203 | Y | Y | Y
M3NHFScheduleOfRatesCode | Gas/Air Source Heat Pumps:Callout-Parts Ne £50.00 | Gas - Air Source Heat Pumps:Callout-Parts Ne £50.00, unit of measure IT | Gas-GA801205 | Y | Y | Y
M3NHFScheduleOfRatesCode | Gas/Air Source Heat Pumps:Callout-Parts Ne £150.00 | Gas - Air Source Heat Pumps:Callout-Parts Ne £150.00, unit of measure IT | Gas-GA801207 | Y | Y | Y
M3NHFScheduleOfRatesCode | Gas/Air Source Heat Pumps:Renew Inverter | Gas - Air Source Heat Pumps:Renew Inverter, unit of measure NO | Gas-GA801301 | Y | Y | Y
M3NHFScheduleOfRatesCode | Gas/Ground Source Heat Pumps:Callout-No Parts Required | Gas - Ground Source Heat Pumps:Callout-No Parts Required, unit of measure IT | Gas-GA801401 | Y | Y | Y
M3NHFScheduleOfRatesCode | Gas/Ground Source Heat Pumps:Callout-Parts Ne £50.00 | Gas - Ground Source Heat Pumps:Callout-Parts Ne £50.00, unit of measure IT | Gas-GA801403 | Y | Y | Y
M3NHFScheduleOfRatesCode | Gas/Ground Source Heat Pumps:Renew Inverter | Gas - Ground Source Heat Pumps:Renew Inverter, unit of measure IT | Gas-GA801501 | Y | Y | Y
M3NHFScheduleOfRatesCode | Gas/Solar Hot Water Panels On Roof:Annual Inspection | Gas - Solar Hot Water Panels On Roof:Annual Inspection, unit of measure NO | Gas-GA801701 | Y | Y | Y
M3NHFScheduleOfRatesCode | Gas/Solar Hot Water Tubes On Roof:Inspection 20 Tubes | Gas - Solar Hot Water Tubes On Roof:Inspection 20 Tubes, unit of measure NO | Gas-GA801703 | Y | Y | Y
M3NHFScheduleOfRatesCode | Gas/Solar Hot Water Tubes On Roof:Inspection 30 Tubes | Gas - Solar Hot Water Tubes On Roof:Inspection 30 Tubes, unit of measure NO | Gas-GA801705 | Y | Y | Y
M3NHFScheduleOfRatesCode | Gas/Solar Hot Water Panel:Overhaul Panel | Gas - Solar Hot Water Panel:Overhaul Panel, unit of measure IT | Gas-GA801801 | Y | Y | Y
M3NHFScheduleOfRatesCode | Gas/Solar Hot Water Tubes On Roof:Overhaul 20 Tubes | Gas - Solar Hot Water Tubes On Roof:Overhaul 20 Tubes, unit of measure IT | Gas-GA801803 | Y | Y | Y
M3NHFScheduleOfRatesCode | Gas/Solar Hot Water Tubes On Roof:Overhaul 30 Tubes | Gas - Solar Hot Water Tubes On Roof:Overhaul 30 Tubes, unit of measure IT | Gas-GA801805 | Y | Y | Y
M3NHFScheduleOfRatesCode | Gas/Solar Hot Water Panel:Periodic Cleaning | Gas - Solar Hot Water Panel:Periodic Cleaning, unit of measure IT | Gas-GA801901 | Y | Y | Y
M3NHFScheduleOfRatesCode | Gas/Solar Hot Water Tubes:Periodic Cleaning 20 Tubes | Gas - Solar Hot Water Tubes:Periodic Cleaning 20 Tubes, unit of measure IT | Gas-GA801903 | Y | Y | Y
M3NHFScheduleOfRatesCode | Gas/Solar Hot Water Tubes:Periodic Cleaning | Gas - Solar Hot Water Tubes:Periodic Cleaning, unit of measure IT | Gas-GA801905 | Y | Y | Y
M3NHFScheduleOfRatesCode | Gas/Solar Hot Water Heating:Renew Pump | Gas - Solar Hot Water Heating:Renew Pump, unit of measure IT | Gas-GA802001 | Y | Y | Y
M3NHFScheduleOfRatesCode | Gas/Solar Hot Water Heating:Renew Controller | Gas - Solar Hot Water Heating:Renew Controller, unit of measure IT | Gas-GA802003 | Y | Y | Y
M3NHFScheduleOfRatesCode | Gas/Cylinder:Renew 190 Litre Insulated Solar Twin Coil | Gas - Cylinder:Renew 190 Litre Insulated Solar Twin Coil, unit of measure NO | Gas-GA802101 | Y | Y | Y
M3NHFScheduleOfRatesCode | Gas/Cylinder:Renew 210 Litre Insulated Solar Twin Coil | Gas - Cylinder:Renew 210 Litre Insulated Solar Twin Coil, unit of measure NO | Gas-GA802103 | Y
M3NHFScheduleOfRatesCode | Gas/Cylinder:Renew 250 Litre Insulated Solar Twin Coil | Gas - Cylinder:Renew 250 Litre Insulated Solar Twin Coil, unit of measure NO | Gas-GA802105 | Y | Y | Y
M3NHFScheduleOfRatesCode | Gas/Cylinder:Renew 300 Litre Insulated Solar Twin Coil | Gas - Cylinder:Renew 300 Litre Insulated Solar Twin Coil, unit of measure NO | Gas-GA802107 | Y
M3NHFScheduleOfRatesCode | Gas/Cylinder:Renew Indirect 190 Litre Solar Twin Coil | Gas - Cylinder:Renew Indirect 190 Litre Solar Twin Coil, unit of measure NO | Gas-GA802201 | Y | Y | Y
M3NHFScheduleOfRatesCode | Gas/Cylinder:Renew Indirect 210 Litre Solar Twin Coil | Gas - Cylinder:Renew Indirect 210 Litre Solar Twin Coil, unit of measure NO | Gas-GA802203 | Y
M3NHFScheduleOfRatesCode | Gas/Cylinder:Renew Indirect 250 Litre Solar Twin Coil | Gas - Cylinder:Renew Indirect 250 Litre Solar Twin Coil, unit of measure NO | Gas-GA802205 | Y | Y | Y
M3NHFScheduleOfRatesCode | Gas/Cylinder:Renew Indirect 300 Litre Solar Twin Coil | Gas - Cylinder:Renew Indirect 300 Litre Solar Twin Coil, unit of measure NO | Gas-GA802207 | Y
M3NHFScheduleOfRatesCode | Gas/Immersion Heater:Renew 3Kw Alloy (Top) | Gas - Immersion Heater:Renew 3Kw Alloy (Top), unit of measure NO | Gas-GA820003 | Y | Y | Y | Y | Y
M3NHFScheduleOfRatesCode | Gas/Immersion Heater:Renew Ne 3Kw Alloy (Bottom) | Gas - Immersion Heater:Renew Ne 3Kw Alloy (Bottom), unit of measure NO | Gas-GA820007 | Y | Y | Y | Y | Y
M3NHFScheduleOfRatesCode | Gas/Immersion Heater:Renew Cylinder Thermostat | Gas - Immersion Heater:Renew Cylinder Thermostat, unit of measure NO | Gas-GA820009 | Y | Y | Y | Y | Y
M3NHFScheduleOfRatesCode | Gas/Immersion Heater:Disconnect | Gas - Immersion Heater:Disconnect, unit of measure NO | Gas-GA820011 | Y | Y | Y | Y | Y
M3NHFScheduleOfRatesCode | Gas/Immersion Heater:Remove And Seal Boss | Gas - Immersion Heater:Remove And Seal Boss, unit of measure IT | Gas-GA820013 | Y | Y | Y | Y | Y
M3NHFScheduleOfRatesCode | Gas/Immersion Heater:Reconnect And Test | Gas - Immersion Heater:Reconnect And Test, unit of measure IT | Gas-GA820015 | Y | Y | Y | Y | Y
M3NHFScheduleOfRatesCode | Gas/Immersion Heater:Test And Reset Thermostat | Gas - Immersion Heater:Test And Reset Thermostat, unit of measure IT | Gas-GA820017 | Y | Y | Y | Y | Y
M3NHFScheduleOfRatesCode | Gas/Immersion Heater:Renew Circuit And Switch | Gas - Immersion Heater:Renew Circuit And Switch, unit of measure NO | Gas-GA820019 | Y | Y | Y | Y | Y
M3NHFScheduleOfRatesCode | Gas/Immersion Heater:Renew Flex Connection | Gas - Immersion Heater:Renew Flex Connection, unit of measure NO | Gas-GA820021 | Y | Y | Y | Y | Y
M3NHFScheduleOfRatesCode | Gas/Immersion Heater:Renew 20A Dp/Tp Indicator Switch | Gas - Immersion Heater:Renew 20A Dp/Tp Indicator Switch, unit of measure NO | Gas-GA820023 | Y | Y | Y | Y | Y
M3NHFScheduleOfRatesCode | Gas/Immersion Heater:Renew Booster Switch | Gas - Immersion Heater:Renew Booster Switch, unit of measure NO | Gas-GA820025 | Y | Y | Y | Y | Y
M3NHFScheduleOfRatesCode | Gas/Fan:Renew Minimum 60Ltr Per Second | Gas - Fan:Renew Minimum 60Ltr Per Second, unit of measure NO | Gas-GA840001 | Y | Y | Y | Y | Y
M3NHFScheduleOfRatesCode | Gas/Fan:Renew Built In Wall Fan | Gas - Fan:Renew Built In Wall Fan, unit of measure NO | Gas-GA840003 | Y | Y | Y | Y | Y
M3NHFScheduleOfRatesCode | Gas/Fan:Renew 2 Speed Wall Or Duct Fan | Gas - Fan:Renew 2 Speed Wall Or Duct Fan, unit of measure NO | Gas-GA840005 | Y | Y | Y | Y | Y
M3NHFScheduleOfRatesCode | Gas/Fan:Renew Single Speed Wall Or Duct Fan | Gas - Fan:Renew Single Speed Wall Or Duct Fan, unit of measure NO | Gas-GA840007 | Y | Y | Y | Y | Y
M3NHFScheduleOfRatesCode | Gas/Fan:Renew In Line Duct Fan | Gas - Fan:Renew In Line Duct Fan, unit of measure NO | Gas-GA840009 | Y | Y | Y | Y | Y
M3NHFScheduleOfRatesCode | Gas/Fan:Renew Ceiling Or Duct Fan | Gas - Fan:Renew Ceiling Or Duct Fan, unit of measure NO | Gas-GA840011 | Y | Y | Y | Y | Y
M3NHFScheduleOfRatesCode | Gas/Fan:Renew Fire Damp Ceiling Or Duct Fan | Gas - Fan:Renew Fire Damp Ceiling Or Duct Fan, unit of measure NO | Gas-GA840013 | Y | Y | Y | Y | Y
M3NHFScheduleOfRatesCode | Gas/Fan:Renew Toilet Or Bathroom Fan | Gas - Fan:Renew Toilet Or Bathroom Fan, unit of measure NO | Gas-GA840015 | Y | Y | Y | Y | Y
M3NHFScheduleOfRatesCode | Gas/Fan:Install Wall Fan | Gas - Fan:Install Wall Fan, unit of measure NO | Gas-GA840031 | Y | Y | Y | Y | Y
M3NHFScheduleOfRatesCode | Gas/Fan:Install Window Fan | Gas - Fan:Install Window Fan, unit of measure IT | Gas-GA840033 | Y | Y | Y | Y | Y
M3NHFScheduleOfRatesCode | Gas/Fan:Renew 2 Speed Condensation Control | Gas - Fan:Renew 2 Speed Condensation Control, unit of measure NO | Gas-GA841001 | Y | Y | Y | Y | Y
M3NHFScheduleOfRatesCode | Gas/Fan:Renew Variable Speed Condensation Control | Gas - Fan:Renew Variable Speed Condensation Control, unit of measure NO | Gas-GA841003 | Y | Y | Y | Y | Y
M3NHFScheduleOfRatesCode | Gas/Fan:Renew Variable Speed Timer | Gas - Fan:Renew Variable Speed Timer, unit of measure NO | Gas-GA841005 | Y | Y | Y | Y | Y
M3NHFScheduleOfRatesCode | Gas/Fan:Overhaul Domestic Extract | Gas - Fan:Overhaul Domestic Extract, unit of measure NO | Gas-GA841007 | Y | Y | Y | Y | Y
M3NHFScheduleOfRatesCode | Gas/Fan:Renew With Low Voltage Transformer Type | Gas - Fan:Renew With Low Voltage Transformer Type, unit of measure NO | Gas-GA841015 | Y | Y | Y | Y | Y
M3NHFScheduleOfRatesCode | Gas/Fan:Install Low Voltage Transformer Type | Gas - Fan:Install Low Voltage Transformer Type, unit of measure NO | Gas-GA841017 | Y | Y | Y | Y | Y
M3NHFScheduleOfRatesCode | Gas/Fan:Install 2 Speed Condensation Control | Gas - Fan:Install 2 Speed Condensation Control, unit of measure NO | Gas-GA841019 | Y | Y | Y | Y | Y
M3NHFScheduleOfRatesCode | Gas/Fan:Renew Any Motor | Gas - Fan:Renew Any Motor, unit of measure NO | Gas-GA841059 | Y | Y | Y | Y | Y
M3NHFScheduleOfRatesCode | Gas/Fan:Renew Any Controller | Gas - Fan:Renew Any Controller, unit of measure NO | Gas-GA841061 | Y | Y | Y | Y | Y
M3NHFScheduleOfRatesCode | Gas/Fan:Overhaul Motor Unit | Gas - Fan:Overhaul Motor Unit, unit of measure NO | Gas-GA841063 | Y | Y | Y | Y | Y
M3NHFScheduleOfRatesCode | Gas/Heat Recovery Unit:Overhaul | Gas - Heat Recovery Unit:Overhaul, unit of measure IT | Gas-GA841207 | Y | Y | Y
M3NHFScheduleOfRatesCode | Gas/Conduit:Install Ne 25Mm Pvc Make Good | Gas - Conduit:Install Ne 25Mm Pvc Make Good, unit of measure LM | Gas-GA850503 | Y | Y | Y | Y | Y
M3NHFScheduleOfRatesCode | Gas/Conduit:Install Ne 25Mm Steel Make Good | Gas - Conduit:Install Ne 25Mm Steel Make Good, unit of measure LM | Gas-GA851003 | Y | Y | Y | Y | Y
M3NHFScheduleOfRatesCode | Gas/Cable:Draw Upto 6Mm Single Cable | Gas - Cable:Draw Upto 6Mm Single Cable, unit of measure LM | Gas-GA851503 | Y | Y | Y | Y | Y
M3NHFScheduleOfRatesCode | Gas/Cable:Draw 1.5Mm2 Or 2.5Mm2 Pvc Flat T And E | Gas - Cable:Draw 1.5Mm2 Or 2.5Mm2 Pvc Flat T And E, unit of measure LM | Gas-GA851513 | Y | Y | Y | Y | Y
M3NHFScheduleOfRatesCode | Gas/Cable:Install 1.5Mm Or 2.5Mm Single Cable | Gas - Cable:Install 1.5Mm Or 2.5Mm Single Cable, unit of measure LM | Gas-GA852003 | Y | Y | Y | Y | Y
M3NHFScheduleOfRatesCode | Gas/Cable:Install 1.5Mm2 Or 2.5Mm2 T And E | Gas - Cable:Install 1.5Mm2 Or 2.5Mm2 T And E, unit of measure LM | Gas-GA852013 | Y | Y | Y | Y | Y
M3NHFScheduleOfRatesCode | Gas/Cable:Fix 1.5Mm Or 2.5Mm T And E And Conduit | Gas - Cable:Fix 1.5Mm Or 2.5Mm T And E And Conduit, unit of measure LM | Gas-GA852509 | Y | Y | Y | Y | Y
M3NHFScheduleOfRatesCode | Gas/Cable:Fix 1.5Mm Or 2.5Mm T And E And Mini-Trunking | Gas - Cable:Fix 1.5Mm Or 2.5Mm T And E And Mini-Trunking, unit of measure LM | Gas-GA853009 | Y | Y | Y | Y | Y
M3NHFScheduleOfRatesCode | Gas/Power:Renew Boiler Outlet Ground Ne 10M | Gas - Power:Renew Boiler Outlet Ground Ne 10M, unit of measure NO | Gas-GA855017 | Y | Y | Y | Y | Y
M3NHFScheduleOfRatesCode | Gas/Power:New Boiler Outlet Ground Ne 10M | Gas - Power:New Boiler Outlet Ground Ne 10M, unit of measure NO | Gas-GA855019 | Y | Y | Y | Y | Y
M3NHFScheduleOfRatesCode | Gas/Smoke Detector:Install Wireless Optical Type | Gas - Smoke Detector:Install Wireless Optical Type, unit of measure NO | Gas-GA872031 | Y | Y | Y
M3NHFScheduleOfRatesCode | Gas/Smoke Detector:Install Wireless Ionisation Type | Gas - Smoke Detector:Install Wireless Ionisation Type, unit of measure NO | Gas-GA872033 | Y | Y | Y
M3NHFScheduleOfRatesCode | Gas/Smoke Detectors:Install Wireless System | Gas - Smoke Detectors:Install Wireless System, unit of measure IT | Gas-GA872035 | Y | Y | Y
M3NHFScheduleOfRatesCode | Gas/Smoke Detector:Install Additional Wireless | Gas - Smoke Detector:Install Additional Wireless, unit of measure NO | Gas-GA872037 | Y | Y | Y
M3NHFScheduleOfRatesCode | Gas/Smoke Detector:Renew With Wireless Optical | Gas - Smoke Detector:Renew With Wireless Optical, unit of measure NO | Gas-GA872039 | Y | Y | Y
M3NHFScheduleOfRatesCode | Gas/Smoke Detector:Renew With Wireless Ionisation | Gas - Smoke Detector:Renew With Wireless Ionisation, unit of measure NO | Gas-GA872041 | Y | Y | Y
M3NHFScheduleOfRatesCode | Gas/Smoke Detector:Install Battery Operated Type | Gas - Smoke Detector:Install Battery Operated Type, unit of measure NO | Gas-GA872103 | Y | Y | Y | Y | Y
M3NHFScheduleOfRatesCode | Gas/Smoke Detector:Install Mains Optical Type | Gas - Smoke Detector:Install Mains Optical Type, unit of measure NO | Gas-GA872108 | Y | Y | Y | Y | Y
M3NHFScheduleOfRatesCode | Gas/Smoke Detector:Install Mains Ionisation Type | Gas - Smoke Detector:Install Mains Ionisation Type, unit of measure NO | Gas-GA872110 | Y | Y | Y | Y | Y
M3NHFScheduleOfRatesCode | Gas/Smoke Detectors:Install Optical Ionisation System | Gas - Smoke Detectors:Install Optical Ionisation System, unit of measure IT | Gas-GA872115 | Y | Y | Y | Y | Y
M3NHFScheduleOfRatesCode | Gas/Smoke Detector:Install Additional Detector | Gas - Smoke Detector:Install Additional Detector, unit of measure NO | Gas-GA872117 | Y | Y | Y | Y | Y
M3NHFScheduleOfRatesCode | Gas/Smoke Detector:Renew With Optical Type | Gas - Smoke Detector:Renew With Optical Type, unit of measure NO | Gas-GA872120 | Y | Y | Y | Y | Y
M3NHFScheduleOfRatesCode | Gas/Smoke Detector:Renew With Ionisation Type | Gas - Smoke Detector:Renew With Ionisation Type, unit of measure NO | Gas-GA872123 | Y | Y | Y | Y | Y
M3NHFScheduleOfRatesCode | Gas/Smoke Detector:Service And Overhaul Hard Wire | Gas - Smoke Detector:Service And Overhaul Hard Wire, unit of measure NO | Gas-GA872125 | Y | Y | Y | Y | Y
M3NHFScheduleOfRatesCode | Gas/Smoke Detector:Service And Overhaul Battery | Gas - Smoke Detector:Service And Overhaul Battery, unit of measure NO | Gas-GA872127 | Y | Y | Y | Y | Y
M3NHFScheduleOfRatesCode | Gas/Heat Detector:Install | Gas - Heat Detector:Install, unit of measure NO | Gas-GA872151 | Y | Y | Y | Y | Y
M3NHFScheduleOfRatesCode | Gas/Heat Detector:Install Wireless | Gas - Heat Detector:Install Wireless, unit of measure NO | Gas-GA872153 | Y | Y | Y
M3NHFScheduleOfRatesCode | Gas/Carbon Monoxide Detector:Install Mains Operated | Gas - Carbon Monoxide Detector:Install Mains Operated, unit of measure NO | Gas-GA872251 | Y | Y | Y | Y | Y
M3NHFScheduleOfRatesCode | Gas/Carbon Monoxide Detector:Service Overhaul Wired | Gas - Carbon Monoxide Detector:Service Overhaul Wired, unit of measure NO | Gas-GA872253 | Y | Y | Y | Y | Y
M3NHFScheduleOfRatesCode | Gas/Carbon Monoxide Detector:Install Battery Type | Gas - Carbon Monoxide Detector:Install Battery Type, unit of measure NO | Gas-GA872255 | Y | Y | Y | Y | Y
M3NHFScheduleOfRatesCode | Gas/Carbon Monoxide Detector:Install Wireless | Gas - Carbon Monoxide Detector:Install Wireless, unit of measure NO | Gas-GA872257 | Y | Y | Y
M3NHFScheduleOfRatesCode | Gas/Gas Detector:Install | Gas - Gas Detector:Install, unit of measure NO | Gas-GA872301 | Y | Y | Y | Y | Y
M3NHFScheduleOfRatesCode | Gas/Gas Detector:Install Wireless | Gas - Gas Detector:Install Wireless, unit of measure NO | Gas-GA872303 | Y | Y | Y
M3NHFScheduleOfRatesCode | Gas/Water Heater:Supply Temporary [Rate Per Week] | Gas - Water Heater:Supply Temporary [Rate Per Week], unit of measure WK | Gas-GA891009 | Y | Y | Y | Y | Y
M3NHFScheduleOfRatesCode | Gas/Baby Belling Cooker:Supply Temporary | Gas - Baby Belling Cooker:Supply Temporary, unit of measure WK | Gas-GA891013 | Y | Y | Y | Y
M3NHFScheduleOfRatesCode | Gas/Earth:Renew Main Equipotential Bonding | Gas - Earth:Renew Main Equipotential Bonding, unit of measure IT | Gas-GA892019 | Y | Y | Y | Y | Y
M3NHFScheduleOfRatesCode | Gas/Earth:Supplementary Equipotential Bonding Any Item | Gas - Earth:Supplementary Equipotential Bonding Any Item, unit of measure IT | Gas-GA892107 | Y | Y | Y | Y | Y
M3NHFScheduleOfRatesCode | Gas/Earth:Install 16Mm Cable | Gas - Earth:Install 16Mm Cable, unit of measure LM | Gas-GA892109 | Y | Y | Y | Y | Y
M3NHFScheduleOfRatesCode | Gas/Earth:Reconnect Earth Bond | Gas - Earth:Reconnect Earth Bond, unit of measure IT | Gas-GA892111 | Y | Y | Y | Y | Y
M3NHFScheduleOfRatesCode | Lifts/Lift:Replace Main Hoist Ropes 2-3 Floors High | Lifts - Lift:Replace Main Hoist Ropes 2-3 Floors High, unit of measure NO | Lifts-LD010001 | Y | Y | Y | Y
M3NHFScheduleOfRatesCode | Lifts/Lift:Replace Main Hoist Ropes 4-9 Floors High | Lifts - Lift:Replace Main Hoist Ropes 4-9 Floors High, unit of measure NO | Lifts-LD010003 | Y | Y | Y | Y
M3NHFScheduleOfRatesCode | Lifts/Lift:Replace Main Hoist Ropes 10-12 Floors High | Lifts - Lift:Replace Main Hoist Ropes 10-12 Floors High, unit of measure NO | Lifts-LD010005 | Y | Y | Y | Y
M3NHFScheduleOfRatesCode | Lifts/Lift:Replace Main Hoist Ropes 13-16 Floors High | Lifts - Lift:Replace Main Hoist Ropes 13-16 Floors High, unit of measure NO | Lifts-LD010007 | Y | Y | Y | Y
M3NHFScheduleOfRatesCode | Lifts/Lift:Replace Main Hoist Ropes 17-23 Floors High | Lifts - Lift:Replace Main Hoist Ropes 17-23 Floors High, unit of measure NO | Lifts-LD010009 | Y | Y | Y | Y
M3NHFScheduleOfRatesCode | Lifts/Lift:Replace Main Hoist Ropes 24-30 Floors High | Lifts - Lift:Replace Main Hoist Ropes 24-30 Floors High, unit of measure NO | Lifts-LD010010 | Y | Y | Y | Y
M3NHFScheduleOfRatesCode | Lifts/Lift:Replace Governer Rope 2-3 Floors High | Lifts - Lift:Replace Governer Rope 2-3 Floors High, unit of measure NO | Lifts-LD010011 | Y | Y | Y | Y
M3NHFScheduleOfRatesCode | Lifts/Lift:Replace Governer Rope 4-9 Floors High | Lifts - Lift:Replace Governer Rope 4-9 Floors High, unit of measure NO | Lifts-LD010013 | Y | Y | Y | Y
M3NHFScheduleOfRatesCode | Lifts/Lift:Replace Governer Rope 10-12 Floors High | Lifts - Lift:Replace Governer Rope 10-12 Floors High, unit of measure NO | Lifts-LD010015 | Y | Y | Y | Y
M3NHFScheduleOfRatesCode | Lifts/Lift:Replace Governer Rope 13-16 Floors High | Lifts - Lift:Replace Governer Rope 13-16 Floors High, unit of measure NO | Lifts-LD010017 | Y | Y | Y | Y
M3NHFScheduleOfRatesCode | Lifts/Lift:Replace Governer Rope 17-23 Floors High | Lifts - Lift:Replace Governer Rope 17-23 Floors High, unit of measure NO | Lifts-LD010019 | Y | Y | Y | Y
M3NHFScheduleOfRatesCode | Lifts/Lift:Replace Governer Rope 24-30 Floors High | Lifts - Lift:Replace Governer Rope 24-30 Floors High, unit of measure NO | Lifts-LD010020 | Y | Y | Y | Y
M3NHFScheduleOfRatesCode | Lifts/Lift:Replace Safety Gear Fly Rope 2-3 Floors High | Lifts - Lift:Replace Safety Gear Fly Rope 2-3 Floors High, unit of measure NO | Lifts-LD010021 | Y | Y | Y | Y
M3NHFScheduleOfRatesCode | Lifts/Lift:Replace Safety Gear Fly Rope 4-9 Floors High | Lifts - Lift:Replace Safety Gear Fly Rope 4-9 Floors High, unit of measure NO | Lifts-LD010023 | Y | Y | Y | Y
M3NHFScheduleOfRatesCode | Lifts/Lift:Replace Safety Gear Fly Rope 10-12 Floor High | Lifts - Lift:Replace Safety Gear Fly Rope 10-12 Floor High, unit of measure NO | Lifts-LD010025 | Y | Y | Y | Y
M3NHFScheduleOfRatesCode | Lifts/Lift:Replace Safety Gear Fly Rope 13-16 Floor High | Lifts - Lift:Replace Safety Gear Fly Rope 13-16 Floor High, unit of measure NO | Lifts-LD010027 | Y | Y | Y | Y
M3NHFScheduleOfRatesCode | Lifts/Lift:Replace Safety Gear Fly Rope 17-23 Floor High | Lifts - Lift:Replace Safety Gear Fly Rope 17-23 Floor High, unit of measure NO | Lifts-LD010029 | Y | Y | Y | Y
M3NHFScheduleOfRatesCode | Lifts/Lift:Replace Safety Gear Fly Rope 24-30 Floor High | Lifts - Lift:Replace Safety Gear Fly Rope 24-30 Floor High, unit of measure NO | Lifts-LD010030 | Y | Y | Y | Y
M3NHFScheduleOfRatesCode | Lifts/Lift:Change Oil To Main Gearbox | Lifts - Lift:Change Oil To Main Gearbox, unit of measure IT | Lifts-LD010031 | Y | Y | Y | Y
M3NHFScheduleOfRatesCode | Lifts/Lift:Overhaul Gearbox | Lifts - Lift:Overhaul Gearbox, unit of measure IT | Lifts-LD010032 | Y | Y | Y | Y
M3NHFScheduleOfRatesCode | Lifts/Lift:Renew Worn Brake Linings And Replace With New | Lifts - Lift:Renew Worn Brake Linings And Replace With New, unit of measure NO | Lifts-LD010033 | Y | Y | Y | Y
M3NHFScheduleOfRatesCode | Lifts/Lift:Renew Bearings To Gearbox | Lifts - Lift:Renew Bearings To Gearbox, unit of measure IT | Lifts-LD010034 | Y | Y | Y | Y
M3NHFScheduleOfRatesCode | Lifts/Lift:Renew Traction Sheave 4 Ropes 21Inch | Lifts - Lift:Renew Traction Sheave 4 Ropes 21Inch, unit of measure NO | Lifts-LD010035 | Y | Y | Y | Y
M3NHFScheduleOfRatesCode | Lifts/Lift:Renew Oil Seals To Gearbox | Lifts - Lift:Renew Oil Seals To Gearbox, unit of measure IT | Lifts-LD010036 | Y | Y | Y | Y
M3NHFScheduleOfRatesCode | Lifts/Lift:Renew Traction Sheave 6 Ropes 22Inch | Lifts - Lift:Renew Traction Sheave 6 Ropes 22Inch, unit of measure NO | Lifts-LD010037 | Y | Y | Y | Y
M3NHFScheduleOfRatesCode | Lifts/Lift:Renew Traction Sheave 6 Ropes 23Inch | Lifts - Lift:Renew Traction Sheave 6 Ropes 23Inch, unit of measure NO | Lifts-LD010039 | Y | Y | Y | Y
M3NHFScheduleOfRatesCode | Lifts/Lift:Renew Landing Door Cill | Lifts - Lift:Renew Landing Door Cill, unit of measure NO | Lifts-LD010041 | Y | Y | Y | Y
M3NHFScheduleOfRatesCode | Lifts/Lift:Renew Car Door Cill | Lifts - Lift:Renew Car Door Cill, unit of measure NO | Lifts-LD010043 | Y | Y | Y | Y
M3NHFScheduleOfRatesCode | Lifts/Lift:Renew Car Guide Shoe - Cast Iron (Per Set) | Lifts - Lift:Renew Car Guide Shoe - Cast Iron (Per Set), unit of measure IT | Lifts-LD010045 | Y | Y | Y | Y
M3NHFScheduleOfRatesCode | Lifts/Lift:Renew Car Guide Shoe - Phosphor (Per Set) | Lifts - Lift:Renew Car Guide Shoe - Phosphor (Per Set), unit of measure IT | Lifts-LD010046 | Y | Y | Y | Y
M3NHFScheduleOfRatesCode | Lifts/Lift:Renew Car Guide Shoe -Nylon Inserts (Per Set) | Lifts - Lift:Renew Car Guide Shoe -Nylon Inserts (Per Set), unit of measure IT | Lifts-LD010047 | Y | Y | Y | Y
M3NHFScheduleOfRatesCode | Lifts/Lift:Renew Car Roller Guide Shoes (Per Set) | Lifts - Lift:Renew Car Roller Guide Shoes (Per Set), unit of measure IT | Lifts-LD010048 | Y | Y | Y | Y
M3NHFScheduleOfRatesCode | Lifts/Lift:Renew Door Gear Belt | Lifts - Lift:Renew Door Gear Belt, unit of measure NO | Lifts-LD010049 | Y | Y | Y | Y
M3NHFScheduleOfRatesCode | Lifts/Lift:Renew Trailing Flexes 2-3 Floors High | Lifts - Lift:Renew Trailing Flexes 2-3 Floors High, unit of measure NO | Lifts-LD010051 | Y | Y | Y | Y
M3NHFScheduleOfRatesCode | Lifts/Lift:Renew Trailing Flexes 4-9 Floors High | Lifts - Lift:Renew Trailing Flexes 4-9 Floors High, unit of measure NO | Lifts-LD010053 | Y | Y | Y | Y
M3NHFScheduleOfRatesCode | Lifts/Lift:Renew Trailing Flexes 10-12 Floors High | Lifts - Lift:Renew Trailing Flexes 10-12 Floors High, unit of measure NO | Lifts-LD010055 | Y | Y | Y | Y
M3NHFScheduleOfRatesCode | Lifts/Lift:Renew Trailing Flexes 13-16 Floors High | Lifts - Lift:Renew Trailing Flexes 13-16 Floors High, unit of measure NO | Lifts-LD010057 | Y | Y | Y | Y
M3NHFScheduleOfRatesCode | Lifts/Lift:Renew Trailing Flexes 17-23 Floors High | Lifts - Lift:Renew Trailing Flexes 17-23 Floors High, unit of measure NO | Lifts-LD010059 | Y | Y | Y | Y
M3NHFScheduleOfRatesCode | Lifts/Lift:Renew Trailing Flexes 24-30 Floors High | Lifts - Lift:Renew Trailing Flexes 24-30 Floors High, unit of measure NO | Lifts-LD010060 | Y | Y | Y | Y
M3NHFScheduleOfRatesCode | Lifts/Lift:Renew Spring Door Closure - Track Mounted | Lifts - Lift:Renew Spring Door Closure - Track Mounted, unit of measure NO | Lifts-LD010061 | Y | Y | Y | Y
M3NHFScheduleOfRatesCode | Lifts/Lift:Renew Sensitive Edge Electronic Type Memco | Lifts - Lift:Renew Sensitive Edge Electronic Type Memco, unit of measure NO | Lifts-LD010063 | Y | Y | Y | Y
M3NHFScheduleOfRatesCode | Lifts/Lift:Renew With New Synthetic Rubber Car Flooring | Lifts - Lift:Renew With New Synthetic Rubber Car Flooring, unit of measure NO | Lifts-LD010067 | Y | Y | Y | Y
M3NHFScheduleOfRatesCode | Lifts/Lift:Renew With 5Mm Epoxy Heavy Duty Car Flooring | Lifts - Lift:Renew With 5Mm Epoxy Heavy Duty Car Flooring, unit of measure NO | Lifts-LD010069 | Y | Y | Y | Y
M3NHFScheduleOfRatesCode | Lifts/Lift:Supply And Install Mat | Lifts - Lift:Supply And Install Mat, unit of measure NO | Lifts-LD010070 | Y | Y | Y | Y
M3NHFScheduleOfRatesCode | Lifts/Lift:Renew Contactor On Speed Control | Lifts - Lift:Renew Contactor On Speed Control, unit of measure NO | Lifts-LD010071 | Y | Y | Y | Y
M3NHFScheduleOfRatesCode | Lifts/Lift:Renew Individual Contacts On Relay Per Pair | Lifts - Lift:Renew Individual Contacts On Relay Per Pair, unit of measure NO | Lifts-LD010073 | Y | Y | Y | Y
M3NHFScheduleOfRatesCode | Lifts/Lift:Renew Coil On Contactor Relay Or Selector | Lifts - Lift:Renew Coil On Contactor Relay Or Selector, unit of measure NO | Lifts-LD010075 | Y | Y | Y | Y
M3NHFScheduleOfRatesCode | Lifts/Lift:Renew Timing Unit On Control Panel | Lifts - Lift:Renew Timing Unit On Control Panel, unit of measure NO | Lifts-LD010077 | Y | Y | Y | Y
M3NHFScheduleOfRatesCode | Lifts/Lift:Carry Out Adjustment Only To Floor Selectors | Lifts - Lift:Carry Out Adjustment Only To Floor Selectors, unit of measure NO | Lifts-LD010079 | Y | Y | Y | Y
M3NHFScheduleOfRatesCode | Lifts/Lift:Remove Or Disconnect Floor Relays | Lifts - Lift:Remove Or Disconnect Floor Relays, unit of measure NO | Lifts-LD010081 | Y | Y | Y | Y
M3NHFScheduleOfRatesCode | Lifts/Lift:Renew Traction Drive Sheave Non Bolted | Lifts - Lift:Renew Traction Drive Sheave Non Bolted, unit of measure NO | Lifts-LD010083 | Y | Y | Y | Y
M3NHFScheduleOfRatesCode | Lifts/Lift:Renew Diverting Pulley | Lifts - Lift:Renew Diverting Pulley, unit of measure NO | Lifts-LD010085 | Y | Y | Y | Y
M3NHFScheduleOfRatesCode | Lifts/Lift:Renew Microprocessor Batteries | Lifts - Lift:Renew Microprocessor Batteries, unit of measure NO | Lifts-LD010087 | Y | Y | Y | Y
M3NHFScheduleOfRatesCode | Lifts/Lift:Renew Door Release Key Locking Mechanism | Lifts - Lift:Renew Door Release Key Locking Mechanism, unit of measure NO | Lifts-LD010089 | Y | Y | Y | Y
M3NHFScheduleOfRatesCode | Lifts/Lift:Adjust Door Release Key Locking Mechanism | Lifts - Lift:Adjust Door Release Key Locking Mechanism, unit of measure NO | Lifts-LD010091 | Y | Y | Y | Y
M3NHFScheduleOfRatesCode | Lifts/Lift:Renew Astral Strip To Car Or Landing Door | Lifts - Lift:Renew Astral Strip To Car Or Landing Door, unit of measure NO | Lifts-LD010093 | Y | Y | Y | Y
M3NHFScheduleOfRatesCode | Lifts/Lift:Localising Repair To Car/Landing Door Lining | Lifts - Lift:Localising Repair To Car/Landing Door Lining, unit of measure NO | Lifts-LD010095 | Y | Y | Y | Y
M3NHFScheduleOfRatesCode | Lifts/Lift:Renew Kicking Rollers On Car Or Landing Door | Lifts - Lift:Renew Kicking Rollers On Car Or Landing Door, unit of measure NO | Lifts-LD010097 | Y | Y | Y | Y
M3NHFScheduleOfRatesCode | Lifts/Lift:Renew Car Door No Vision Panel | Lifts - Lift:Renew Car Door No Vision Panel, unit of measure IT | Lifts-LD010098 | Y | Y | Y | Y
M3NHFScheduleOfRatesCode | Lifts/Lift:Adjust Landing Door Frame Architrave | Lifts - Lift:Adjust Landing Door Frame Architrave, unit of measure NO | Lifts-LD010099 | Y | Y | Y | Y
M3NHFScheduleOfRatesCode | Lifts/Lift:Renew Car Door With Vision Panel | Lifts - Lift:Renew Car Door With Vision Panel, unit of measure IT | Lifts-LD010100 | Y | Y | Y | Y
M3NHFScheduleOfRatesCode | Lifts/Lift:Remove Re-Skin And Replace Car Landing Door | Lifts - Lift:Remove Re-Skin And Replace Car Landing Door, unit of measure NO | Lifts-LD010101 | Y | Y | Y | Y
M3NHFScheduleOfRatesCode | Lifts/Lift:Renew Landing Door No Vision Panel | Lifts - Lift:Renew Landing Door No Vision Panel, unit of measure IT | Lifts-LD010102 | Y | Y | Y | Y
M3NHFScheduleOfRatesCode | Lifts/Lift:Remove Obstruction From Door Track And Reset | Lifts - Lift:Remove Obstruction From Door Track And Reset, unit of measure NO | Lifts-LD010103 | Y | Y | Y | Y
M3NHFScheduleOfRatesCode | Lifts/Lift:Renew Landing Door With Vision Panel | Lifts - Lift:Renew Landing Door With Vision Panel, unit of measure IT | Lifts-LD010104 | Y | Y | Y | Y
M3NHFScheduleOfRatesCode | Lifts/Lift:Renew Door Vision Panel | Lifts - Lift:Renew Door Vision Panel, unit of measure NO | Lifts-LD010105 | Y | Y | Y | Y
M3NHFScheduleOfRatesCode | Lifts/Lift:Repair Electro Mechanical Interlock On Door | Lifts - Lift:Repair Electro Mechanical Interlock On Door, unit of measure NO | Lifts-LD010107 | Y | Y | Y | Y
M3NHFScheduleOfRatesCode | Lifts/Lift:Renew Electro Mechanical Interlock On Door | Lifts - Lift:Renew Electro Mechanical Interlock On Door, unit of measure NO | Lifts-LD010109 | Y | Y | Y | Y
M3NHFScheduleOfRatesCode | Lifts/Lift:Renew Air Cord (Steel Wire) | Lifts - Lift:Renew Air Cord (Steel Wire), unit of measure NO | Lifts-LD010111 | Y | Y | Y | Y
M3NHFScheduleOfRatesCode | Lifts/Lift:Renew Landing Door/Car Rollers Per Floor | Lifts - Lift:Renew Landing Door/Car Rollers Per Floor, unit of measure NO | Lifts-LD010113 | Y | Y | Y | Y
M3NHFScheduleOfRatesCode | Lifts/Lift:Renew Landing Or Car Door Shoes Per Door | Lifts - Lift:Renew Landing Or Car Door Shoes Per Door, unit of measure NO | Lifts-LD010114 | Y | Y | Y | Y
M3NHFScheduleOfRatesCode | Lifts/Lift:Repair Landing Or Car Door Shoes Per Door | Lifts - Lift:Repair Landing Or Car Door Shoes Per Door, unit of measure NO | Lifts-LD010115 | Y | Y | Y | Y
M3NHFScheduleOfRatesCode | Lifts/Lift:Straighten Car Or Landing Track | Lifts - Lift:Straighten Car Or Landing Track, unit of measure NO | Lifts-LD010117 | Y | Y | Y | Y
M3NHFScheduleOfRatesCode | Lifts/Lift:Renew Burgess Type Micro Switches | Lifts - Lift:Renew Burgess Type Micro Switches, unit of measure NO | Lifts-LD010119 | Y | Y | Y | Y
M3NHFScheduleOfRatesCode | Lifts/Lift:Renew Lndg Door Pick Up Assembly On Car Door | Lifts - Lift:Renew Lndg Door Pick Up Assembly On Car Door, unit of measure NO | Lifts-LD010121 | Y | Y | Y | Y
M3NHFScheduleOfRatesCode | Lifts/Lift:Repair Lndg Door Pick Up Assembly On Car Door | Lifts - Lift:Repair Lndg Door Pick Up Assembly On Car Door, unit of measure NO | Lifts-LD010123 | Y | Y | Y | Y
M3NHFScheduleOfRatesCode | Lifts/Lift:Renew Door Gear Limit Switches, Adjust Cams | Lifts - Lift:Renew Door Gear Limit Switches, Adjust Cams, unit of measure NO | Lifts-LD010125 | Y | Y | Y | Y
M3NHFScheduleOfRatesCode | Lifts/Lift:Renew Safety Edge Cable | Lifts - Lift:Renew Safety Edge Cable, unit of measure NO | Lifts-LD010127 | Y | Y | Y | Y
M3NHFScheduleOfRatesCode | Lifts/Lift:Repair Safety Edge Mechanism | Lifts - Lift:Repair Safety Edge Mechanism, unit of measure NO | Lifts-LD010129 | Y | Y | Y | Y
M3NHFScheduleOfRatesCode | Lifts/Lift:Renew Fixed Lock Contacts | Lifts - Lift:Renew Fixed Lock Contacts, unit of measure NO | Lifts-LD010131 | Y | Y | Y | Y
M3NHFScheduleOfRatesCode | Lifts/Lift:Renew Lock Bridging Contact | Lifts - Lift:Renew Lock Bridging Contact, unit of measure NO | Lifts-LD010133 | Y | Y | Y | Y
M3NHFScheduleOfRatesCode | Lifts/Lift:Adjust/Repair Car Gate Switch/Car Gate Lock | Lifts - Lift:Adjust/Repair Car Gate Switch/Car Gate Lock, unit of measure NO | Lifts-LD010135 | Y | Y | Y | Y
M3NHFScheduleOfRatesCode | Lifts/Lift:Renew Door Gear Pinion Set (Otis Type) | Lifts - Lift:Renew Door Gear Pinion Set (Otis Type), unit of measure NO | Lifts-LD010137 | Y | Y | Y | Y
M3NHFScheduleOfRatesCode | Lifts/Lift:Renew Special Purpose Car Key Switch | Lifts - Lift:Renew Special Purpose Car Key Switch, unit of measure NO | Lifts-LD010139 | Y | Y | Y | Y
M3NHFScheduleOfRatesCode | Lifts/Lift:Renew Car Station Panel Locks Per Pair | Lifts - Lift:Renew Car Station Panel Locks Per Pair, unit of measure NO | Lifts-LD010141 | Y | Y | Y | Y
M3NHFScheduleOfRatesCode | Lifts/Lift:Renew Landing Push Unit (Anti Vandal Design) | Lifts - Lift:Renew Landing Push Unit (Anti Vandal Design), unit of measure NO | Lifts-LD010143 | Y | Y | Y | Y
M3NHFScheduleOfRatesCode | Lifts/Lift:Renew Car Push Unit (Anti Vandal Design) | Lifts - Lift:Renew Car Push Unit (Anti Vandal Design), unit of measure NO | Lifts-LD010145 | Y | Y | Y | Y
M3NHFScheduleOfRatesCode | Lifts/Lift:Renew Test Control/Push Buttons Or Switches | Lifts - Lift:Renew Test Control/Push Buttons Or Switches, unit of measure NO | Lifts-LD010147 | Y | Y | Y | Y
M3NHFScheduleOfRatesCode | Lifts/Lift:Renew Lock To Firemans Switch Box Cover, Test | Lifts - Lift:Renew Lock To Firemans Switch Box Cover, Test, unit of measure NO | Lifts-LD010149 | Y | Y | Y | Y
M3NHFScheduleOfRatesCode | Lifts/Lift:Repair Firemans Switch/Box Lock | Lifts - Lift:Repair Firemans Switch/Box Lock, unit of measure NO | Lifts-LD010151 | Y | Y | Y | Y
M3NHFScheduleOfRatesCode | Lifts/Lift:Renew Firemans Switch Box | Lifts - Lift:Renew Firemans Switch Box, unit of measure NO | Lifts-LD010153 | Y | Y | Y | Y
M3NHFScheduleOfRatesCode | Lifts/Lift:Make Safe After Flood In Lift Shaft | Lifts - Lift:Make Safe After Flood In Lift Shaft, unit of measure NO | Lifts-LD010155 | Y | Y | Y | Y
M3NHFScheduleOfRatesCode | Lifts/Lift:Renew Fixed Limit Switches In Shaft/Car Top | Lifts - Lift:Renew Fixed Limit Switches In Shaft/Car Top, unit of measure NO | Lifts-LD010157 | Y | Y | Y | Y
M3NHFScheduleOfRatesCode | Lifts/Lift:Renew Zoning Inductor | Lifts - Lift:Renew Zoning Inductor, unit of measure NO | Lifts-LD010159 | Y | Y | Y | Y
M3NHFScheduleOfRatesCode | Lifts/Lift:Renew Replacement Stop Switch Lift Pit/Lmr | Lifts - Lift:Renew Replacement Stop Switch Lift Pit/Lmr, unit of measure NO | Lifts-LD010161 | Y | Y | Y | Y
M3NHFScheduleOfRatesCode | Lifts/Lift:Repair Car Alarm Bell Assemblies | Lifts - Lift:Repair Car Alarm Bell Assemblies, unit of measure NO | Lifts-LD010163 | Y | Y | Y | Y
M3NHFScheduleOfRatesCode | Lifts/Lift:Renew Damaged Or Faulty Inspection Lamp Unit | Lifts - Lift:Renew Damaged Or Faulty Inspection Lamp Unit, unit of measure NO | Lifts-LD010165 | Y | Y | Y | Y
M3NHFScheduleOfRatesCode | Lifts/Lift:Fit And Wire In A New Inspection Lamp | Lifts - Lift:Fit And Wire In A New Inspection Lamp, unit of measure NO | Lifts-LD010167 | Y | Y | Y | Y
M3NHFScheduleOfRatesCode | Lifts/Lift:Renew Blown Fuses Where Necessary | Lifts - Lift:Renew Blown Fuses Where Necessary, unit of measure NO | Lifts-LD010169 | Y | Y | Y | Y
M3NHFScheduleOfRatesCode | Lifts/Lift:Renew Car Light Unit 2 Tubes Transtar Unit | Lifts - Lift:Renew Car Light Unit 2 Tubes Transtar Unit, unit of measure NO | Lifts-LD010171 | Y | Y | Y | Y
M3NHFScheduleOfRatesCode | Lifts/Lift:Renew Car Light Glass | Lifts - Lift:Renew Car Light Glass, unit of measure NO | Lifts-LD010173 | Y | Y | Y | Y
M3NHFScheduleOfRatesCode | Lifts/Lift:Renew Car Lights | Lifts - Lift:Renew Car Lights, unit of measure NO | Lifts-LD010175 | Y | Y | Y | Y
M3NHFScheduleOfRatesCode | Lifts/Lift:Fit New Batteries To Alarm System | Lifts - Lift:Fit New Batteries To Alarm System, unit of measure NO | Lifts-LD010177 | Y | Y | Y | Y
M3NHFScheduleOfRatesCode | Lifts/Lift:Renew Car Light Diffusers | Lifts - Lift:Renew Car Light Diffusers, unit of measure NO | Lifts-LD010179 | Y | Y | Y | Y
M3NHFScheduleOfRatesCode | Lifts/Lift:Shorten Main Lighting Ropes | Lifts - Lift:Shorten Main Lighting Ropes, unit of measure NO | Lifts-LD010181 | Y | Y | Y | Y
M3NHFScheduleOfRatesCode | Lifts/Lift:Change Oil Seals And Gland Packing | Lifts - Lift:Change Oil Seals And Gland Packing, unit of measure NO | Lifts-LD010183 | Y | Y | Y | Y
M3NHFScheduleOfRatesCode | Lifts/Lift:Make Safe After Fire In Lift Shaft | Lifts - Lift:Make Safe After Fire In Lift Shaft, unit of measure NO | Lifts-LD010185 | Y | Y | Y | Y
M3NHFScheduleOfRatesCode | Lifts/Lift:Free Trapped Person From Lift | Lifts - Lift:Free Trapped Person From Lift, unit of measure NO | Lifts-LD010187 | Y | Y | Y | Y
M3NHFScheduleOfRatesCode | Lifts/Lift:Repair Tungsten Bulkhead Light | Lifts - Lift:Repair Tungsten Bulkhead Light, unit of measure NO | Lifts-LD010189 | Y | Y | Y | Y
M3NHFScheduleOfRatesCode | Lifts/Lift:Renew Tungsten Bulkhead Light | Lifts - Lift:Renew Tungsten Bulkhead Light, unit of measure NO | Lifts-LD010191 | Y | Y | Y | Y
M3NHFScheduleOfRatesCode | Lifts/Lift:Renew Smoke Detector (Mains Type) | Lifts - Lift:Renew Smoke Detector (Mains Type), unit of measure NO | Lifts-LD010193 | Y | Y | Y | Y
M3NHFScheduleOfRatesCode | Lifts/Lift:Renew Smoke Detector (Battery Type) | Lifts - Lift:Renew Smoke Detector (Battery Type), unit of measure NO | Lifts-LD010195 | Y | Y | Y | Y
M3NHFScheduleOfRatesCode | Lifts/Lift:Fit Additional Rope Clips Per 4 | Lifts - Lift:Fit Additional Rope Clips Per 4, unit of measure NO | Lifts-LD010197 | Y | Y | Y | Y
M3NHFScheduleOfRatesCode | Lifts/Lift:Renew Smoke Detector Batteries | Lifts - Lift:Renew Smoke Detector Batteries, unit of measure NO | Lifts-LD010199 | Y | Y | Y | Y
M3NHFScheduleOfRatesCode | Lifts/Lift:Pump Out Water From Lift Pit | Lifts - Lift:Pump Out Water From Lift Pit, unit of measure NO | Lifts-LD010201 | Y | Y | Y | Y
M3NHFScheduleOfRatesCode | Lifts/Lift:Pump Out Water From Additional Lift Pit | Lifts - Lift:Pump Out Water From Additional Lift Pit, unit of measure NO | Lifts-LD010202 | Y | Y | Y | Y
M3NHFScheduleOfRatesCode | Lifts/Lift:Install Additional Emergency Stop Button | Lifts - Lift:Install Additional Emergency Stop Button, unit of measure IT | Lifts-LD010203 | Y
M3NHFScheduleOfRatesCode | Lifts/Lift:Replace Compensating Ropes 4-9 Storeys High | Lifts - Lift:Replace Compensating Ropes 4-9 Storeys High, unit of measure NO | Lifts-LD010511 | Y | Y | Y | Y
M3NHFScheduleOfRatesCode | Lifts/Lift:Replace Compensating Ropes 10-12 Storeys High | Lifts - Lift:Replace Compensating Ropes 10-12 Storeys High, unit of measure NO | Lifts-LD010513 | Y | Y | Y | Y
M3NHFScheduleOfRatesCode | Lifts/Lift:Replace Compensating Ropes 13-16 Storeys High | Lifts - Lift:Replace Compensating Ropes 13-16 Storeys High, unit of measure NO | Lifts-LD010515 | Y | Y | Y | Y
M3NHFScheduleOfRatesCode | Lifts/Lift:Replace Compensating Ropes 17-23 Storeys High | Lifts - Lift:Replace Compensating Ropes 17-23 Storeys High, unit of measure NO | Lifts-LD010517 | Y | Y | Y | Y
M3NHFScheduleOfRatesCode | Lifts/Lift:Replace Compensating Ropes 24-30 Storeys High | Lifts - Lift:Replace Compensating Ropes 24-30 Storeys High, unit of measure NO | Lifts-LD010519 | Y | Y | Y | Y
M3NHFScheduleOfRatesCode | Lifts/Lift:Remove Stair Lift Or Through Floor Lift | Lifts - Lift:Remove Stair Lift Or Through Floor Lift, unit of measure NO | Lifts-LD020001 | Y | Y | Y | Y
M3NHFScheduleOfRatesCode | Lifts/Lift:Renew Trailing Flex/Rope/Cable To Stairlift | Lifts - Lift:Renew Trailing Flex/Rope/Cable To Stairlift, unit of measure NO | Lifts-LD020003 | Y | Y | Y | Y
M3NHFScheduleOfRatesCode | Lifts/Lift:Renew Rollers To Stair Lift Per Set | Lifts - Lift:Renew Rollers To Stair Lift Per Set, unit of measure NO | Lifts-LD020005 | Y | Y | Y | Y
M3NHFScheduleOfRatesCode | Lifts/Lift:Renew Centre Rollers To Minivator Chair Lift | Lifts - Lift:Renew Centre Rollers To Minivator Chair Lift, unit of measure NO | Lifts-LD020007 | Y | Y | Y | Y
M3NHFScheduleOfRatesCode | Lifts/Lift:Renew Side Rollers To Minivator Chair Lift | Lifts - Lift:Renew Side Rollers To Minivator Chair Lift, unit of measure NO | Lifts-LD020009 | Y | Y | Y | Y
M3NHFScheduleOfRatesCode | Lifts/Lift:Renew Load Bearing Rollers To 205 Stair Lift | Lifts - Lift:Renew Load Bearing Rollers To 205 Stair Lift, unit of measure NO | Lifts-LD020011 | Y | Y | Y | Y
M3NHFScheduleOfRatesCode | Lifts/Lift:Renew Side Rollers To 205 Stair Lift | Lifts - Lift:Renew Side Rollers To 205 Stair Lift, unit of measure NO | Lifts-LD020013 | Y | Y | Y | Y
M3NHFScheduleOfRatesCode | Lifts/Lift:Renew Rollers To 215 Stair Lift | Lifts - Lift:Renew Rollers To 215 Stair Lift, unit of measure NO | Lifts-LD020015 | Y | Y | Y | Y
M3NHFScheduleOfRatesCode | Lifts/Lift:Renew Bearings To Stair Lift | Lifts - Lift:Renew Bearings To Stair Lift, unit of measure NO | Lifts-LD020017 | Y | Y | Y | Y
M3NHFScheduleOfRatesCode | Lifts/Lift:Renew Batteries To Stair Lift | Lifts - Lift:Renew Batteries To Stair Lift, unit of measure NO | Lifts-LD020019 | Y | Y | Y | Y
M3NHFScheduleOfRatesCode | Lifts/Lift:Renew Pcb Board To Stair/Through Floor Lift | Lifts - Lift:Renew Pcb Board To Stair/Through Floor Lift, unit of measure NO | Lifts-LD020021 | Y | Y | Y | Y
M3NHFScheduleOfRatesCode | Lifts/Lift:Renew Control Board To 208 Stair Lift | Lifts - Lift:Renew Control Board To 208 Stair Lift, unit of measure NO | Lifts-LD020023 | Y | Y | Y | Y
M3NHFScheduleOfRatesCode | Lifts/Lift:Renew Chain Spring To 208 Stair Lift | Lifts - Lift:Renew Chain Spring To 208 Stair Lift, unit of measure NO | Lifts-LD020025 | Y | Y | Y | Y
M3NHFScheduleOfRatesCode | Lifts/Lift:Renew Push Button To 208 Stair Lift | Lifts - Lift:Renew Push Button To 208 Stair Lift, unit of measure NO | Lifts-LD020026 | Y | Y | Y | Y
M3NHFScheduleOfRatesCode | Lifts/Lift:Renew Push Button To Stair Lift | Lifts - Lift:Renew Push Button To Stair Lift, unit of measure NO | Lifts-LD020027 | Y | Y | Y | Y
M3NHFScheduleOfRatesCode | Lifts/Lift:Renew Ram Oil Seals Hydraulic Lift | Lifts - Lift:Renew Ram Oil Seals Hydraulic Lift, unit of measure NO | Lifts-LD020029 | Y | Y | Y | Y
M3NHFScheduleOfRatesCode | Lifts/Lift:Renew Ram Oil Seals Through Floor Lift | Lifts - Lift:Renew Ram Oil Seals Through Floor Lift, unit of measure NO | Lifts-LD020031 | Y | Y | Y | Y
M3NHFScheduleOfRatesCode | Lifts/Lift:Repair Through Floor Lift Door Mechanism | Lifts - Lift:Repair Through Floor Lift Door Mechanism, unit of measure NO | Lifts-LD020033 | Y | Y | Y | Y
M3NHFScheduleOfRatesCode | Lifts/Lift:Repair Power Hinged Rail To Stair Lift | Lifts - Lift:Repair Power Hinged Rail To Stair Lift, unit of measure NO | Lifts-LD020035 | Y | Y | Y | Y
M3NHFScheduleOfRatesCode | Lifts/Lift:Repair Power Hinged Platform To Stair Lift | Lifts - Lift:Repair Power Hinged Platform To Stair Lift, unit of measure NO | Lifts-LD020037 | Y | Y | Y | Y
M3NHFScheduleOfRatesCode | Lifts/Lift:Repair Stair Lift Swivel Seat Switches | Lifts - Lift:Repair Stair Lift Swivel Seat Switches, unit of measure NO | Lifts-LD020039 | Y | Y | Y | Y
M3NHFScheduleOfRatesCode | Lifts/Lift:Repair Switches On Stair Lift Chair Arm | Lifts - Lift:Repair Switches On Stair Lift Chair Arm, unit of measure NO | Lifts-LD020041 | Y | Y | Y | Y
M3NHFScheduleOfRatesCode | Lifts/Lift:Renew Main Lift Isolator | Lifts - Lift:Renew Main Lift Isolator, unit of measure IT | Lifts-LD020043 | Y
M3NHFScheduleOfRatesCode | Lifts/Lift:Install Basic System Autodialler | Lifts - Lift:Install Basic System Autodialler, unit of measure IT | Lifts-LD020045 | Y
M3NHFScheduleOfRatesCode | Lifts/Lift:Install Full System Autodialler | Lifts - Lift:Install Full System Autodialler, unit of measure IT | Lifts-LD020047 | Y
M3NHFScheduleOfRatesCode | Lifts/Lift:Upgrade Lift Car Top Control Staition | Lifts - Lift:Upgrade Lift Car Top Control Staition, unit of measure IT | Lifts-LD020049 | Y
M3NHFScheduleOfRatesCode | Lifts/Lift:Full Lift Pit Clean Down | Lifts - Lift:Full Lift Pit Clean Down, unit of measure IT | Lifts-LD020051 | Y
M3NHFScheduleOfRatesCode | Lifts/Lift:Soak Up/Remove Oil From Lift Pit | Lifts - Lift:Soak Up/Remove Oil From Lift Pit, unit of measure IT | Lifts-LD020053 | Y
M3NHFScheduleOfRatesCode | Lifts/Lift:Relocate Overflow Bottle To To Pit Floor | Lifts - Lift:Relocate Overflow Bottle To To Pit Floor, unit of measure IT | Lifts-LD020055 | Y
M3NHFScheduleOfRatesCode | Lifts/Lift:Top Up Hydraulic Oil | Lifts - Lift:Top Up Hydraulic Oil, unit of measure IT | Lifts-LD020057 | Y
M3NHFScheduleOfRatesCode | Lifts/Lift:Install Bund Wall Around Tank | Lifts - Lift:Install Bund Wall Around Tank, unit of measure IT | Lifts-LD020059 | Y
M3NHFScheduleOfRatesCode | Lifts/Lift:Manual Hand Pump To Valve Block | Lifts - Lift:Manual Hand Pump To Valve Block, unit of measure IT | Lifts-LD020061 | Y
M3NHFScheduleOfRatesCode | Lifts/Lift:Replace Lester Controls Mp500 Board With New | Lifts - Lift:Replace Lester Controls Mp500 Board With New, unit of measure IT | Lifts-LD020063 | Y
M3NHFScheduleOfRatesCode | Lifts/Lift:Replace Refurbished Control Mp500 Board | Lifts - Lift:Replace Refurbished Control Mp500 Board, unit of measure IT | Lifts-LD020065 | Y
M3NHFScheduleOfRatesCode | Lifts/Lift:Replace Lift Motor Room Door Lock | Lifts - Lift:Replace Lift Motor Room Door Lock, unit of measure IT | Lifts-LD020067 | Y
M3NHFScheduleOfRatesCode | Lifts/Lift:Replace Leaking Ram Seal | Lifts - Lift:Replace Leaking Ram Seal, unit of measure IT | Lifts-LD020069 | Y
M3NHFScheduleOfRatesCode | Lifts/Lift:Supply And Fix Oil Pipe Clamps Back Plates | Lifts - Lift:Supply And Fix Oil Pipe Clamps Back Plates, unit of measure IT | Lifts-LD020071 | Y
M3NHFScheduleOfRatesCode | Lifts/Lift:Repaint Ram Pulley And Osg | Lifts - Lift:Repaint Ram Pulley And Osg, unit of measure IT | Lifts-LD020073 | Y
M3NHFScheduleOfRatesCode | Lifts/Lift:Repaint Ram Pulley And Sheave Guard | Lifts - Lift:Repaint Ram Pulley And Sheave Guard, unit of measure IT | Lifts-LD020075 | Y
M3NHFScheduleOfRatesCode | Lifts/Lift:Renew Elevator Conrol Valve Seals | Lifts - Lift:Renew Elevator Conrol Valve Seals, unit of measure IT | Lifts-LD020077 | Y
M3NHFScheduleOfRatesCode | Lifts/Lift:Supply And Fit Electric Shock Notice Board | Lifts - Lift:Supply And Fit Electric Shock Notice Board, unit of measure NO | Lifts-LD030001 | Y | Y | Y | Y
M3NHFScheduleOfRatesCode | Lifts/Lift:Supply And Fit Hand Winding Notice Board | Lifts - Lift:Supply And Fit Hand Winding Notice Board, unit of measure NO | Lifts-LD030003 | Y | Y | Y | Y
M3NHFScheduleOfRatesCode | Lifts/Lift:Supply And Fit Danger Notice Board To Lmr | Lifts - Lift:Supply And Fit Danger Notice Board To Lmr, unit of measure NO | Lifts-LD030005 | Y | Y | Y | Y
M3NHFScheduleOfRatesCode | Lifts/Lift:Supply And Fit Load Plate Notice Board | Lifts - Lift:Supply And Fit Load Plate Notice Board, unit of measure NO | Lifts-LD030007 | Y | Y | Y | Y
M3NHFScheduleOfRatesCode | Lifts/Lift:Supply And Fit Falling Danger Notice To Lmr | Lifts - Lift:Supply And Fit Falling Danger Notice To Lmr, unit of measure NO | Lifts-LD030009 | Y | Y | Y | Y
M3NHFScheduleOfRatesCode | Lifts/Lift:Supply And Fit Reduced Head Room Notice Board | Lifts - Lift:Supply And Fit Reduced Head Room Notice Board, unit of measure NO | Lifts-LD030011 | Y | Y | Y | Y
M3NHFScheduleOfRatesCode | Lifts/Lift:Supply And Fit Reduced Pit Depth Notice Board | Lifts - Lift:Supply And Fit Reduced Pit Depth Notice Board, unit of measure NO | Lifts-LD030013 | Y | Y | Y | Y
M3NHFScheduleOfRatesCode | Lifts/Lift:Supply And Fit Trip Hazard Sign | Lifts - Lift:Supply And Fit Trip Hazard Sign, unit of measure IT | Lifts-LD030015 | Y
M3NHFScheduleOfRatesCode | Lifts/Lift:Supply And Fix Emergency Release Instructions | Lifts - Lift:Supply And Fix Emergency Release Instructions, unit of measure IT | Lifts-LD030017 | Y
M3NHFScheduleOfRatesCode | Lifts/Lift:Install Emergency Lighting In Lift Car | Lifts - Lift:Install Emergency Lighting In Lift Car, unit of measure NO | Lifts-LD040001 | Y | Y | Y | Y
M3NHFScheduleOfRatesCode | Lifts/Lift:Install New Alarm Bell | Lifts - Lift:Install New Alarm Bell, unit of measure NO | Lifts-LD040003 | Y | Y | Y | Y
M3NHFScheduleOfRatesCode | Lifts/Lift:Renew Alarm Bell | Lifts - Lift:Renew Alarm Bell, unit of measure NO | Lifts-LD040005 | Y | Y | Y | Y
M3NHFScheduleOfRatesCode | Lifts/Lift:Renew Flush Fitting To Car | Lifts - Lift:Renew Flush Fitting To Car, unit of measure IT | Lifts-LD040007 | Y | Y | Y | Y
M3NHFScheduleOfRatesCode | Lifts/Lift:Renew Emergency Light Flush Fitting To Car | Lifts - Lift:Renew Emergency Light Flush Fitting To Car, unit of measure IT | Lifts-LD040009 | Y | Y | Y | Y
M3NHFScheduleOfRatesCode | Lifts/Lift:Renew Bulkhead To Shaft Lighting | Lifts - Lift:Renew Bulkhead To Shaft Lighting, unit of measure IT | Lifts-LD040013 | Y | Y | Y | Y
M3NHFScheduleOfRatesCode | Lifts/Lift:Refix Pit Light To Wall | Lifts - Lift:Refix Pit Light To Wall, unit of measure IT | Lifts-LD040015 | Y
M3NHFScheduleOfRatesCode | Lifts/Lift:Install Battery Backup For Car Lighting | Lifts - Lift:Install Battery Backup For Car Lighting, unit of measure IT | Lifts-LD040017 | Y
M3NHFScheduleOfRatesCode | Lifts/Lift:Full Shaft Lighting Upgrade - 4 Floors | Lifts - Lift:Full Shaft Lighting Upgrade - 4 Floors, unit of measure IT | Lifts-LD040019 | Y
M3NHFScheduleOfRatesCode | Lifts/Lift:Full Shaft Lighting Upgrade - 5 Floors | Lifts - Lift:Full Shaft Lighting Upgrade - 5 Floors, unit of measure IT | Lifts-LD040021 | Y
M3NHFScheduleOfRatesCode | Lifts/Lift:Renew Lmr Light With Battery Back-Up | Lifts - Lift:Renew Lmr Light With Battery Back-Up, unit of measure IT | Lifts-LD040023 | Y
M3NHFScheduleOfRatesCode | Lifts/Lift:Install Replacement Led Tubes And Fittings | Lifts - Lift:Install Replacement Led Tubes And Fittings, unit of measure IT | Lifts-LD040025 | Y
M3NHFScheduleOfRatesCode | Lifts/Lift:Replace With Single Socket Including Rcd | Lifts - Lift:Replace With Single Socket Including Rcd, unit of measure IT | Lifts-LD040027 | Y
M3NHFScheduleOfRatesCode | Lifts/Lift:Replace With Double Socket Including Rcd | Lifts - Lift:Replace With Double Socket Including Rcd, unit of measure IT | Lifts-LD040029 | Y
M3NHFScheduleOfRatesCode | Lifts/Lift:Supply Only M.C.2 Type Release Key | Lifts - Lift:Supply Only M.C.2 Type Release Key, unit of measure NO | Lifts-LD050001 | Y | Y | Y | Y
M3NHFScheduleOfRatesCode | Lifts/Lift:Supply Only Vee Type Release Key | Lifts - Lift:Supply Only Vee Type Release Key, unit of measure NO | Lifts-LD050003 | Y | Y | Y | Y
M3NHFScheduleOfRatesCode | Lifts/Lift:Supply Only "U" Type Release Key | Lifts - Lift:Supply Only "U" Type Release Key, unit of measure NO | Lifts-LD050005 | Y | Y | Y | Y
M3NHFScheduleOfRatesCode | Lifts/Lift:Supply Only Drop-Down Type Release Key | Lifts - Lift:Supply Only Drop-Down Type Release Key, unit of measure NO | Lifts-LD050007 | Y | Y | Y | Y
M3NHFScheduleOfRatesCode | Lifts/Lift:Supply Only Gal Type Release Key | Lifts - Lift:Supply Only Gal Type Release Key, unit of measure NO | Lifts-LD050009 | Y | Y | Y | Y
M3NHFScheduleOfRatesCode | Lifts/Lift:Carry Out Load Test To Lmr Lifting Beam(S) | Lifts - Lift:Carry Out Load Test To Lmr Lifting Beam(S), unit of measure NO | Lifts-LD060001 | Y | Y | Y | Y
M3NHFScheduleOfRatesCode | Lifts/Lift:Clean Commutator | Lifts - Lift:Clean Commutator, unit of measure NO | Lifts-LD060002 | Y | Y | Y | Y
M3NHFScheduleOfRatesCode | Lifts/Lift:Reset Tripped Overloads And Check Ciruits | Lifts - Lift:Reset Tripped Overloads And Check Ciruits, unit of measure NO | Lifts-LD060003 | Y | Y | Y | Y
M3NHFScheduleOfRatesCode | Lifts/Lift:Adjustments To Brake And Set Floor Levels | Lifts - Lift:Adjustments To Brake And Set Floor Levels, unit of measure NO | Lifts-LD060005 | Y | Y | Y | Y
M3NHFScheduleOfRatesCode | Lifts/Lift:Adjust/Clean Contacts On Control Panel Per Pr | Lifts - Lift:Adjust/Clean Contacts On Control Panel Per Pr, unit of measure NO | Lifts-LD060007 | Y | Y | Y | Y
M3NHFScheduleOfRatesCode | Lifts/Lift:Adjust Retiring Ramp Mechanism On Door Gear | Lifts - Lift:Adjust Retiring Ramp Mechanism On Door Gear, unit of measure NO | Lifts-LD060009 | Y | Y | Y | Y
M3NHFScheduleOfRatesCode | Lifts/Lift:Adjust Door Gear Detent Mechanism On Door Arm | Lifts - Lift:Adjust Door Gear Detent Mechanism On Door Arm, unit of measure NO | Lifts-LD060011 | Y | Y | Y | Y
M3NHFScheduleOfRatesCode | Lifts/Lift:Adjust Cams In Door Gear Limit Switch Box | Lifts - Lift:Adjust Cams In Door Gear Limit Switch Box, unit of measure NO | Lifts-LD060013 | Y | Y | Y | Y
M3NHFScheduleOfRatesCode | Lifts/Lift:Reset/Check Lift After Tripped Switches | Lifts - Lift:Reset/Check Lift After Tripped Switches, unit of measure NO | Lifts-LD060015 | Y | Y | Y | Y
M3NHFScheduleOfRatesCode | Lifts/Lift:Adjust Metal Vanes/Magnetic Strips In Shaft | Lifts - Lift:Adjust Metal Vanes/Magnetic Strips In Shaft, unit of measure NO | Lifts-LD060017 | Y | Y | Y | Y
M3NHFScheduleOfRatesCode | Lifts/Lift:Reset Osg On Stair/Through Floor Lift | Lifts - Lift:Reset Osg On Stair/Through Floor Lift, unit of measure NO | Lifts-LD060019 | Y | Y | Y | Y
M3NHFScheduleOfRatesCode | Lifts/Lift:Reset Safe Edges On Stair/Through Floor Lift | Lifts - Lift:Reset Safe Edges On Stair/Through Floor Lift, unit of measure NO | Lifts-LD060021 | Y | Y | Y | Y
M3NHFScheduleOfRatesCode | Lifts/Lift:Reset O/L On Stair/Through Floor Lift | Lifts - Lift:Reset O/L On Stair/Through Floor Lift, unit of measure NO | Lifts-LD060023 | Y | Y | Y | Y
M3NHFScheduleOfRatesCode | Lifts/Lift:Carry Out 1 Year Lg1 Test Traction Lift | Lifts - Lift:Carry Out 1 Year Lg1 Test Traction Lift, unit of measure NO | Lifts-LD060025 | Y | Y | Y | Y
M3NHFScheduleOfRatesCode | Lifts/Lift:Carry Out 1 Year Lg1 Test Hydraulic Lift | Lifts - Lift:Carry Out 1 Year Lg1 Test Hydraulic Lift, unit of measure NO | Lifts-LD060027 | Y | Y | Y | Y
M3NHFScheduleOfRatesCode | Lifts/Lift:Carry Out 5 Year Lg1 Test Traction Lift | Lifts - Lift:Carry Out 5 Year Lg1 Test Traction Lift, unit of measure NO | Lifts-LD060033 | Y | Y | Y | Y
M3NHFScheduleOfRatesCode | Lifts/Lift:Carry Out 5 Year Lg1 Test Hydraulic Lift | Lifts - Lift:Carry Out 5 Year Lg1 Test Hydraulic Lift, unit of measure NO | Lifts-LD060035 | Y | Y | Y | Y
M3NHFScheduleOfRatesCode | Lifts/Lift:Carry Out 10 Year Lg1 Test Traction Lift | Lifts - Lift:Carry Out 10 Year Lg1 Test Traction Lift, unit of measure NO | Lifts-LD060041 | Y | Y | Y | Y
M3NHFScheduleOfRatesCode | Lifts/Lift:Carry Out 10 Year Lg1 Test Hydraulic Lift | Lifts - Lift:Carry Out 10 Year Lg1 Test Hydraulic Lift, unit of measure NO | Lifts-LD060043 | Y | Y | Y | Y
M3NHFScheduleOfRatesCode | Lifts/Lift:Carry Out Load Test To Lmr Lifting Beam | Lifts - Lift:Carry Out Load Test To Lmr Lifting Beam, unit of measure IT | Lifts-LD060051 | Y
M3NHFScheduleOfRatesCode | Lifts/Lift:Supplementary Test A13 Hydraulic Up To 4 Flrs | Lifts - Lift:Supplementary Test A13 Hydraulic Up To 4 Flrs, unit of measure IT | Lifts-LD060053 | Y
M3NHFScheduleOfRatesCode | Lifts/Lift:Service Passenger Goods Lift 2-3 Floors High | Lifts - Lift:Service Passenger Goods Lift 2-3 Floors High, unit of measure NO | Lifts-LD070005 | Y | Y | Y | Y
M3NHFScheduleOfRatesCode | Lifts/Lift:Service Passenger Goods Lift 4-9 Floors High | Lifts - Lift:Service Passenger Goods Lift 4-9 Floors High, unit of measure NO | Lifts-LD070007 | Y | Y | Y | Y
M3NHFScheduleOfRatesCode | Lifts/Lift:Service Passenger Goods Lift 10-12 Floor High | Lifts - Lift:Service Passenger Goods Lift 10-12 Floor High, unit of measure NO | Lifts-LD070009 | Y | Y | Y | Y
M3NHFScheduleOfRatesCode | Lifts/Lift:Service Passenger Goods Lift 13-16 Floor High | Lifts - Lift:Service Passenger Goods Lift 13-16 Floor High, unit of measure NO | Lifts-LD070011 | Y | Y | Y | Y
M3NHFScheduleOfRatesCode | Lifts/Lift:Service Passenger Goods Lift 17-23 Floor High | Lifts - Lift:Service Passenger Goods Lift 17-23 Floor High, unit of measure NO | Lifts-LD070013 | Y | Y | Y | Y
M3NHFScheduleOfRatesCode | Lifts/Lift:Service Passenger Goods Lift 24-30 Floor High | Lifts - Lift:Service Passenger Goods Lift 24-30 Floor High, unit of measure NO | Lifts-LD070014 | Y | Y | Y | Y
M3NHFScheduleOfRatesCode | Lifts/Lift:Service Book/Food Hoist | Lifts - Lift:Service Book/Food Hoist, unit of measure NO | Lifts-LD070015 | Y | Y | Y | Y
M3NHFScheduleOfRatesCode | Lifts/Lift:Service Picture Hoist | Lifts - Lift:Service Picture Hoist, unit of measure NO | Lifts-LD070017 | Y | Y | Y | Y
M3NHFScheduleOfRatesCode | Lifts/Lift:Service Stairlift | Lifts - Lift:Service Stairlift, unit of measure NO | Lifts-LD070019 | Y | Y | Y | Y
M3NHFScheduleOfRatesCode | Lifts/Lift:Service Minivator | Lifts - Lift:Service Minivator, unit of measure NO | Lifts-LD070021 | Y | Y | Y | Y
M3NHFScheduleOfRatesCode | Lifts/Lift:Service Homelift | Lifts - Lift:Service Homelift, unit of measure NO | Lifts-LD070023 | Y | Y | Y | Y
M3NHFScheduleOfRatesCode | Lifts/Lift:Service Bed Hoist | Lifts - Lift:Service Bed Hoist, unit of measure NO | Lifts-LD070025 | Y | Y | Y | Y
M3NHFScheduleOfRatesCode | Lifts/Lift:Service Disablility Pass Thru Floor Hoist | Lifts - Lift:Service Disablility Pass Thru Floor Hoist, unit of measure NO | Lifts-LD070027 | Y | Y | Y | Y
M3NHFScheduleOfRatesCode | Lifts/Lift:Service Disablility Vertical Access Hoist | Lifts - Lift:Service Disablility Vertical Access Hoist, unit of measure NO | Lifts-LD070029 | Y | Y | Y | Y
M3NHFScheduleOfRatesCode | Lifts/Lift:Attend Breakdown Callout - 1 Lift | Lifts - Lift:Attend Breakdown Callout - 1 Lift, unit of measure IT | Lifts-LD080101 | Y | Y | Y | Y
M3NHFScheduleOfRatesCode | Lifts/Lift:Attend Breakdown Callout - 2 Lift | Lifts - Lift:Attend Breakdown Callout - 2 Lift, unit of measure IT | Lifts-LD080103 | Y | Y | Y | Y
M3NHFScheduleOfRatesCode | Lifts/Stairlift:Install New Straight | Lifts - Stairlift:Install New Straight, unit of measure IT | Lifts-LD101001 | Y | Y | Y
M3NHFScheduleOfRatesCode | Lifts/Stairlift:Install New Curved | Lifts - Stairlift:Install New Curved, unit of measure IT | Lifts-LD101003 | Y | Y | Y
M3NHFScheduleOfRatesCode | Lifts/Stairlift:Install Reconditioned Straight | Lifts - Stairlift:Install Reconditioned Straight, unit of measure IT | Lifts-LD101005 | Y | Y | Y
M3NHFScheduleOfRatesCode | Lifts/Stairlift:Install Reconditioned Curved | Lifts - Stairlift:Install Reconditioned Curved, unit of measure IT | Lifts-LD101007 | Y | Y | Y
M3NHFScheduleOfRatesCode | Lifts/Stairlift:Remove Straight | Lifts - Stairlift:Remove Straight, unit of measure IT | Lifts-LD101009 | Y | Y | Y
M3NHFScheduleOfRatesCode | Lifts/Stairlift:Remove Curved | Lifts - Stairlift:Remove Curved, unit of measure IT | Lifts-LD101011 | Y | Y | Y
M3NHFScheduleOfRatesCode | Lifts/Stairlift:Install Client Straight Stairlift | Lifts - Stairlift:Install Client Straight Stairlift, unit of measure IT | Lifts-LD101013 | Y | Y | Y
M3NHFScheduleOfRatesCode | Lifts/Stairlift:Install Client Curved Stairlift | Lifts - Stairlift:Install Client Curved Stairlift, unit of measure IT | Lifts-LD101015 | Y | Y | Y
M3NHFScheduleOfRatesCode | Lifts/Stairlift:Install Client Curved Stairlift New Rail | Lifts - Stairlift:Install Client Curved Stairlift New Rail, unit of measure IT | Lifts-LD101017 | Y | Y | Y
M3NHFScheduleOfRatesCode | Lifts/Through Floor Lift:Install New Non Wheelchair Type | Lifts - Through Floor Lift:Install New Non Wheelchair Type, unit of measure IT | Lifts-LD102001 | Y | Y | Y
M3NHFScheduleOfRatesCode | Lifts/Through Floor Lift:Install New Wheelchair Type | Lifts - Through Floor Lift:Install New Wheelchair Type, unit of measure IT | Lifts-LD102003 | Y | Y | Y
M3NHFScheduleOfRatesCode | Lifts/Through Floor Lift:Remove Non Wheelchair Type | Lifts - Through Floor Lift:Remove Non Wheelchair Type, unit of measure IT | Lifts-LD102005 | Y | Y | Y
M3NHFScheduleOfRatesCode | Lifts/Through Floor Lift:Remove Wheelchair Type | Lifts - Through Floor Lift:Remove Wheelchair Type, unit of measure IT | Lifts-LD102007 | Y | Y | Y
M3NHFScheduleOfRatesCode | Lifts/Hoist:Install New Track Straight Type | Lifts - Hoist:Install New Track Straight Type, unit of measure IT | Lifts-LD103001 | Y | Y | Y
M3NHFScheduleOfRatesCode | Lifts/Hoist:Install New Track Curved Type | Lifts - Hoist:Install New Track Curved Type, unit of measure IT | Lifts-LD103003 | Y | Y | Y
M3NHFScheduleOfRatesCode | Lifts/Bath Hoist:Install New | Lifts - Bath Hoist:Install New, unit of measure IT | Lifts-LD103005 | Y | Y | Y
M3NHFScheduleOfRatesCode | Lifts/Hoist:Remove Straight Track | Lifts - Hoist:Remove Straight Track, unit of measure IT | Lifts-LD104001 | Y | Y | Y
M3NHFScheduleOfRatesCode | Lifts/Hoist:Remove Curved Track | Lifts - Hoist:Remove Curved Track, unit of measure IT | Lifts-LD104003 | Y | Y | Y
M3NHFScheduleOfRatesCode | Lifts/Lift:Install Hydraulic Control Panel | Lifts - Lift:Install Hydraulic Control Panel, unit of measure IT | Lifts-LD105001 | Y
M3NHFScheduleOfRatesCode | Lifts/Lift:Install Hydraulic Power Unit Up To 6Kw | Lifts - Lift:Install Hydraulic Power Unit Up To 6Kw, unit of measure IT | Lifts-LD105003 | Y
M3NHFScheduleOfRatesCode | Lifts/Lift:Install Hydraulic Power Unit Up To 16Kw | Lifts - Lift:Install Hydraulic Power Unit Up To 16Kw, unit of measure IT | Lifts-LD105005 | Y
M3NHFScheduleOfRatesCode | Lifts/Lift:Install Vandal Resist Landing Entrance 4 Flrs | Lifts - Lift:Install Vandal Resist Landing Entrance 4 Flrs, unit of measure IT | Lifts-LD105007 | Y
M3NHFScheduleOfRatesCode | Lifts/Lift:Install Vandal Resistant Car Entrance - 1 Ent | Lifts - Lift:Install Vandal Resistant Car Entrance - 1 Ent, unit of measure IT | Lifts-LD105009 | Y
M3NHFScheduleOfRatesCode | Lifts/Lift:Reline 8 Person Car Size Include All Finishes | Lifts - Lift:Reline 8 Person Car Size Include All Finishes, unit of measure IT | Lifts-LD105011 | Y
M3NHFScheduleOfRatesCode | Lifts/Lift:Install Statutory Notice Package | Lifts - Lift:Install Statutory Notice Package, unit of measure IT | Lifts-LD105101 | Y
M3NHFScheduleOfRatesCode | Lifts/Lift:Install Unintended Movement Lock Valve | Lifts - Lift:Install Unintended Movement Lock Valve, unit of measure IT | Lifts-LD105103 | Y
M3NHFScheduleOfRatesCode | Lifts/Lift:Install Chain Divertor Pulley Guard | Lifts - Lift:Install Chain Divertor Pulley Guard, unit of measure IT | Lifts-LD105107 | Y
M3NHFScheduleOfRatesCode | Lifts/Lift:Install Non Vandal Resistant Ldg Stat 3 Flrs | Lifts - Lift:Install Non Vandal Resistant Ldg Stat 3 Flrs, unit of measure IT | Lifts-LD105110 | Y
M3NHFScheduleOfRatesCode | Lifts/Lift:Install Vandal Resistant Land Ind Stat 3 Flrs | Lifts - Lift:Install Vandal Resistant Land Ind Stat 3 Flrs, unit of measure IT | Lifts-LD105111 | Y
M3NHFScheduleOfRatesCode | Lifts/Lift:Install Vandal Resistant Land Ind Stat 4 Flrs | Lifts - Lift:Install Vandal Resistant Land Ind Stat 4 Flrs, unit of measure IT | Lifts-LD105112 | Y
M3NHFScheduleOfRatesCode | Lifts/Lift:Install Vandal Resistant Land Stat 4 Flrs | Lifts - Lift:Install Vandal Resistant Land Stat 4 Flrs, unit of measure IT | Lifts-LD105113 | Y
M3NHFScheduleOfRatesCode | Lifts/Lift:Install Non Slip Floor Covering - 8 Per Lift | Lifts - Lift:Install Non Slip Floor Covering - 8 Per Lift, unit of measure IT | Lifts-LD105115 | Y
M3NHFScheduleOfRatesCode | Lifts/Lift:Install Non Slip Floor Covering - 10 Per Lift | Lifts - Lift:Install Non Slip Floor Covering - 10 Per Lift, unit of measure IT | Lifts-LD105117 | Y
M3NHFScheduleOfRatesCode | Lifts/Lift:Install Non Slip Floor Covering - 13 Per Lift | Lifts - Lift:Install Non Slip Floor Covering - 13 Per Lift, unit of measure IT | Lifts-LD105119 | Y
M3NHFScheduleOfRatesCode | Lifts/Lift:Overhaul Landing Entrances (2 Entrances) | Lifts - Lift:Overhaul Landing Entrances (2 Entrances), unit of measure IT | Lifts-LD105123 | Y
M3NHFScheduleOfRatesCode | Lifts/Lift:Overhaul Landing Entrances (3 Entrances) | Lifts - Lift:Overhaul Landing Entrances (3 Entrances), unit of measure IT | Lifts-LD105125 | Y
M3NHFScheduleOfRatesCode | Lifts/Lift:Overhaul Landing Entrances (4 Entrances) | Lifts - Lift:Overhaul Landing Entrances (4 Entrances), unit of measure IT | Lifts-LD105127 | Y
M3NHFScheduleOfRatesCode | Lifts/Lift:Install Vandal Resistant Car Operating Panel | Lifts - Lift:Install Vandal Resistant Car Operating Panel, unit of measure IT | Lifts-LD105129 | Y
M3NHFScheduleOfRatesCode | Lifts/Lift:Install Surface Mounted Car Operating Panel | Lifts - Lift:Install Surface Mounted Car Operating Panel, unit of measure IT | Lifts-LD105131 | Y
M3NHFScheduleOfRatesCode | Lifts/Lift:Install Replacement Car Door Operator | Lifts - Lift:Install Replacement Car Door Operator, unit of measure IT | Lifts-LD105133 | Y
M3NHFScheduleOfRatesCode | Lifts/Lift:Install Tool Board In Lift Motor Room | Lifts - Lift:Install Tool Board In Lift Motor Room, unit of measure IT | Lifts-LD105135 | Y
M3NHFScheduleOfRatesCode | Lifts/Lift:Supply Only Lift Pit Ladder | Lifts - Lift:Supply Only Lift Pit Ladder, unit of measure IT | Lifts-LD106001 | Y
M3NHFScheduleOfRatesCode | Lifts/Lift:Supply And Fit Folding Pit Ladder | Lifts - Lift:Supply And Fit Folding Pit Ladder, unit of measure IT | Lifts-LD106003 | Y
M3NHFScheduleOfRatesCode | Lifts/Lift:Supply And Fit Pit Prop Including Interlock | Lifts - Lift:Supply And Fit Pit Prop Including Interlock, unit of measure IT | Lifts-LD106005 | Y
M3NHFScheduleOfRatesCode | Lifts/Lift:Supply And Install Car Top Balustrade | Lifts - Lift:Supply And Install Car Top Balustrade, unit of measure IT | Lifts-LD106007 | Y
M3NHFScheduleOfRatesCode | Lifts/Lift:Supply And Install Mirror | Lifts - Lift:Supply And Install Mirror, unit of measure IT | Lifts-LD106009 | Y
M3NHFScheduleOfRatesCode | Lifts/Lift:Supply And Fit Tip-Up Seat In Lift Car | Lifts - Lift:Supply And Fit Tip-Up Seat In Lift Car, unit of measure IT | Lifts-LD106011 | Y
M3NHFScheduleOfRatesCode | Lifts/Lift:Supply And Install Handrail | Lifts - Lift:Supply And Install Handrail, unit of measure IT | Lifts-LD106013 | Y
M3NHFScheduleOfRatesCode | Lifts/Lift:Supply And Install Dda Compliant Handrail | Lifts - Lift:Supply And Install Dda Compliant Handrail, unit of measure IT | Lifts-LD106015 | Y
M3NHFScheduleOfRatesCode | Lifts/Lift:Supply Landing Barrier | Lifts - Lift:Supply Landing Barrier, unit of measure IT | Lifts-LD106017 | Y
M3NHFScheduleOfRatesCode | Lifts/Lift:Supply And Install Guide Drip Tray | Lifts - Lift:Supply And Install Guide Drip Tray, unit of measure IT | Lifts-LD106019 | Y
M3NHFScheduleOfRatesCode | Lifts/Lift:Install Emergency Handwinding Kit | Lifts - Lift:Install Emergency Handwinding Kit, unit of measure IT | Lifts-LD106021 | Y
M3NHFScheduleOfRatesCode | Planned/Kerb:Renew 127X254Mm Pcc Kerb | Planned - Kerb:Renew 127X254Mm Pcc Kerb, unit of measure LM | Planned-0011AA | Y | Y | Y | Y | Y
M3NHFScheduleOfRatesCode | Planned/Kerb:Lay New 127X254Mm Pcc Kerb | Planned - Kerb:Lay New 127X254Mm Pcc Kerb, unit of measure LM | Planned-0011AB | Y | Y | Y
M3NHFScheduleOfRatesCode | Planned/Kerb:Rebed Any Type Of Pcc Kerb | Planned - Kerb:Rebed Any Type Of Pcc Kerb, unit of measure LM | Planned-0011AC | Y | Y | Y
M3NHFScheduleOfRatesCode | Planned/Channel:Renew Ne 250X125Mm | Planned - Channel:Renew Ne 250X125Mm, unit of measure LM | Planned-0013AA | Y | Y | Y | Y | Y
M3NHFScheduleOfRatesCode | Planned/Channel:Rebed Ne 250X125Mm | Planned - Channel:Rebed Ne 250X125Mm, unit of measure LM | Planned-0013AB | Y | Y | Y
M3NHFScheduleOfRatesCode | Planned/Edging:Renew 50X152Mm Pcc Edging | Planned - Edging:Renew 50X152Mm Pcc Edging, unit of measure LM | Planned-0015AA | Y | Y | Y | Y | Y
M3NHFScheduleOfRatesCode | Planned/Edging:Renew 25X150Mm Timber | Planned - Edging:Renew 25X150Mm Timber, unit of measure LM | Planned-0015AB | Y | Y | Y | Y | Y
M3NHFScheduleOfRatesCode | Planned/Edging:Lay 50X152Mm Pcc Edging | Planned - Edging:Lay 50X152Mm Pcc Edging, unit of measure LM | Planned-0015AC | Y | Y | Y
M3NHFScheduleOfRatesCode | Planned/Edging:Rebed Straight And Curved Pcc Edging | Planned - Edging:Rebed Straight And Curved Pcc Edging, unit of measure LM | Planned-0015AD | Y | Y | Y
M3NHFScheduleOfRatesCode | Planned/Path:Excavate Lay Ne 100Mm Concrete Bed | Planned - Path:Excavate Lay Ne 100Mm Concrete Bed, unit of measure SM | Planned-0030AA | Y | Y | Y
M3NHFScheduleOfRatesCode | Planned/Path:Renew Ne 100Mm Concrete Bed And Sub-Base | Planned - Path:Renew Ne 100Mm Concrete Bed And Sub-Base, unit of measure SM | Planned-0030AB | Y | Y | Y | Y | Y
M3NHFScheduleOfRatesCode | Planned/Finish:Extra For Non-Slip Finish To Path | Planned - Finish:Extra For Non-Slip Finish To Path, unit of measure SM | Planned-0030AC | Y | Y | Y | Y | Y
M3NHFScheduleOfRatesCode | Planned/Drive:Renew 100Mm Concrete Bed And Sub-Base | Planned - Drive:Renew 100Mm Concrete Bed And Sub-Base, unit of measure SM | Planned-0030BA | Y | Y | Y | Y | Y
M3NHFScheduleOfRatesCode | Planned/Path/Base:Remove And Infill With Topsoil | Planned - Path/Base:Remove And Infill With Topsoil, unit of measure SM | Planned-0030CA | Y | Y | Y
M3NHFScheduleOfRatesCode | Planned/Path/Base:Remove | Planned - Path/Base:Remove, unit of measure SM | Planned-0030CB | Y
M3NHFScheduleOfRatesCode | Planned/Path/Base:Remove And Infill With Gravel | Planned - Path/Base:Remove And Infill With Gravel, unit of measure SM | Planned-0030CC | Y
M3NHFScheduleOfRatesCode | Planned/Paving:Renew 70Mm Macadam And 75Mm Sub-Base | Planned - Paving:Renew 70Mm Macadam And 75Mm Sub-Base, unit of measure SM | Planned-0050AA | Y | Y | Y | Y | Y
M3NHFScheduleOfRatesCode | Planned/Macadam:Excavate And Lay 70Mm Paving | Planned - Macadam:Excavate And Lay 70Mm Paving, unit of measure SM | Planned-0050AB | Y | Y | Y
M3NHFScheduleOfRatesCode | Planned/Paving:Renew 60Mm Macadam And 140Mm Sub-Base | Planned - Paving:Renew 60Mm Macadam And 140Mm Sub-Base, unit of measure SM | Planned-0050BA | Y | Y | Y | Y | Y
M3NHFScheduleOfRatesCode | Planned/Paving:Renew 60Mm Macadam Surfacing | Planned - Paving:Renew 60Mm Macadam Surfacing, unit of measure SM | Planned-0050CA | Y | Y | Y | Y | Y
M3NHFScheduleOfRatesCode | Planned/Paving:Renew 90Mm Macadam Surfacing | Planned - Paving:Renew 90Mm Macadam Surfacing, unit of measure SM | Planned-0050DA | Y | Y | Y
M3NHFScheduleOfRatesCode | Planned/Macadam:Excavate And Lay 90Mm Paving | Planned - Macadam:Excavate And Lay 90Mm Paving, unit of measure SM | Planned-0050DB | Y | Y | Y
M3NHFScheduleOfRatesCode | Planned/Macadam:Repair Pot Hole Ne 50Mm Deep | Planned - Macadam:Repair Pot Hole Ne 50Mm Deep, unit of measure IT | Planned-0051AA | Y
M3NHFScheduleOfRatesCode | Planned/Macadam:Repair Pot Hole Ne 75Mm Deep | Planned - Macadam:Repair Pot Hole Ne 75Mm Deep, unit of measure IT | Planned-0051AB | Y
M3NHFScheduleOfRatesCode | Planned/Macadam:Repair Pot Hole Ne 100Mm Deep | Planned - Macadam:Repair Pot Hole Ne 100Mm Deep, unit of measure IT | Planned-0051AC | Y
M3NHFScheduleOfRatesCode | Planned/Line:Form Thermoplastic - 50Mm | Planned - Line:Form Thermoplastic - 50Mm, unit of measure LM | Planned-0060AA | Y | Y | Y
M3NHFScheduleOfRatesCode | Planned/Line:Form Thermoplastic - 100Mm | Planned - Line:Form Thermoplastic - 100Mm, unit of measure LM | Planned-0060AB | Y | Y | Y
M3NHFScheduleOfRatesCode | Planned/Line:Form Road Paint- 50Mm | Planned - Line:Form Road Paint- 50Mm, unit of measure LM | Planned-0060AC | Y | Y | Y
M3NHFScheduleOfRatesCode | Planned/Line:Form Road Paint- 100Mm | Planned - Line:Form Road Paint- 100Mm, unit of measure LM | Planned-0060AD | Y | Y | Y
M3NHFScheduleOfRatesCode | Planned/Line:Burn Off 50Mm Wide | Planned - Line:Burn Off 50Mm Wide, unit of measure LM | Planned-0060AE | Y | Y | Y
M3NHFScheduleOfRatesCode | Planned/Line:Burn Off 100Mm Wide | Planned - Line:Burn Off 100Mm Wide, unit of measure LM | Planned-0060AF | Y | Y | Y
M3NHFScheduleOfRatesCode | Planned/Word:Form In Thermoplastic -50Mm Lines-Per Letter | Planned - Word:Form In Thermoplastic -50Mm Lines-Per Letter, unit of measure NO | Planned-0061AA | Y | Y | Y
M3NHFScheduleOfRatesCode | Planned/Word:Form In Thermoplastic -100Mm Lines-Per Letter | Planned - Word:Form In Thermoplastic -100Mm Lines-Per Letter, unit of measure NO | Planned-0061AB | Y | Y | Y
M3NHFScheduleOfRatesCode | Planned/Arrow:Form In Thermoplastic - 50Mm | Planned - Arrow:Form In Thermoplastic - 50Mm, unit of measure NO | Planned-0061AC | Y | Y | Y
M3NHFScheduleOfRatesCode | Planned/Arrow:Form In Thermoplastic - 100Mm | Planned - Arrow:Form In Thermoplastic - 100Mm, unit of measure NO | Planned-0061AD | Y | Y | Y
M3NHFScheduleOfRatesCode | Planned/Symbol:Form Disabled In Thermoplastic | Planned - Symbol:Form Disabled In Thermoplastic, unit of measure NO | Planned-0061AE | Y | Y | Y
M3NHFScheduleOfRatesCode | Planned/Symbol:Form Mother And Child In Thermoplastic | Planned - Symbol:Form Mother And Child In Thermoplastic, unit of measure NO | Planned-0061AF | Y | Y | Y
M3NHFScheduleOfRatesCode | Planned/Paving:Lift And Rebed Pcc Paving Flags | Planned - Paving:Lift And Rebed Pcc Paving Flags, unit of measure SM | Planned-0070AA | Y | Y | Y | Y | Y
M3NHFScheduleOfRatesCode | Planned/Paving:Renew Non Standard Pcc Paving Flags - 50Mm | Planned - Paving:Renew Non Standard Pcc Paving Flags - 50Mm, unit of measure SM | Planned-0070BA | Y | Y | Y | Y | Y
M3NHFScheduleOfRatesCode | Planned/Paving:Renew Standard Pcc Paving Flags | Planned - Paving:Renew Standard Pcc Paving Flags, unit of measure SM | Planned-0070BC | Y | Y | Y | Y | Y
M3NHFScheduleOfRatesCode | Planned/Flag:Excavate And Lay New Precast Concrete | Planned - Flag:Excavate And Lay New Precast Concrete, unit of measure SM | Planned-0070BD | Y | Y | Y
M3NHFScheduleOfRatesCode | Planned/Flag:Excavate And Lay New Precast Concrete - 63Mm | Planned - Flag:Excavate And Lay New Precast Concrete - 63Mm, unit of measure SM | Planned-0070BE | Y | Y | Y
M3NHFScheduleOfRatesCode | Planned/Flag:Lift And Rebed Single Pcc Paving | Planned - Flag:Lift And Rebed Single Pcc Paving, unit of measure NO | Planned-0070BF | Y | Y | Y
M3NHFScheduleOfRatesCode | Planned/Paving:Renew Non Standard Pcc Paving Flags - 63Mm | Planned - Paving:Renew Non Standard Pcc Paving Flags - 63Mm, unit of measure SM | Planned-0070BG | Y | Y | Y
M3NHFScheduleOfRatesCode | Planned/Flag:Renew Single Pcc Paving Flag - 50Mm | Planned - Flag:Renew Single Pcc Paving Flag - 50Mm, unit of measure NO | Planned-0070BH | Y | Y | Y
M3NHFScheduleOfRatesCode | Planned/Flag:Renew Single Pcc Paving Flag - 63Mm | Planned - Flag:Renew Single Pcc Paving Flag - 63Mm, unit of measure NO | Planned-0070BJ | Y | Y | Y
M3NHFScheduleOfRatesCode | Planned/Paving:Renew Standard Pcc Paving Flags - 63Mm | Planned - Paving:Renew Standard Pcc Paving Flags - 63Mm, unit of measure SM | Planned-0070BK | Y | Y | Y
M3NHFScheduleOfRatesCode | Planned/Paving:Regrout Pcc Paving Flags | Planned - Paving:Regrout Pcc Paving Flags, unit of measure SM | Planned-0070CA | Y | Y | Y | Y | Y
M3NHFScheduleOfRatesCode | Planned/Paving:Fillet Point Joint To Wall Flags | Planned - Paving:Fillet Point Joint To Wall Flags, unit of measure LM | Planned-0070CB | Y | Y | Y | Y | Y
M3NHFScheduleOfRatesCode | Planned/Flag:Excavate And Lay New Pcc Tactile - 50Mm | Planned - Flag:Excavate And Lay New Pcc Tactile - 50Mm, unit of measure SM | Planned-0071AA | Y | Y | Y
M3NHFScheduleOfRatesCode | Planned/Flag:Excavate And Lay New Pcc Tactile - 63Mm | Planned - Flag:Excavate And Lay New Pcc Tactile - 63Mm, unit of measure SM | Planned-0071AB | Y | Y | Y
M3NHFScheduleOfRatesCode | Planned/Flag:Excavate And Lay New Pcc Hazard Strip - 50Mm | Planned - Flag:Excavate And Lay New Pcc Hazard Strip - 50Mm, unit of measure LM | Planned-0071AC | Y | Y | Y
M3NHFScheduleOfRatesCode | Planned/Flag:Excavate And Lay New Pcc Hazard Strip - 63Mm | Planned - Flag:Excavate And Lay New Pcc Hazard Strip - 63Mm, unit of measure LM | Planned-0071AD | Y | Y | Y
M3NHFScheduleOfRatesCode | Planned/Flag:Renew Single 50Mm Pcc Corduroy Paving Flag | Planned - Flag:Renew Single 50Mm Pcc Corduroy Paving Flag, unit of measure NO | Planned-0071AE | Y | Y | Y
M3NHFScheduleOfRatesCode | Planned/Flag:Renew Single 50Mm Pcc Tactile Paving Flag | Planned - Flag:Renew Single 50Mm Pcc Tactile Paving Flag, unit of measure NO | Planned-0071AF | Y | Y | Y
M3NHFScheduleOfRatesCode | Planned/Flag:Renew Single 63Mm Pcc Corduroy Paving Flag | Planned - Flag:Renew Single 63Mm Pcc Corduroy Paving Flag, unit of measure NO | Planned-0071AG | Y | Y | Y
M3NHFScheduleOfRatesCode | Planned/Flag:Renew Single 63Mm Pcc Tactile Paving Flag | Planned - Flag:Renew Single 63Mm Pcc Tactile Paving Flag, unit of measure NO | Planned-0071AH | Y | Y | Y
M3NHFScheduleOfRatesCode | Planned/Paving:Renew Tactile Pcc Paving Flags - 50Mm | Planned - Paving:Renew Tactile Pcc Paving Flags - 50Mm, unit of measure SM | Planned-0071AJ | Y | Y | Y
M3NHFScheduleOfRatesCode | Planned/Paving:Renew Tactile Pcc Paving Flags - 63Mm | Planned - Paving:Renew Tactile Pcc Paving Flags - 63Mm, unit of measure SM | Planned-0071AK | Y | Y | Y
M3NHFScheduleOfRatesCode | Planned/Paving:Renew Pcc Hazard Strip - 50Mm | Planned - Paving:Renew Pcc Hazard Strip - 50Mm, unit of measure LM | Planned-0071AL | Y | Y | Y
M3NHFScheduleOfRatesCode | Planned/Paving:Renew Pcc Hazard Strip - 63Mm | Planned - Paving:Renew Pcc Hazard Strip - 63Mm, unit of measure LM | Planned-0071AM | Y | Y | Y
M3NHFScheduleOfRatesCode | Planned/Paving:Rebed Brick Paving-Mortar Or Sand | Planned - Paving:Rebed Brick Paving-Mortar Or Sand, unit of measure SM | Planned-0090AA | Y | Y | Y | Y | Y
M3NHFScheduleOfRatesCode | Planned/Paving:Renew Brick Paving-Mortar Or Sand | Planned - Paving:Renew Brick Paving-Mortar Or Sand, unit of measure SM | Planned-0090BA | Y | Y | Y | Y | Y
M3NHFScheduleOfRatesCode | Planned/Paving:Lay New Brick Paving-Mortar Or Sand | Planned - Paving:Lay New Brick Paving-Mortar Or Sand, unit of measure SM | Planned-0090BB | Y | Y | Y
M3NHFScheduleOfRatesCode | Planned/Paving:Regrout With Sand | Planned - Paving:Regrout With Sand, unit of measure SM | Planned-0090BC | Y
M3NHFScheduleOfRatesCode | Planned/Paving:Renew Gravel Paving 30Mm | Planned - Paving:Renew Gravel Paving 30Mm, unit of measure SM | Planned-0090CA | Y | Y | Y | Y | Y
M3NHFScheduleOfRatesCode | Planned/Paving:Renew Hoggin Paving 30Mm | Planned - Paving:Renew Hoggin Paving 30Mm, unit of measure SM | Planned-0090DA | Y | Y | Y
M3NHFScheduleOfRatesCode | Planned/Paving:Rebed Granite Sett | Planned - Paving:Rebed Granite Sett, unit of measure SM | Planned-0091AA | Y | Y | Y | Y | Y
M3NHFScheduleOfRatesCode | Planned/Paving:Renew 150Mm Granite Sett | Planned - Paving:Renew 150Mm Granite Sett, unit of measure SM | Planned-0091BA | Y | Y | Y | Y | Y
M3NHFScheduleOfRatesCode | Planned/Paving:Renew 200Mm Granite Sett | Planned - Paving:Renew 200Mm Granite Sett, unit of measure SM | Planned-0091BB | Y | Y | Y | Y | Y
M3NHFScheduleOfRatesCode | Planned/Paving:Renew Reclaimed 150Mm Granite Sett | Planned - Paving:Renew Reclaimed 150Mm Granite Sett, unit of measure SM | Planned-0091CA | Y | Y | Y | Y | Y
M3NHFScheduleOfRatesCode | Planned/Paving:Renew Reclaimed 200Mm Granite Sett | Planned - Paving:Renew Reclaimed 200Mm Granite Sett, unit of measure SM | Planned-0091CB | Y | Y | Y | Y | Y
M3NHFScheduleOfRatesCode | Planned/Paving:Rebed Artstone Sett | Planned - Paving:Rebed Artstone Sett, unit of measure SM | Planned-0091DA | Y | Y | Y
M3NHFScheduleOfRatesCode | Planned/Paving:Renew 60Mm Artstone Sett | Planned - Paving:Renew 60Mm Artstone Sett, unit of measure SM | Planned-0091DB | Y | Y | Y
M3NHFScheduleOfRatesCode | Planned/Paving:Renew 80Mm Artstone Sett | Planned - Paving:Renew 80Mm Artstone Sett, unit of measure SM | Planned-0091DC | Y | Y | Y
M3NHFScheduleOfRatesCode | Planned/Paving:Rebed Cobbles | Planned - Paving:Rebed Cobbles, unit of measure SM | Planned-0092AA | Y | Y | Y | Y | Y
M3NHFScheduleOfRatesCode | Planned/Paving:Renew Cobbles | Planned - Paving:Renew Cobbles, unit of measure SM | Planned-0092BA | Y | Y | Y | Y | Y
M3NHFScheduleOfRatesCode | Planned/Paving:Rebed Interlock Blocks | Planned - Paving:Rebed Interlock Blocks, unit of measure SM | Planned-0093AA | Y | Y | Y | Y | Y
M3NHFScheduleOfRatesCode | Planned/Paving:Renew 60Mm Interlock | Planned - Paving:Renew 60Mm Interlock, unit of measure SM | Planned-0093BA | Y | Y | Y | Y | Y
M3NHFScheduleOfRatesCode | Planned/Paving:Renew 80Mm Interlock | Planned - Paving:Renew 80Mm Interlock, unit of measure SM | Planned-0093CA | Y | Y | Y | Y | Y
M3NHFScheduleOfRatesCode | Planned/Paving:Rebed Chamfer Edge Blocks | Planned - Paving:Rebed Chamfer Edge Blocks, unit of measure SM | Planned-0094AA | Y | Y | Y | Y | Y
M3NHFScheduleOfRatesCode | Planned/Paving:Renew Chamfer Edge Block | Planned - Paving:Renew Chamfer Edge Block, unit of measure SM | Planned-0094BA | Y | Y | Y | Y | Y
M3NHFScheduleOfRatesCode | Planned/Paving:Rebed Grass Concrete | Planned - Paving:Rebed Grass Concrete, unit of measure SM | Planned-0095AA | Y | Y | Y | Y | Y
M3NHFScheduleOfRatesCode | Planned/Paving:Renew Grass Concrete | Planned - Paving:Renew Grass Concrete, unit of measure SM | Planned-0095BA | Y | Y | Y | Y | Y
M3NHFScheduleOfRatesCode | Planned/Tree:Grille-Brick:1350X1350Mm:450 Hole | Planned - Tree:Grille-Brick:1350X1350Mm:450 Hole, unit of measure NO | Planned-0096AA | Y | Y | Y
M3NHFScheduleOfRatesCode | Planned/Tree:Grille-Brick:1800X1800Mm:450 Hole | Planned - Tree:Grille-Brick:1800X1800Mm:450 Hole, unit of measure NO | Planned-0096AB | Y | Y | Y
M3NHFScheduleOfRatesCode | Planned/Tree:Grille-Brick:2250X2250Mm:450 Hole | Planned - Tree:Grille-Brick:2250X2250Mm:450 Hole, unit of measure NO | Planned-0096AC | Y | Y | Y
M3NHFScheduleOfRatesCode | Planned/Tree:Grille-Brick:2700X2700Mm:450 Hole | Planned - Tree:Grille-Brick:2700X2700Mm:450 Hole, unit of measure NO | Planned-0096AD | Y | Y | Y
M3NHFScheduleOfRatesCode | Planned/Tree:Grille-Granite Sett:1000X1000Mm:400 Hole | Planned - Tree:Grille-Granite Sett:1000X1000Mm:400 Hole, unit of measure NO | Planned-0096AE | Y | Y | Y
M3NHFScheduleOfRatesCode | Planned/Tree:Grille-Granite Sett:1400X1400Mm:400 Hole | Planned - Tree:Grille-Granite Sett:1400X1400Mm:400 Hole, unit of measure NO | Planned-0096AF | Y | Y | Y
M3NHFScheduleOfRatesCode | Planned/Tree:Grille-Granite Sett:1800X1800Mm:400 Hole | Planned - Tree:Grille-Granite Sett:1800X1800Mm:400 Hole, unit of measure NO | Planned-0096AG | Y | Y | Y
M3NHFScheduleOfRatesCode | Planned/Tree:Grille-Granite Sett:2000X2000Mm:400 Hole | Planned - Tree:Grille-Granite Sett:2000X2000Mm:400 Hole, unit of measure NO | Planned-0096AH | Y | Y | Y
M3NHFScheduleOfRatesCode | Planned/Tree:Grille-Renew Gravel Paving 30Mm To Tree Grid | Planned - Tree:Grille-Renew Gravel Paving 30Mm To Tree Grid, unit of measure NO | Planned-0096AI | Y | Y | Y
M3NHFScheduleOfRatesCode | Planned/Paving:Temporary Concrete Repair | Planned - Paving:Temporary Concrete Repair, unit of measure IT | Planned-0097AA | Y | Y | Y
M3NHFScheduleOfRatesCode | Planned/Hardcore:Additional Sub-Base Or Bed Ne 150 | Planned - Hardcore:Additional Sub-Base Or Bed Ne 150, unit of measure SM | Planned-0098AA | Y | Y | Y
M3NHFScheduleOfRatesCode | Planned/Excavation:Remove Topsoil 150Mm Move Ne 20M | Planned - Excavation:Remove Topsoil 150Mm Move Ne 20M, unit of measure SM | Planned-0099AA | Y
M3NHFScheduleOfRatesCode | Planned/Excavation:Remove Topsoil 150Mm Move Ne 50M | Planned - Excavation:Remove Topsoil 150Mm Move Ne 50M, unit of measure SM | Planned-0099AB | Y
M3NHFScheduleOfRatesCode | Planned/Excavation:Reduce Levels Ne 150Mm Dispose | Planned - Excavation:Reduce Levels Ne 150Mm Dispose, unit of measure SM | Planned-0099AC | Y
M3NHFScheduleOfRatesCode | Planned/Excavation:Reduce Levels 150-300Mm Dispose | Planned - Excavation:Reduce Levels 150-300Mm Dispose, unit of measure SM | Planned-0099AD | Y
M3NHFScheduleOfRatesCode | Planned/Excavation:Reduce Levels 300-450Mm Dispose | Planned - Excavation:Reduce Levels 300-450Mm Dispose, unit of measure SM | Planned-0099AE | Y
M3NHFScheduleOfRatesCode | Planned/Excavation:Reduce Levels Over 450Mm Dispose | Planned - Excavation:Reduce Levels Over 450Mm Dispose, unit of measure CM | Planned-0099AF | Y
M3NHFScheduleOfRatesCode | Planned/Top Soil:Excavate Spoilheap 20M And Spread | Planned - Top Soil:Excavate Spoilheap 20M And Spread, unit of measure SM | Planned-0099BA | Y
M3NHFScheduleOfRatesCode | Planned/Top Soil:Excavate Spoilheap 50M And Spread | Planned - Top Soil:Excavate Spoilheap 50M And Spread, unit of measure SM | Planned-0099BB | Y
M3NHFScheduleOfRatesCode | Planned/Top Soil:Excavate Spoilheap 20M Spread Rotavate | Planned - Top Soil:Excavate Spoilheap 20M Spread Rotavate, unit of measure SM | Planned-0099BC | Y
M3NHFScheduleOfRatesCode | Planned/Top Soil:Excavate Spoilheap 50M Spread Rotavate | Planned - Top Soil:Excavate Spoilheap 50M Spread Rotavate, unit of measure SM | Planned-0099BD | Y
M3NHFScheduleOfRatesCode | Planned/Imported Topsoil:Deposit And Spread | Planned - Imported Topsoil:Deposit And Spread, unit of measure SM | Planned-0099CA | Y
M3NHFScheduleOfRatesCode | Planned/Garden Area:Clear Cultivate | Planned - Garden Area:Clear Cultivate, unit of measure SM | Planned-0099DA | Y
M3NHFScheduleOfRatesCode | Planned/Garden Area:Apply Grass Seeds | Planned - Garden Area:Apply Grass Seeds, unit of measure SM | Planned-0099DB | Y
M3NHFScheduleOfRatesCode | Planned/Step:Form Or Renew Step In Concrete Paving | Planned - Step:Form Or Renew Step In Concrete Paving, unit of measure IT | Planned-0130AA | Y | Y | Y | Y | Y
M3NHFScheduleOfRatesCode | Planned/Step:Form Or Renew Pcc Step In Paving | Planned - Step:Form Or Renew Pcc Step In Paving, unit of measure IT | Planned-0130AB | Y | Y | Y | Y | Y
M3NHFScheduleOfRatesCode | Planned/Step:Form Brick-On-Edge Step | Planned - Step:Form Brick-On-Edge Step, unit of measure LM | Planned-0130AC | Y | Y | Y
M3NHFScheduleOfRatesCode | Planned/Step:Repair Damaged Concrete | Planned - Step:Repair Damaged Concrete, unit of measure IT | Planned-0130AD | Y | Y | Y
M3NHFScheduleOfRatesCode | Planned/Step:Refix And Bed Loose Step | Planned - Step:Refix And Bed Loose Step, unit of measure IT | Planned-0130DB | Y | Y | Y | Y | Y
M3NHFScheduleOfRatesCode | Planned/Ramp:Construct Concrete Ramp | Planned - Ramp:Construct Concrete Ramp, unit of measure LM | Planned-0130EA | Y | Y | Y | Y | Y
M3NHFScheduleOfRatesCode | Planned/Nosing:Renew Inset Nosing To Pcc Step | Planned - Nosing:Renew Inset Nosing To Pcc Step, unit of measure LM | Planned-0130FA | Y | Y | Y
M3NHFScheduleOfRatesCode | Planned/Nosing:Refix Bed Loose Inset Nosing To Pcc Step | Planned - Nosing:Refix Bed Loose Inset Nosing To Pcc Step, unit of measure IT | Planned-0130FB | Y | Y | Y
M3NHFScheduleOfRatesCode | Planned/Floor:Renew Internal Concrete | Planned - Floor:Renew Internal Concrete, unit of measure SM | Planned-0150AA | Y | Y | Y | Y | Y
M3NHFScheduleOfRatesCode | Planned/Floor:Renew Internal Concrete Insulation | Planned - Floor:Renew Internal Concrete Insulation, unit of measure SM | Planned-0150AB | Y | Y | Y | Y | Y
M3NHFScheduleOfRatesCode | Planned/Floor:Renew Internal Reinforced Concrete | Planned - Floor:Renew Internal Reinforced Concrete, unit of measure SM | Planned-0150AC | Y | Y | Y | Y | Y
M3NHFScheduleOfRatesCode | Planned/Floor:Hardcore Fill Under Floor | Planned - Floor:Hardcore Fill Under Floor, unit of measure CM | Planned-0155AA | Y | Y | Y | Y | Y
M3NHFScheduleOfRatesCode | Planned/Fencing:Renew 1.8M Board - Timber Post | Planned - Fencing:Renew 1.8M Board - Timber Post, unit of measure LM | Planned-0171AD | Y | Y | Y | Y | Y
M3NHFScheduleOfRatesCode | Planned/Fencing:Renew 1.2M Board Pcc Post Gravel Board | Planned - Fencing:Renew 1.2M Board Pcc Post Gravel Board, unit of measure LM | Planned-0171AE | Y | Y | Y
M3NHFScheduleOfRatesCode | Planned/Fencing:Renew 1.2M Board Timber Post | Planned - Fencing:Renew 1.2M Board Timber Post, unit of measure LM | Planned-0171AF | Y | Y | Y
M3NHFScheduleOfRatesCode | Planned/Fencing:Renew 1.8M Board Pcc Post | Planned - Fencing:Renew 1.8M Board Pcc Post, unit of measure LM | Planned-0171AG | Y | Y | Y
M3NHFScheduleOfRatesCode | Planned/Fencing:Renew 1.8M Board Pcc Post Gravel Board | Planned - Fencing:Renew 1.8M Board Pcc Post Gravel Board, unit of measure LM | Planned-0171AH | Y | Y | Y
M3NHFScheduleOfRatesCode | Planned/Fencing:Remove Board Fence | Planned - Fencing:Remove Board Fence, unit of measure LM | Planned-0171AJ | Y | Y | Y
M3NHFScheduleOfRatesCode | Planned/Fencing:Renew Timber Gravel Board | Planned - Fencing:Renew Timber Gravel Board, unit of measure NO | Planned-0171AK | Y | Y | Y
M3NHFScheduleOfRatesCode | Planned/Fencing:Renew Pcc Gravel Board | Planned - Fencing:Renew Pcc Gravel Board, unit of measure NO | Planned-0171AL | Y | Y | Y
M3NHFScheduleOfRatesCode | Planned/Fencing:Renew 1.2M Close Board Pcc Post | Planned - Fencing:Renew 1.2M Close Board Pcc Post, unit of measure LM | Planned-0171BA | Y | Y | Y | Y | Y
M3NHFScheduleOfRatesCode | Planned/Fencing:Renew 1.2M Close Board Timber Post | Planned - Fencing:Renew 1.2M Close Board Timber Post, unit of measure LM | Planned-0171BB | Y | Y | Y | Y | Y
M3NHFScheduleOfRatesCode | Planned/Fencing:Renew 1.8M Close Board Pcc Post | Planned - Fencing:Renew 1.8M Close Board Pcc Post, unit of measure LM | Planned-0171BC | Y | Y | Y | Y | Y
M3NHFScheduleOfRatesCode | Planned/Fencing:Renew 1.8M Close Board Timber Post | Planned - Fencing:Renew 1.8M Close Board Timber Post, unit of measure LM | Planned-0171BD | Y | Y | Y | Y | Y
M3NHFScheduleOfRatesCode | Planned/Fencing:Renew Vertical Board 1.05M | Planned - Fencing:Renew Vertical Board 1.05M, unit of measure NO | Planned-0171CA | Y
M3NHFScheduleOfRatesCode | Planned/Fencing:Renew Vertical Board 1.675M | Planned - Fencing:Renew Vertical Board 1.675M, unit of measure NO | Planned-0171CB | Y
M3NHFScheduleOfRatesCode | Planned/Fencing:Renew Chestnut Ne 1.5M And Posts | Planned - Fencing:Renew Chestnut Ne 1.5M And Posts, unit of measure LM | Planned-0172AB | Y | Y | Y | Y | Y
M3NHFScheduleOfRatesCode | Planned/Fencing:Renew Chestnut Ne 1.5M | Planned - Fencing:Renew Chestnut Ne 1.5M, unit of measure LM | Planned-0172AD | Y | Y | Y | Y | Y
M3NHFScheduleOfRatesCode | Planned/Fencing:Line Wire Support | Planned - Fencing:Line Wire Support, unit of measure LM | Planned-0172AE | Y | Y | Y | Y | Y
M3NHFScheduleOfRatesCode | Planned/Fencing:Renew Individual Chestnut Pale | Planned - Fencing:Renew Individual Chestnut Pale, unit of measure NO | Planned-0172AF | Y | Y | Y
M3NHFScheduleOfRatesCode | Planned/Fencing:Renew 75Mm Strain Post | Planned - Fencing:Renew 75Mm Strain Post, unit of measure NO | Planned-0172AG | Y | Y | Y
M3NHFScheduleOfRatesCode | Planned/Fencing:Renew 1.8M High Panel | Planned - Fencing:Renew 1.8M High Panel, unit of measure NO | Planned-0173AA | Y | Y | Y | Y | Y
M3NHFScheduleOfRatesCode | Planned/Fencing:Renew 1.2M High Panel | Planned - Fencing:Renew 1.2M High Panel, unit of measure NO | Planned-0173AB | Y | Y | Y | Y | Y
M3NHFScheduleOfRatesCode | Planned/Fencing:Renew 1.2M Wide Panel | Planned - Fencing:Renew 1.2M Wide Panel, unit of measure NO | Planned-0173AC | Y | Y | Y
M3NHFScheduleOfRatesCode | Planned/Fencing:Renew 0.9M High Panel | Planned - Fencing:Renew 0.9M High Panel, unit of measure NO | Planned-0173AD | Y | Y | Y
M3NHFScheduleOfRatesCode | Planned/Fencing:Renew 1.8M High Panel With Timber Posts | Planned - Fencing:Renew 1.8M High Panel With Timber Posts, unit of measure LM | Planned-0173BA | Y | Y | Y | Y | Y
M3NHFScheduleOfRatesCode | Planned/Fencing:Renew 1.2M High Panel With Timber Posts | Planned - Fencing:Renew 1.2M High Panel With Timber Posts, unit of measure LM | Planned-0173BB | Y | Y | Y | Y | Y
M3NHFScheduleOfRatesCode | Planned/Fencing:Renew 1.8M High Panel With Pcc Posts | Planned - Fencing:Renew 1.8M High Panel With Pcc Posts, unit of measure LM | Planned-0173CA | Y | Y | Y | Y | Y
M3NHFScheduleOfRatesCode | Planned/Fencing:Renew 1.2M High Panel With Pcc Posts | Planned - Fencing:Renew 1.2M High Panel With Pcc Posts, unit of measure LM | Planned-0173CB | Y | Y | Y | Y | Y
M3NHFScheduleOfRatesCode | Planned/Fencing:Erect 1.8M High Panel With Timber Posts | Planned - Fencing:Erect 1.8M High Panel With Timber Posts, unit of measure LM | Planned-0173CD | Y | Y | Y
M3NHFScheduleOfRatesCode | Planned/Fencing:Erect 1.2M High Panel With Timber Posts | Planned - Fencing:Erect 1.2M High Panel With Timber Posts, unit of measure LM | Planned-0173CE | Y | Y | Y
M3NHFScheduleOfRatesCode | Planned/Fencing:Erect 0.9M High Panel With Timber Posts | Planned - Fencing:Erect 0.9M High Panel With Timber Posts, unit of measure LM | Planned-0173CF | Y | Y | Y
M3NHFScheduleOfRatesCode | Planned/Fencing:Erect 1.8M High Panel With Pcc Posts | Planned - Fencing:Erect 1.8M High Panel With Pcc Posts, unit of measure LM | Planned-0173CG | Y | Y | Y
M3NHFScheduleOfRatesCode | Planned/Fencing:Erect 1.2M High Panel With Pcc Posts | Planned - Fencing:Erect 1.2M High Panel With Pcc Posts, unit of measure LM | Planned-0173CH | Y | Y | Y
M3NHFScheduleOfRatesCode | Planned/Fencing:Erect 0.9M High Panel With Pcc Posts | Planned - Fencing:Erect 0.9M High Panel With Pcc Posts, unit of measure LM | Planned-0173CJ | Y | Y | Y
M3NHFScheduleOfRatesCode | Planned/Fencing:Remove Panel Fence Complete | Planned - Fencing:Remove Panel Fence Complete, unit of measure LM | Planned-0173CK | Y | Y | Y
M3NHFScheduleOfRatesCode | Planned/Fencing:Renew 0.9M High Panel With Timber Posts | Planned - Fencing:Renew 0.9M High Panel With Timber Posts, unit of measure LM | Planned-0173CL | Y
M3NHFScheduleOfRatesCode | Planned/Fencing:Renew 0.9M High Panel With Pcc Posts | Planned - Fencing:Renew 0.9M High Panel With Pcc Posts, unit of measure LM | Planned-0173CP | Y
M3NHFScheduleOfRatesCode | Planned/Trellis:Renew 1.8M Panel With Pcc Posts | Planned - Trellis:Renew 1.8M Panel With Pcc Posts, unit of measure LM | Planned-0173DA | Y | Y | Y
M3NHFScheduleOfRatesCode | Planned/Trellis:Erect 1.8M High Panel With Pcc Posts | Planned - Trellis:Erect 1.8M High Panel With Pcc Posts, unit of measure LM | Planned-0173DB | Y | Y | Y
M3NHFScheduleOfRatesCode | Planned/Fencing:Renew Hairpin Metal On Existing Posts 1.2M | Planned - Fencing:Renew Hairpin Metal On Existing Posts 1.2M, unit of measure LM | Planned-0173EA | Y | Y | Y
M3NHFScheduleOfRatesCode | Planned/Fencing:Erect Hairpin Top Metal Fence Posts 1.2M | Planned - Fencing:Erect Hairpin Top Metal Fence Posts 1.2M, unit of measure LM | Planned-0173EB | Y | Y | Y
M3NHFScheduleOfRatesCode | Planned/Fencing:Renew Decorative Metal On Exist Posts 1.8M | Planned - Fencing:Renew Decorative Metal On Exist Posts 1.8M, unit of measure LM | Planned-0173FA | Y | Y | Y
M3NHFScheduleOfRatesCode | Planned/Fencing:Erect Decorative Metal Fence Posts 1.8M | Planned - Fencing:Erect Decorative Metal Fence Posts 1.8M, unit of measure LM | Planned-0173FB | Y | Y | Y
M3NHFScheduleOfRatesCode | Planned/Fencing:Renew Pvc Weldmesh Security 1.8M | Planned - Fencing:Renew Pvc Weldmesh Security 1.8M, unit of measure LM | Planned-0173GA | Y | Y | Y
M3NHFScheduleOfRatesCode | Planned/Fencing:Erect New Pvc Weldmesh Security 1.8M | Planned - Fencing:Erect New Pvc Weldmesh Security 1.8M, unit of measure LM | Planned-0173GB | Y | Y | Y
M3NHFScheduleOfRatesCode | Planned/Fencing:Renew Galv Weldmesh Security 1.8M | Planned - Fencing:Renew Galv Weldmesh Security 1.8M, unit of measure LM | Planned-0173HA | Y | Y | Y
M3NHFScheduleOfRatesCode | Planned/Fencing:Erect New Galv Weldmesh Security 1.8M | Planned - Fencing:Erect New Galv Weldmesh Security 1.8M, unit of measure LM | Planned-0173HB | Y | Y | Y
M3NHFScheduleOfRatesCode | Planned/Fencing:Renew Chainlink On Existing Posts 0.9M | Planned - Fencing:Renew Chainlink On Existing Posts 0.9M, unit of measure LM | Planned-0174AA | Y | Y | Y | Y | Y
M3NHFScheduleOfRatesCode | Planned/Fencing:Renew Chainlink On Existing Posts 1.2M | Planned - Fencing:Renew Chainlink On Existing Posts 1.2M, unit of measure LM | Planned-0174AB | Y | Y | Y | Y | Y
M3NHFScheduleOfRatesCode | Planned/Fencing:Renew Chainlink On Existing Posts 1.8M | Planned - Fencing:Renew Chainlink On Existing Posts 1.8M, unit of measure LM | Planned-0174AC | Y | Y | Y | Y | Y
M3NHFScheduleOfRatesCode | Planned/Fencing:Erect Chainlink Fence And Posts 1.2M | Planned - Fencing:Erect Chainlink Fence And Posts 1.2M, unit of measure LM | Planned-0174AD | Y | Y | Y | Y | Y
M3NHFScheduleOfRatesCode | Planned/Fencing:Erect Chainlink Fence And Posts 1.8M | Planned - Fencing:Erect Chainlink Fence And Posts 1.8M, unit of measure LM | Planned-0174AE | Y | Y | Y | Y | Y
M3NHFScheduleOfRatesCode | Planned/Fencing:Erect Chain Mesh Fence And Posts 0.9M | Planned - Fencing:Erect Chain Mesh Fence And Posts 0.9M, unit of measure LM | Planned-0174AF | Y
M3NHFScheduleOfRatesCode | Planned/Fencing:Erect Chainlink Fence And Posts 0.9M | Planned - Fencing:Erect Chainlink Fence And Posts 0.9M, unit of measure LM | Planned-0174AG | Y
M3NHFScheduleOfRatesCode | Planned/Fencing:Renew Chain Mesh Fence And Posts 0.9M | Planned - Fencing:Renew Chain Mesh Fence And Posts 0.9M, unit of measure LM | Planned-0174AH | Y
M3NHFScheduleOfRatesCode | Planned/Fencing:Resecure Loose Chainlink Fence | Planned - Fencing:Resecure Loose Chainlink Fence, unit of measure LM | Planned-0174BA | Y | Y | Y | Y | Y
M3NHFScheduleOfRatesCode | Planned/Fencing:Remove Chainlink Complete | Planned - Fencing:Remove Chainlink Complete, unit of measure LM | Planned-0174BB | Y | Y | Y | Y | Y
M3NHFScheduleOfRatesCode | Planned/Fencing:Renew Wires To Existing Posts 1.2M | Planned - Fencing:Renew Wires To Existing Posts 1.2M, unit of measure LM | Planned-0174DA | Y | Y | Y | Y | Y
M3NHFScheduleOfRatesCode | Planned/Fencing:Renew Post And Wire 0.9M High | Planned - Fencing:Renew Post And Wire 0.9M High, unit of measure LM | Planned-0174EA | Y | Y | Y | Y | Y
M3NHFScheduleOfRatesCode | Planned/Fencing:Renew Post And Wire 1.05M High | Planned - Fencing:Renew Post And Wire 1.05M High, unit of measure LM | Planned-0174FA | Y | Y | Y | Y | Y
M3NHFScheduleOfRatesCode | Planned/Fencing:Renew Garden Rail 0.575M High | Planned - Fencing:Renew Garden Rail 0.575M High, unit of measure LM | Planned-0175AA | Y | Y | Y | Y | Y
M3NHFScheduleOfRatesCode | Planned/Fencing:Remove Garden Rail 0.575M High | Planned - Fencing:Remove Garden Rail 0.575M High, unit of measure LM | Planned-0175AB | Y | Y | Y
M3NHFScheduleOfRatesCode | Planned/Fencing:Renew Hit And Miss 1.35M High | Planned - Fencing:Renew Hit And Miss 1.35M High, unit of measure LM | Planned-0176AA | Y | Y | Y | Y | Y
M3NHFScheduleOfRatesCode | Planned/Fencing:Renew Hit And Miss 1.8M High | Planned - Fencing:Renew Hit And Miss 1.8M High, unit of measure LM | Planned-0176AB | Y | Y | Y | Y | Y
M3NHFScheduleOfRatesCode | Planned/Fencing:Renew Horizontal Hit And Miss 1.8M High | Planned - Fencing:Renew Horizontal Hit And Miss 1.8M High, unit of measure LM | Planned-0176BA | Y | Y | Y | Y | Y
M3NHFScheduleOfRatesCode | Planned/Fencing:Remove Hit And Miss | Planned - Fencing:Remove Hit And Miss, unit of measure LM | Planned-0176BB | Y | Y | Y
M3NHFScheduleOfRatesCode | Planned/Fencing:Renew Palisade Ne 1.35M High | Planned - Fencing:Renew Palisade Ne 1.35M High, unit of measure LM | Planned-0176CA | Y | Y | Y | Y | Y
M3NHFScheduleOfRatesCode | Planned/Fencing:Renew Palisade Ne 1.8M High | Planned - Fencing:Renew Palisade Ne 1.8M High, unit of measure LM | Planned-0176CB | Y | Y | Y | Y | Y
M3NHFScheduleOfRatesCode | Planned/Fencing:Remove Palisade | Planned - Fencing:Remove Palisade, unit of measure LM | Planned-0176CC | Y | Y | Y
M3NHFScheduleOfRatesCode | Planned/Fencing:Renew Post And 2 Rail | Planned - Fencing:Renew Post And 2 Rail, unit of measure LM | Planned-0176GA | Y | Y | Y | Y | Y
M3NHFScheduleOfRatesCode | Planned/Fencing:Renew Post And 3 Rail | Planned - Fencing:Renew Post And 3 Rail, unit of measure LM | Planned-0176GB | Y | Y | Y | Y | Y
M3NHFScheduleOfRatesCode | Planned/Fencing:Erect Post And Wire 1.2M | Planned - Fencing:Erect Post And Wire 1.2M, unit of measure LM | Planned-0176HA | Y | Y | Y
M3NHFScheduleOfRatesCode | Planned/Fencing:Renew Or Fix Line Wire | Planned - Fencing:Renew Or Fix Line Wire, unit of measure LM | Planned-0176HB | Y | Y | Y
M3NHFScheduleOfRatesCode | Planned/Fencing:Remove Pcc Post And Slab | Planned - Fencing:Remove Pcc Post And Slab, unit of measure LM | Planned-0177AA | Y | Y | Y
M3NHFScheduleOfRatesCode | Planned/Fencing:Make Safe Fencing | Planned - Fencing:Make Safe Fencing, unit of measure LM | Planned-0178AA | Y | Y | Y | Y | Y
M3NHFScheduleOfRatesCode | Planned/Fencing:Renew Timber Pale And Lag | Planned - Fencing:Renew Timber Pale And Lag, unit of measure NO | Planned-0178AB | Y | Y | Y
M3NHFScheduleOfRatesCode | Planned/Fencing:Refix Timber Pale And Lag | Planned - Fencing:Refix Timber Pale And Lag, unit of measure NO | Planned-0178AC | Y | Y | Y
M3NHFScheduleOfRatesCode | Planned/Fencing:Fix Galvanised Repair Bracket | Planned - Fencing:Fix Galvanised Repair Bracket, unit of measure NO | Planned-0178AD | Y | Y | Y
M3NHFScheduleOfRatesCode | Planned/Fencing:Renew Rail To Post And Rail | Planned - Fencing:Renew Rail To Post And Rail, unit of measure LM | Planned-0178AE | Y
M3NHFScheduleOfRatesCode | Planned/Fence Post:Excavate Remove And Make Good | Planned - Fence Post:Excavate Remove And Make Good, unit of measure NO | Planned-0190AA | Y | Y | Y | Y | Y
M3NHFScheduleOfRatesCode | Planned/Fence Post:Refix Loose Post | Planned - Fence Post:Refix Loose Post, unit of measure NO | Planned-0190AB | Y | Y | Y
M3NHFScheduleOfRatesCode | Planned/Fence Post:Renew Timber To Hardcore Or Concrete | Planned - Fence Post:Renew Timber To Hardcore Or Concrete, unit of measure NO | Planned-0190BA | Y | Y | Y | Y | Y
M3NHFScheduleOfRatesCode | Planned/Fence Post:Renew Timber To Brickwork | Planned - Fence Post:Renew Timber To Brickwork, unit of measure NO | Planned-0190BB | Y | Y | Y | Y | Y
M3NHFScheduleOfRatesCode | Planned/Fence Post:Renew Timber In Metpost | Planned - Fence Post:Renew Timber In Metpost, unit of measure NO | Planned-0190BC | Y | Y | Y | Y | Y
M3NHFScheduleOfRatesCode | Planned/Fence Post:Renew Pcc Ne 1.5M | Planned - Fence Post:Renew Pcc Ne 1.5M, unit of measure NO | Planned-0190CA | Y | Y | Y | Y | Y
M3NHFScheduleOfRatesCode | Planned/Fence Post:Renew Pcc Over 1.5M | Planned - Fence Post:Renew Pcc Over 1.5M, unit of measure NO | Planned-0190CB | Y | Y | Y | Y | Y
M3NHFScheduleOfRatesCode | Planned/Fence Post:Fix 50X100Mm Sw Batten | Planned - Fence Post:Fix 50X100Mm Sw Batten, unit of measure NO | Planned-0190DA | Y | Y | Y
M3NHFScheduleOfRatesCode | Planned/Fence Post:Repair With Metspur | Planned - Fence Post:Repair With Metspur, unit of measure NO | Planned-0190EA | Y | Y | Y
M3NHFScheduleOfRatesCode | Planned/Gate:Renew Timber Ne 1.0Sm | Planned - Gate:Renew Timber Ne 1.0Sm, unit of measure NO | Planned-0210AA | Y | Y | Y | Y | Y
M3NHFScheduleOfRatesCode | Planned/Gate:Renew Timber Ne 1.5Sm | Planned - Gate:Renew Timber Ne 1.5Sm, unit of measure NO | Planned-0210AB | Y | Y | Y | Y | Y
M3NHFScheduleOfRatesCode | Planned/Gate:Renew Pair Timber Ne 2.5Sm Overall | Planned - Gate:Renew Pair Timber Ne 2.5Sm Overall, unit of measure NO | Planned-0210AC | Y | Y | Y | Y | Y
M3NHFScheduleOfRatesCode | Planned/Gate:Renew Timber Ne 2.Sm Overall | Planned - Gate:Renew Timber Ne 2.Sm Overall, unit of measure NO | Planned-0210AD | Y | Y | Y
M3NHFScheduleOfRatesCode | Planned/Gate:Renew Pair Timber Ne 4Sm Overall | Planned - Gate:Renew Pair Timber Ne 4Sm Overall, unit of measure NO | Planned-0210AE | Y | Y | Y
M3NHFScheduleOfRatesCode | Planned/Gate:Renew Pair Timber Ne 8Sm Overall | Planned - Gate:Renew Pair Timber Ne 8Sm Overall, unit of measure NO | Planned-0210AF | Y | Y | Y
M3NHFScheduleOfRatesCode | Planned/Gate:Install Timber Ne 1.0Sm And Posts | Planned - Gate:Install Timber Ne 1.0Sm And Posts, unit of measure NO | Planned-0210BA | Y | Y | Y | Y | Y
M3NHFScheduleOfRatesCode | Planned/Gate:Install Timber Ne 1.5Sm And Posts | Planned - Gate:Install Timber Ne 1.5Sm And Posts, unit of measure NO | Planned-0210BB | Y | Y | Y | Y | Y
M3NHFScheduleOfRatesCode | Planned/Gates:Install Pair Timber Ne 2.5Sm And Post | Planned - Gates:Install Pair Timber Ne 2.5Sm And Post, unit of measure NO | Planned-0210BC | Y | Y | Y | Y | Y
M3NHFScheduleOfRatesCode | Planned/Gate:Install Timber Ne 2.0Sm And Posts | Planned - Gate:Install Timber Ne 2.0Sm And Posts, unit of measure NO | Planned-0210BD | Y | Y | Y
M3NHFScheduleOfRatesCode | Planned/Gates:Install Pair Timber Ne 4Sm Overall & Posts | Planned - Gates:Install Pair Timber Ne 4Sm Overall & Posts, unit of measure NO | Planned-0210BF | Y | Y | Y
M3NHFScheduleOfRatesCode | Planned/Gates:Install Pair Timber Ne 8Sm Overall & Posts | Planned - Gates:Install Pair Timber Ne 8Sm Overall & Posts, unit of measure NO | Planned-0210BG | Y | Y | Y
M3NHFScheduleOfRatesCode | Planned/Gate:Install Timber Panel 1.2M High | Planned - Gate:Install Timber Panel 1.2M High, unit of measure NO | Planned-0210BH | Y | Y | Y
M3NHFScheduleOfRatesCode | Planned/Gate:Install Timber Panel 1.8M High | Planned - Gate:Install Timber Panel 1.8M High, unit of measure NO | Planned-0210BJ | Y | Y | Y
M3NHFScheduleOfRatesCode | Planned/Gate:Repair And Ease And Adjust Timber Gate | Planned - Gate:Repair And Ease And Adjust Timber Gate, unit of measure NO | Planned-0210CA | Y | Y | Y
M3NHFScheduleOfRatesCode | Planned/Gate:Renew Gate And Fence Capping | Planned - Gate:Renew Gate And Fence Capping, unit of measure LM | Planned-0210CB | Y | Y | Y
M3NHFScheduleOfRatesCode | Planned/Gate:Renew Metal Ne 1.0Sm | Planned - Gate:Renew Metal Ne 1.0Sm, unit of measure NO | Planned-0230AA | Y | Y | Y | Y | Y
M3NHFScheduleOfRatesCode | Planned/Gate:Renew Metal Ne 2.0Sm | Planned - Gate:Renew Metal Ne 2.0Sm, unit of measure NO | Planned-0230AB | Y | Y | Y | Y | Y
M3NHFScheduleOfRatesCode | Planned/Gates:Renew Pair Metal Ne 4.0Sm | Planned - Gates:Renew Pair Metal Ne 4.0Sm, unit of measure NO | Planned-0230AC | Y | Y | Y
M3NHFScheduleOfRatesCode | Planned/Gates:Renew Pair Metal Ne 8.0Sm | Planned - Gates:Renew Pair Metal Ne 8.0Sm, unit of measure NO | Planned-0230AD | Y | Y | Y
M3NHFScheduleOfRatesCode | Planned/Gate:Repair And Ease And Adjust Metal Gate | Planned - Gate:Repair And Ease And Adjust Metal Gate, unit of measure NO | Planned-0230BA | Y | Y | Y
M3NHFScheduleOfRatesCode | Planned/Gate Latch:Renew | Planned - Gate Latch:Renew, unit of measure NO | Planned-0231AA | Y | Y | Y
M3NHFScheduleOfRatesCode | Planned/Gate Bolt:Renew | Planned - Gate Bolt:Renew, unit of measure NO | Planned-0231AB | Y | Y | Y
M3NHFScheduleOfRatesCode | Planned/Gate Post:Renew Timber | Planned - Gate Post:Renew Timber, unit of measure NO | Planned-0250AA | Y | Y | Y | Y | Y
M3NHFScheduleOfRatesCode | Planned/Gate Post:Renew Pcc | Planned - Gate Post:Renew Pcc, unit of measure NO | Planned-0250BA | Y | Y | Y | Y | Y
M3NHFScheduleOfRatesCode | Planned/Gate Frame:Renew Timber | Planned - Gate Frame:Renew Timber, unit of measure LM | Planned-0250CA | Y | Y | Y
M3NHFScheduleOfRatesCode | Planned/Gate Post:Renew Or Supply Anchor Post | Planned - Gate Post:Renew Or Supply Anchor Post, unit of measure NO | Planned-0250DA | Y | Y | Y
M3NHFScheduleOfRatesCode | Planned/Gate:Renew 50X25Mm Stop Ne 2.0M | Planned - Gate:Renew 50X25Mm Stop Ne 2.0M, unit of measure NO | Planned-0250EA | Y | Y | Y
M3NHFScheduleOfRatesCode | Planned/Gate Post And Gate:Renew And Repair Any Fitting | Planned - Gate Post And Gate:Renew And Repair Any Fitting, unit of measure NO | Planned-0250FA | Y | Y | Y
M3NHFScheduleOfRatesCode | Planned/Balustrade:Take Down And Remove | Planned - Balustrade:Take Down And Remove, unit of measure LM | Planned-0271AA | Y | Y | Y | Y | Y
M3NHFScheduleOfRatesCode | Planned/Balustrade:Supply And Fix 1.2M High | Planned - Balustrade:Supply And Fix 1.2M High, unit of measure LM | Planned-0271BA | Y | Y | Y | Y | Y
M3NHFScheduleOfRatesCode | Planned/Balustrade:Supply And Fix Kee Klamp | Planned - Balustrade:Supply And Fix Kee Klamp, unit of measure LM | Planned-0271BB | Y | Y | Y | Y | Y
M3NHFScheduleOfRatesCode | Planned/Balustrade:Refix Any Loose Type | Planned - Balustrade:Refix Any Loose Type, unit of measure LM | Planned-0271BC | Y | Y | Y
M3NHFScheduleOfRatesCode | Planned/Balustrade:Supply And Fix Kee Klamp With Mesh | Planned - Balustrade:Supply And Fix Kee Klamp With Mesh, unit of measure LM | Planned-0271BD | Y
M3NHFScheduleOfRatesCode | Planned/Handrail:6X50Mm Rail On Brackets | Planned - Handrail:6X50Mm Rail On Brackets, unit of measure LM | Planned-0273BA | Y | Y | Y | Y | Y
M3NHFScheduleOfRatesCode | Planned/Handrail:48Mm Galvanised Steel Tubular On Brackets | Planned - Handrail:48Mm Galvanised Steel Tubular On Brackets, unit of measure LM | Planned-0273BB | Y | Y | Y | Y | Y
M3NHFScheduleOfRatesCode | Planned/Handrail:Pvc To Core Rail | Planned - Handrail:Pvc To Core Rail, unit of measure LM | Planned-0273BC | Y | Y | Y | Y | Y
M3NHFScheduleOfRatesCode | Planned/Handrail:Renew Mopstick Handrail | Planned - Handrail:Renew Mopstick Handrail, unit of measure LM | Planned-0273BD | Y | Y | Y | Y | Y
M3NHFScheduleOfRatesCode | Planned/Handrail:Refix Any Loose Type | Planned - Handrail:Refix Any Loose Type, unit of measure LM | Planned-0273BE | Y | Y | Y
M3NHFScheduleOfRatesCode | Planned/Balustrade:Renew Handrail | Planned - Balustrade:Renew Handrail, unit of measure LM | Planned-0273BF | Y
M3NHFScheduleOfRatesCode | Planned/Balustrade:Renew Baluster | Planned - Balustrade:Renew Baluster, unit of measure LM | Planned-0273BG | Y
M3NHFScheduleOfRatesCode | Planned/Balustrade:Renew Tubular Handrail | Planned - Balustrade:Renew Tubular Handrail, unit of measure LM | Planned-0273BH | Y
M3NHFScheduleOfRatesCode | Planned/Balustrade:Renew Tubular Standard | Planned - Balustrade:Renew Tubular Standard, unit of measure LM | Planned-0273BJ | Y
M3NHFScheduleOfRatesCode | Planned/Balustrade:Renew Wire Mesh Panel | Planned - Balustrade:Renew Wire Mesh Panel, unit of measure NO | Planned-0273BK | Y
M3NHFScheduleOfRatesCode | Planned/Line:New Domestic Rotary And Base | Planned - Line:New Domestic Rotary And Base, unit of measure NO | Planned-0291AA | Y | Y | Y | Y | Y
M3NHFScheduleOfRatesCode | Planned/Line:Communal/Heavy Duty Rotary And Base | Planned - Line:Communal/Heavy Duty Rotary And Base, unit of measure NO | Planned-0291AB | Y | Y | Y | Y | Y
M3NHFScheduleOfRatesCode | Planned/Line:Renew Domestic Rotary | Planned - Line:Renew Domestic Rotary, unit of measure NO | Planned-0291BA | Y | Y | Y | Y | Y
M3NHFScheduleOfRatesCode | Planned/Line:Renew Communal/Heavy Duty Rotary | Planned - Line:Renew Communal/Heavy Duty Rotary, unit of measure NO | Planned-0291BB | Y | Y | Y | Y | Y
M3NHFScheduleOfRatesCode | Planned/Line:Re-String Clothes Line | Planned - Line:Re-String Clothes Line, unit of measure NO | Planned-0291CA | Y | Y | Y | Y | Y
M3NHFScheduleOfRatesCode | Planned/Line:New Pcc Clothes Post And Base | Planned - Line:New Pcc Clothes Post And Base, unit of measure NO | Planned-0291DA | Y | Y | Y | Y | Y
M3NHFScheduleOfRatesCode | Planned/Line:New Steel Clothes Post-Ne 3.0M | Planned - Line:New Steel Clothes Post-Ne 3.0M, unit of measure NO | Planned-0291EA | Y | Y | Y | Y | Y
M3NHFScheduleOfRatesCode | Planned/Line:Relocate Rotary Drier | Planned - Line:Relocate Rotary Drier, unit of measure NO | Planned-0291FA | Y | Y | Y | Y | Y
M3NHFScheduleOfRatesCode | Planned/Line:Relocate Pcc Or Steel Clothes Post | Planned - Line:Relocate Pcc Or Steel Clothes Post, unit of measure NO | Planned-0291FB | Y | Y | Y | Y | Y
M3NHFScheduleOfRatesCode | Planned/Sign:Collect And Fix | Planned - Sign:Collect And Fix, unit of measure NO | Planned-0293AA | Y | Y | Y | Y | Y
M3NHFScheduleOfRatesCode | Planned/Sign:New No Parking | Planned - Sign:New No Parking, unit of measure NO | Planned-0293AB | Y | Y | Y | Y | Y
M3NHFScheduleOfRatesCode | Planned/Sign:New No Ball Games | Planned - Sign:New No Ball Games, unit of measure NO | Planned-0293AC | Y | Y | Y | Y | Y
M3NHFScheduleOfRatesCode | Planned/Sign:New No Dogs | Planned - Sign:New No Dogs, unit of measure NO | Planned-0293AD | Y | Y | Y | Y | Y
M3NHFScheduleOfRatesCode | Planned/Sign:Anti-Climb | Planned - Sign:Anti-Climb, unit of measure NO | Planned-0293AE | Y | Y | Y | Y | Y
M3NHFScheduleOfRatesCode | Planned/Bollard:Renew Or Fix New Lockable Steel | Planned - Bollard:Renew Or Fix New Lockable Steel, unit of measure NO | Planned-0310AA | Y | Y | Y | Y | Y
M3NHFScheduleOfRatesCode | Planned/Bollard:Renew Or Fix New 914Mm High Steel | Planned - Bollard:Renew Or Fix New 914Mm High Steel, unit of measure NO | Planned-0310AC | Y | Y | Y | Y | Y
M3NHFScheduleOfRatesCode | Planned/Bollard:Renew Or Fix New Pcc 900Mm High | Planned - Bollard:Renew Or Fix New Pcc 900Mm High, unit of measure NO | Planned-0310BA | Y | Y | Y | Y | Y
M3NHFScheduleOfRatesCode | Planned/Bollard:Renew Or Fix New 800Mm Timber | Planned - Bollard:Renew Or Fix New 800Mm Timber, unit of measure NO | Planned-0310CA | Y | Y | Y | Y | Y
M3NHFScheduleOfRatesCode | Planned/Traffic Calming:One Way Device Response Callout | Planned - Traffic Calming:One Way Device Response Callout, unit of measure IT | Planned-0310DA | Y | Y | Y
M3NHFScheduleOfRatesCode | Planned/Raised Kerb Barrier:Install 533Mm Rise | Planned - Raised Kerb Barrier:Install 533Mm Rise, unit of measure IT | Planned-0311AA | Y | Y | Y | Y | Y
M3NHFScheduleOfRatesCode | Planned/Raised Kerb Barrier:Install 800Mm Rise | Planned - Raised Kerb Barrier:Install 800Mm Rise, unit of measure IT | Planned-0311AB | Y
M3NHFScheduleOfRatesCode | Planned/Raised Arm Barrier:Install | Planned - Raised Arm Barrier:Install, unit of measure IT | Planned-0311BA | Y | Y | Y | Y | Y
M3NHFScheduleOfRatesCode | Planned/Raised Barrier:Additional Key Fobs | Planned - Raised Barrier:Additional Key Fobs, unit of measure NO | Planned-0311CA | Y | Y | Y | Y | Y
M3NHFScheduleOfRatesCode | Planned/Shed:Install Proprietary Storage Including Slab | Planned - Shed:Install Proprietary Storage Including Slab, unit of measure IT | Planned-0312AA | Y | Y | Y | Y | Y
M3NHFScheduleOfRatesCode | Planned/Shed:Install Proprietary Storage Excluding Slab | Planned - Shed:Install Proprietary Storage Excluding Slab, unit of measure IT | Planned-0312BA | Y | Y | Y | Y | Y
M3NHFScheduleOfRatesCode | Planned/Drain:Install 100Mm Clay Ne 1M Deep | Planned - Drain:Install 100Mm Clay Ne 1M Deep, unit of measure LM | Planned-0331AA | Y | Y | Y | Y | Y
M3NHFScheduleOfRatesCode | Planned/Drain:Install 100Mm Clay 1-2M Deep | Planned - Drain:Install 100Mm Clay 1-2M Deep, unit of measure LM | Planned-0331AB | Y | Y | Y | Y | Y
M3NHFScheduleOfRatesCode | Planned/Drain:Install 100Mm Clay 2-3M Deep | Planned - Drain:Install 100Mm Clay 2-3M Deep, unit of measure LM | Planned-0331AC | Y | Y | Y
M3NHFScheduleOfRatesCode | Planned/Drain:Install 150Mm Clay Ne 1M Deep | Planned - Drain:Install 150Mm Clay Ne 1M Deep, unit of measure LM | Planned-0331AD | Y | Y | Y
M3NHFScheduleOfRatesCode | Planned/Drain:Install 150Mm Clay 1-2M Deep | Planned - Drain:Install 150Mm Clay 1-2M Deep, unit of measure LM | Planned-0331AE | Y | Y | Y
M3NHFScheduleOfRatesCode | Planned/Drain:Install 150Mm Clay 2-3M Deep | Planned - Drain:Install 150Mm Clay 2-3M Deep, unit of measure LM | Planned-0331AF | Y | Y | Y
M3NHFScheduleOfRatesCode | Planned/Drain:Install 225Mm Clay Ne 1M Deep | Planned - Drain:Install 225Mm Clay Ne 1M Deep, unit of measure LM | Planned-0331AG | Y | Y | Y
M3NHFScheduleOfRatesCode | Planned/Drain:Install 225Mm Clay 1-2M Deep | Planned - Drain:Install 225Mm Clay 1-2M Deep, unit of measure LM | Planned-0331AH | Y | Y | Y
M3NHFScheduleOfRatesCode | Planned/Drain:Install 225Mm Clay 2-3M Deep | Planned - Drain:Install 225Mm Clay 2-3M Deep, unit of measure LM | Planned-0331AJ | Y | Y | Y
M3NHFScheduleOfRatesCode | Planned/Drain:Install 300Mm Clay Ne 1M Deep | Planned - Drain:Install 300Mm Clay Ne 1M Deep, unit of measure LM | Planned-0331AK | Y | Y | Y
M3NHFScheduleOfRatesCode | Planned/Drain:Install 300Mm Clay 1-2M Deep | Planned - Drain:Install 300Mm Clay 1-2M Deep, unit of measure LM | Planned-0331AL | Y | Y | Y
M3NHFScheduleOfRatesCode | Planned/Drain:Install 300Mm Clay 2-3M Deep | Planned - Drain:Install 300Mm Clay 2-3M Deep, unit of measure LM | Planned-0331AM | Y | Y | Y
M3NHFScheduleOfRatesCode | Planned/Drain:Install 110Mm Pvcu Ne 1M Deep | Planned - Drain:Install 110Mm Pvcu Ne 1M Deep, unit of measure LM | Planned-0333AA | Y | Y | Y | Y | Y
M3NHFScheduleOfRatesCode | Planned/Drain:Install 110Mm Pvcu 1-2M Deep | Planned - Drain:Install 110Mm Pvcu 1-2M Deep, unit of measure LM | Planned-0333AB | Y | Y | Y | Y | Y
M3NHFScheduleOfRatesCode | Planned/Drain:Install 110Mm Pvcu 2-3M Deep | Planned - Drain:Install 110Mm Pvcu 2-3M Deep, unit of measure LM | Planned-0333AC | Y | Y | Y
M3NHFScheduleOfRatesCode | Planned/Drain:Install 160Mm Pvcu Ne 1M Deep | Planned - Drain:Install 160Mm Pvcu Ne 1M Deep, unit of measure LM | Planned-0333AD | Y | Y | Y
M3NHFScheduleOfRatesCode | Planned/Drain:Install 160Mm Pvcu 1-2M Deep | Planned - Drain:Install 160Mm Pvcu 1-2M Deep, unit of measure LM | Planned-0333AE | Y | Y | Y
M3NHFScheduleOfRatesCode | Planned/Drain:Install 160Mm Pvcu 2-3M Deep | Planned - Drain:Install 160Mm Pvcu 2-3M Deep, unit of measure LM | Planned-0333AF | Y | Y | Y
M3NHFScheduleOfRatesCode | Planned/Drain:Install 200Mm Pvcu Ne 1M Deep | Planned - Drain:Install 200Mm Pvcu Ne 1M Deep, unit of measure LM | Planned-0333AG | Y | Y | Y
M3NHFScheduleOfRatesCode | Planned/Drain:Install 200Mm Pvcu 1-2M Deep | Planned - Drain:Install 200Mm Pvcu 1-2M Deep, unit of measure LM | Planned-0333AH | Y | Y | Y
M3NHFScheduleOfRatesCode | Planned/Drain:Install 200Mm Pvcu 2-3M Deep | Planned - Drain:Install 200Mm Pvcu 2-3M Deep, unit of measure LM | Planned-0333AJ | Y | Y | Y
M3NHFScheduleOfRatesCode | Planned/Drain:Install 250Mm Pvcu Ne 1M Deep | Planned - Drain:Install 250Mm Pvcu Ne 1M Deep, unit of measure LM | Planned-0333AK | Y | Y | Y
M3NHFScheduleOfRatesCode | Planned/Drain:Install 250Mm Pvcu 1-2M Deep | Planned - Drain:Install 250Mm Pvcu 1-2M Deep, unit of measure LM | Planned-0333AL | Y | Y | Y
M3NHFScheduleOfRatesCode | Planned/Drain:Install 250Mm Pvcu 2-3M Deep | Planned - Drain:Install 250Mm Pvcu 2-3M Deep, unit of measure LM | Planned-0333AM | Y | Y | Y
M3NHFScheduleOfRatesCode | Planned/Drain:Install 315Mm Pvcu Ne 1M Deep | Planned - Drain:Install 315Mm Pvcu Ne 1M Deep, unit of measure LM | Planned-0333AN | Y | Y | Y
M3NHFScheduleOfRatesCode | Planned/Drain:Install 315Mm Pvcu 1-2M Deep | Planned - Drain:Install 315Mm Pvcu 1-2M Deep, unit of measure LM | Planned-0333AP | Y | Y | Y
M3NHFScheduleOfRatesCode | Planned/Drain:Install 315Mm Pvcu 2-3M Deep | Planned - Drain:Install 315Mm Pvcu 2-3M Deep, unit of measure LM | Planned-0333AQ | Y | Y | Y
M3NHFScheduleOfRatesCode | Planned/Channel Drain:Install 100Mm Pcc Safti-Kerb Channel | Planned - Channel Drain:Install 100Mm Pcc Safti-Kerb Channel, unit of measure LM | Planned-0335AA | Y | Y | Y
M3NHFScheduleOfRatesCode | Planned/Channel Drain:Install 150Mm Pcc Safti-Kerb Channel | Planned - Channel Drain:Install 150Mm Pcc Safti-Kerb Channel, unit of measure LM | Planned-0335AB | Y | Y | Y
M3NHFScheduleOfRatesCode | Planned/Drain:Install Pcc Safti-Kerb Channel Sump | Planned - Drain:Install Pcc Safti-Kerb Channel Sump, unit of measure NO | Planned-0335AC | Y | Y | Y
M3NHFScheduleOfRatesCode | Planned/Channel Drain:Install 100Mm Grc Channel Drain | Planned - Channel Drain:Install 100Mm Grc Channel Drain, unit of measure LM | Planned-0335AD | Y | Y | Y
M3NHFScheduleOfRatesCode | Planned/Channel Drain:Install 150Mm Grc Channel Drain | Planned - Channel Drain:Install 150Mm Grc Channel Drain, unit of measure LM | Planned-0335AE | Y | Y | Y
M3NHFScheduleOfRatesCode | Planned/Drain:Install Grc Channel Sump | Planned - Drain:Install Grc Channel Sump, unit of measure NO | Planned-0335AF | Y | Y | Y
M3NHFScheduleOfRatesCode | Planned/Drain:Repair 100Mm Pipe Ne 1M Deep | Planned - Drain:Repair 100Mm Pipe Ne 1M Deep, unit of measure NO | Planned-0337AA | Y | Y | Y
M3NHFScheduleOfRatesCode | Planned/Drain:Repair 100Mm Pipe 1-2M Deep | Planned - Drain:Repair 100Mm Pipe 1-2M Deep, unit of measure NO | Planned-0337AB | Y | Y | Y
M3NHFScheduleOfRatesCode | Planned/Drain:Repair 100Mm Pipe 2-3M Deep | Planned - Drain:Repair 100Mm Pipe 2-3M Deep, unit of measure NO | Planned-0337AC | Y | Y | Y
M3NHFScheduleOfRatesCode | Planned/Drain:Repair 150Mm Pipe Ne 1M Deep | Planned - Drain:Repair 150Mm Pipe Ne 1M Deep, unit of measure NO | Planned-0337AD | Y | Y | Y
M3NHFScheduleOfRatesCode | Planned/Drain:Repair 150Mm Pipe 1-2M Deep | Planned - Drain:Repair 150Mm Pipe 1-2M Deep, unit of measure NO | Planned-0337AE | Y | Y | Y
M3NHFScheduleOfRatesCode | Planned/Drain:Repair 150Mm Pipe 2-3M Deep | Planned - Drain:Repair 150Mm Pipe 2-3M Deep, unit of measure NO | Planned-0337AF | Y | Y | Y
M3NHFScheduleOfRatesCode | Planned/Drain:Repair 225Mm Pipe Ne 1M Deep | Planned - Drain:Repair 225Mm Pipe Ne 1M Deep, unit of measure NO | Planned-0337AG | Y | Y | Y
M3NHFScheduleOfRatesCode | Planned/Drain:Repair 225Mm Pipe 1-2M Deep | Planned - Drain:Repair 225Mm Pipe 1-2M Deep, unit of measure NO | Planned-0337AH | Y | Y | Y
M3NHFScheduleOfRatesCode | Planned/Drain:Repair 225Mm Pipe 2-3M Deep | Planned - Drain:Repair 225Mm Pipe 2-3M Deep, unit of measure NO | Planned-0337AJ | Y | Y | Y
M3NHFScheduleOfRatesCode | Planned/Drain:Repair 300Mm Pipe Ne 1M Deep | Planned - Drain:Repair 300Mm Pipe Ne 1M Deep, unit of measure NO | Planned-0337AK | Y | Y | Y
M3NHFScheduleOfRatesCode | Planned/Drain:Repair 300Mm Pipe 1-2M Deep | Planned - Drain:Repair 300Mm Pipe 1-2M Deep, unit of measure NO | Planned-0337AL | Y | Y | Y
M3NHFScheduleOfRatesCode | Planned/Drain:Repair 300Mm Pipe 2-3M Deep | Planned - Drain:Repair 300Mm Pipe 2-3M Deep, unit of measure NO | Planned-0337AM | Y | Y | Y
M3NHFScheduleOfRatesCode | Planned/Gully:Install Clay Back Inlet Gully | Planned - Gully:Install Clay Back Inlet Gully, unit of measure NO | Planned-0350AA | Y | Y | Y | Y | Y
M3NHFScheduleOfRatesCode | Planned/Gully:Renew Back Inlet Gully | Planned - Gully:Renew Back Inlet Gully, unit of measure NO | Planned-0350AB | Y
M3NHFScheduleOfRatesCode | Planned/Gully:Install Pvcu Back Inlet Gully | Planned - Gully:Install Pvcu Back Inlet Gully, unit of measure NO | Planned-0350BA | Y | Y | Y | Y | Y
M3NHFScheduleOfRatesCode | Planned/Gully:Install Pvcu Yard Gully | Planned - Gully:Install Pvcu Yard Gully, unit of measure NO | Planned-0350BB | Y
M3NHFScheduleOfRatesCode | Planned/Gully:Renew Any Type Surround And Kerb | Planned - Gully:Renew Any Type Surround And Kerb, unit of measure NO | Planned-0350CA | Y | Y | Y | Y | Y
M3NHFScheduleOfRatesCode | Planned/Gully:Remove And Seal Off And Make Good | Planned - Gully:Remove And Seal Off And Make Good, unit of measure NO | Planned-0350DA | Y | Y | Y
M3NHFScheduleOfRatesCode | Planned/Gully:Renew Yard Gully | Planned - Gully:Renew Yard Gully, unit of measure NO | Planned-0350DB | Y
M3NHFScheduleOfRatesCode | Planned/Gully:Renew Grating | Planned - Gully:Renew Grating, unit of measure NO | Planned-0350EA | Y | Y | Y
M3NHFScheduleOfRatesCode | Planned/Gully:Renew Inspection Plate | Planned - Gully:Renew Inspection Plate, unit of measure NO | Planned-0350FA | Y | Y | Y
M3NHFScheduleOfRatesCode | Planned/Manhole:Construct New Brick Ne 1.35M Deep | Planned - Manhole:Construct New Brick Ne 1.35M Deep, unit of measure IT | Planned-0370AA | Y | Y | Y | Y | Y
M3NHFScheduleOfRatesCode | Planned/Manhole:Renew Brick Ne 1.35M Deep | Planned - Manhole:Renew Brick Ne 1.35M Deep, unit of measure IT | Planned-0370AB | Y | Y | Y | Y | Y
M3NHFScheduleOfRatesCode | Planned/Inspection Chamber:New Shallow Polypropylene | Planned - Inspection Chamber:New Shallow Polypropylene, unit of measure IT | Planned-0370BA | Y | Y | Y | Y | Y
M3NHFScheduleOfRatesCode | Planned/Inspection Chamber:Renew Shallow Polypropylene | Planned - Inspection Chamber:Renew Shallow Polypropylene, unit of measure IT | Planned-0370BB | Y | Y | Y | Y | Y
M3NHFScheduleOfRatesCode | Planned/Inspection Chamber:New Universal Polypropylene | Planned - Inspection Chamber:New Universal Polypropylene, unit of measure IT | Planned-0370BC | Y | Y | Y | Y | Y
M3NHFScheduleOfRatesCode | Planned/Inspection Chamber:Renew Universal Polypropylene | Planned - Inspection Chamber:Renew Universal Polypropylene, unit of measure IT | Planned-0370BD | Y | Y | Y | Y | Y
M3NHFScheduleOfRatesCode | Planned/Manhole:Renew Pcc Cover Slab | Planned - Manhole:Renew Pcc Cover Slab, unit of measure NO | Planned-0370CA | Y | Y | Y | Y | Y
M3NHFScheduleOfRatesCode | Planned/Manhole:Rebed Cover And Or Frame | Planned - Manhole:Rebed Cover And Or Frame, unit of measure NO | Planned-0370CC | Y | Y | Y | Y | Y
M3NHFScheduleOfRatesCode | Planned/Manhole:Renew Cover Light Grade | Planned - Manhole:Renew Cover Light Grade, unit of measure NO | Planned-0370DA | Y | Y | Y | Y | Y
M3NHFScheduleOfRatesCode | Planned/Manhole:Renew Cover Medium Grade | Planned - Manhole:Renew Cover Medium Grade, unit of measure NO | Planned-0370DB | Y | Y | Y | Y | Y
M3NHFScheduleOfRatesCode | Planned/Manhole:Renew Cover Heavy Grade | Planned - Manhole:Renew Cover Heavy Grade, unit of measure NO | Planned-0370DC | Y
M3NHFScheduleOfRatesCode | Planned/Manhole:Renew Cover-Light-Internal 610X475Mm | Planned - Manhole:Renew Cover-Light-Internal 610X475Mm, unit of measure NO | Planned-0370DE | Y | Y | Y | Y | Y
M3NHFScheduleOfRatesCode | Planned/Inspection Cover:Renew-300X300Mm | Planned - Inspection Cover:Renew-300X300Mm, unit of measure NO | Planned-0370EA | Y | Y | Y | Y | Y
M3NHFScheduleOfRatesCode | Planned/Manhole:Renew Lockable Cover Medium Grade | Planned - Manhole:Renew Lockable Cover Medium Grade, unit of measure NO | Planned-0370FA | Y | Y | Y
M3NHFScheduleOfRatesCode | Planned/Manhole:Renew Lockable Cover-Light-Internal | Planned - Manhole:Renew Lockable Cover-Light-Internal, unit of measure NO | Planned-0370FB | Y | Y | Y
M3NHFScheduleOfRatesCode | Planned/Gully:Clear Blockage Including Rodding | Planned - Gully:Clear Blockage Including Rodding, unit of measure NO | Planned-0390AB | Y | Y | Y | Y | Y
M3NHFScheduleOfRatesCode | Planned/Drain:Jet Blockage | Planned - Drain:Jet Blockage, unit of measure HR | Planned-0390BA | Y | Y | Y | Y | Y
M3NHFScheduleOfRatesCode | Planned/Drain:Rod Blockage | Planned - Drain:Rod Blockage, unit of measure IT | Planned-0390CA | Y | Y | Y | Y | Y
M3NHFScheduleOfRatesCode | Planned/Manhole:Clear Blockage Ne 3.0M Deep | Planned - Manhole:Clear Blockage Ne 3.0M Deep, unit of measure IT | Planned-0390CC | Y | Y | Y | Y | Y
M3NHFScheduleOfRatesCode | Planned/Channel:Clean And Flush Out | Planned - Channel:Clean And Flush Out, unit of measure LM | Planned-0390CD | Y
M3NHFScheduleOfRatesCode | Planned/Drain Channels:Clear | Planned - Drain Channels:Clear, unit of measure LM | Planned-0390CE | Y
M3NHFScheduleOfRatesCode | Planned/Drain:Descale Pipe | Planned - Drain:Descale Pipe, unit of measure IT | Planned-0390DA | Y | Y | Y | Y | Y
M3NHFScheduleOfRatesCode | Planned/Drain:Cctv Survey | Planned - Drain:Cctv Survey, unit of measure IT | Planned-0390EA | Y | Y | Y | Y | Y
M3NHFScheduleOfRatesCode | Planned/Test:Smoke Or Pressure Test | Planned - Test:Smoke Or Pressure Test, unit of measure IT | Planned-0390FA | Y | Y | Y | Y | Y
M3NHFScheduleOfRatesCode | Planned/Drain:Remove Tree Roots | Planned - Drain:Remove Tree Roots, unit of measure IT | Planned-0390GA | Y | Y | Y
M3NHFScheduleOfRatesCode | Planned/Drain:Suction Clear | Planned - Drain:Suction Clear, unit of measure LM | Planned-0390HA | Y | Y | Y
M3NHFScheduleOfRatesCode | Planned/Waste:Disposal Of Drainage Waste | Planned - Waste:Disposal Of Drainage Waste, unit of measure CM | Planned-0390JA | Y | Y | Y
M3NHFScheduleOfRatesCode | Planned/Cesspit:Emptying | Planned - Cesspit:Emptying, unit of measure CM | Planned-0390JB | Y | Y | Y
M3NHFScheduleOfRatesCode | Planned/Land Drain:Ne 100Mm Ne 2.0M Deep | Planned - Land Drain:Ne 100Mm Ne 2.0M Deep, unit of measure LM | Planned-0410AA | Y | Y | Y | Y | Y
M3NHFScheduleOfRatesCode | Planned/Land Drain:Ne 100Mm Ne 1.0M Deep | Planned - Land Drain:Ne 100Mm Ne 1.0M Deep, unit of measure LM | Planned-0410AB | Y
M3NHFScheduleOfRatesCode | Planned/Soakaway:Clear Existing | Planned - Soakaway:Clear Existing, unit of measure CM | Planned-0410DA | Y | Y | Y | Y | Y
M3NHFScheduleOfRatesCode | Planned/Soakaway:Excavate New | Planned - Soakaway:Excavate New, unit of measure CM | Planned-0410DB | Y | Y | Y
M3NHFScheduleOfRatesCode | Planned/Drain:Install Aco Domestic Channel Plastic | Planned - Drain:Install Aco Domestic Channel Plastic, unit of measure LM | Planned-0411AA | Y
M3NHFScheduleOfRatesCode | Planned/Drain:Install Aco Domestic Channel Steel | Planned - Drain:Install Aco Domestic Channel Steel, unit of measure LM | Planned-0411AB | Y
M3NHFScheduleOfRatesCode | Planned/Drain:Install Aco Domestic Channel Brickslot | Planned - Drain:Install Aco Domestic Channel Brickslot, unit of measure LM | Planned-0411AC | Y
M3NHFScheduleOfRatesCode | Planned/Main:Lay 19Mm Alkathene Ne 1M Deep | Planned - Main:Lay 19Mm Alkathene Ne 1M Deep, unit of measure LM | Planned-0431AA | Y | Y | Y | Y | Y
M3NHFScheduleOfRatesCode | Planned/Main:Lay 19Mm Alkathene 1-2M Deep | Planned - Main:Lay 19Mm Alkathene 1-2M Deep, unit of measure LM | Planned-0431AB | Y | Y | Y | Y | Y
M3NHFScheduleOfRatesCode | Planned/Main:Repair Underground Burst | Planned - Main:Repair Underground Burst, unit of measure NO | Planned-0433AA | Y | Y | Y | Y | Y
M3NHFScheduleOfRatesCode | Planned/Oil Pipeline:Lay Pipe Ne 0.5M Deep | Planned - Oil Pipeline:Lay Pipe Ne 0.5M Deep, unit of measure LM | Planned-0439XA | Y | Y | Y | Y
M3NHFScheduleOfRatesCode | Planned/Stopcock:Renew External Box And Pipe | Planned - Stopcock:Renew External Box And Pipe, unit of measure NO | Planned-0450AA | Y | Y | Y | Y | Y
M3NHFScheduleOfRatesCode | Planned/Stopcock:Renew External Box | Planned - Stopcock:Renew External Box, unit of measure NO | Planned-0450AB | Y | Y | Y | Y | Y
M3NHFScheduleOfRatesCode | Planned/Stopcock:Renew Copper To Copper Ne 22Mm | Planned - Stopcock:Renew Copper To Copper Ne 22Mm, unit of measure NO | Planned-0450BB | Y | Y | Y | Y | Y
M3NHFScheduleOfRatesCode | Planned/Stopcock:Renew Alkathene To Copper Ne 22Mm | Planned - Stopcock:Renew Alkathene To Copper Ne 22Mm, unit of measure NO | Planned-0450BC | Y | Y | Y | Y | Y
M3NHFScheduleOfRatesCode | Planned/Gas:Excavate Trench | Planned - Gas:Excavate Trench, unit of measure LM | Planned-0460AA | Y | Y | Y | Y | Y
M3NHFScheduleOfRatesCode | Planned/Electric:Excavate Trench | Planned - Electric:Excavate Trench, unit of measure LM | Planned-0460AB | Y | Y | Y | Y | Y
M3NHFScheduleOfRatesCode | Planned/Main And Drain:Reinstate Concrete Paving | Planned - Main And Drain:Reinstate Concrete Paving, unit of measure LM | Planned-0470AA | Y | Y | Y | Y | Y
M3NHFScheduleOfRatesCode | Planned/Main And Drain:Reinstate Tarmacadam Paving | Planned - Main And Drain:Reinstate Tarmacadam Paving, unit of measure LM | Planned-0470BA | Y | Y | Y | Y | Y
M3NHFScheduleOfRatesCode | Planned/Main And Drain:Reinstate Flag Paving | Planned - Main And Drain:Reinstate Flag Paving, unit of measure LM | Planned-0470CA | Y | Y | Y | Y | Y
M3NHFScheduleOfRatesCode | Planned/Main And Drain:Reinstate Brick Paving | Planned - Main And Drain:Reinstate Brick Paving, unit of measure LM | Planned-0470DA | Y | Y | Y | Y | Y
M3NHFScheduleOfRatesCode | Planned/Oil Pipeline:Reinstate Concrete Paving | Planned - Oil Pipeline:Reinstate Concrete Paving, unit of measure LM | Planned-0470XA | Y | Y | Y | Y
M3NHFScheduleOfRatesCode | Planned/Oil Pipeline:Reinstate Macadam Paving | Planned - Oil Pipeline:Reinstate Macadam Paving, unit of measure LM | Planned-0470XB | Y | Y | Y | Y
M3NHFScheduleOfRatesCode | Planned/Oil Pipeline:Reinstate Flag Paving | Planned - Oil Pipeline:Reinstate Flag Paving, unit of measure LM | Planned-0470XC | Y | Y | Y | Y
M3NHFScheduleOfRatesCode | Planned/Oil Pipeline:Reinstate Brick Paving | Planned - Oil Pipeline:Reinstate Brick Paving, unit of measure LM | Planned-0470XD | Y | Y | Y | Y
M3NHFScheduleOfRatesCode | Planned/Paving:Lower Flag Paving Prior To Dpc Injection | Planned - Paving:Lower Flag Paving Prior To Dpc Injection, unit of measure SM | Planned-0480TA | Y | Y | Y | Y | Y
M3NHFScheduleOfRatesCode | Planned/Paving:Lower Insitu Paving Prior To Dpc Injection | Planned - Paving:Lower Insitu Paving Prior To Dpc Injection, unit of measure SM | Planned-0480TB | Y | Y | Y | Y | Y
M3NHFScheduleOfRatesCode | Planned/Garden:Lower Garden Prior To Dpc Injection | Planned - Garden:Lower Garden Prior To Dpc Injection, unit of measure SM | Planned-0480TC | Y | Y | Y | Y | Y
M3NHFScheduleOfRatesCode | Planned/Paving:Lower Macadam Paving Before Dpc Injection | Planned - Paving:Lower Macadam Paving Before Dpc Injection, unit of measure SM | Planned-0480TD | Y | Y | Y | Y | Y
M3NHFScheduleOfRatesCode | Planned/Foundations:Excavate Concrete Brickwork Trench | Planned - Foundations:Excavate Concrete Brickwork Trench, unit of measure LM | Planned-0490AA | Y | Y | Y | Y | Y
M3NHFScheduleOfRatesCode | Planned/Foundations:Excavate Concrete Trench | Planned - Foundations:Excavate Concrete Trench, unit of measure LM | Planned-0490AB | Y
M3NHFScheduleOfRatesCode | Planned/Excavate:Pit Ne 1.00M | Planned - Excavate:Pit Ne 1.00M, unit of measure CM | Planned-0490BA | Y | Y | Y | Y | Y
M3NHFScheduleOfRatesCode | Planned/Excavate:Pit Ne 2.00M | Planned - Excavate:Pit Ne 2.00M, unit of measure CM | Planned-0490BB | Y | Y | Y | Y | Y
M3NHFScheduleOfRatesCode | Planned/Excavate:Trench Ne 1.00M | Planned - Excavate:Trench Ne 1.00M, unit of measure CM | Planned-0490CA | Y | Y | Y | Y | Y
M3NHFScheduleOfRatesCode | Planned/Excavate:Trench Ne 2.00M | Planned - Excavate:Trench Ne 2.00M, unit of measure CM | Planned-0490CB | Y | Y | Y | Y | Y
M3NHFScheduleOfRatesCode | Planned/Hardcore:Filling | Planned - Hardcore:Filling, unit of measure CM | Planned-0491AA | Y | Y | Y | Y | Y
M3NHFScheduleOfRatesCode | Planned/Sand:Blinding | Planned - Sand:Blinding, unit of measure SM | Planned-0491AB | Y | Y | Y | Y | Y
M3NHFScheduleOfRatesCode | Planned/Mot Type 1:Filling | Planned - Mot Type 1:Filling, unit of measure CM | Planned-0491AC | Y
M3NHFScheduleOfRatesCode | Planned/Concrete:Supply And Place In Trench | Planned - Concrete:Supply And Place In Trench, unit of measure LM | Planned-0501AA | Y | Y | Y | Y | Y
M3NHFScheduleOfRatesCode | Planned/Concrete:Supply And Place In Beds | Planned - Concrete:Supply And Place In Beds, unit of measure CM | Planned-0501AB | Y | Y | Y | Y | Y
M3NHFScheduleOfRatesCode | Planned/Concrete:Supply And Place In Mass Foundation | Planned - Concrete:Supply And Place In Mass Foundation, unit of measure CM | Planned-0501BA | Y | Y | Y | Y | Y
M3NHFScheduleOfRatesCode | Planned/Concrete:Supply And Place In Cavity | Planned - Concrete:Supply And Place In Cavity, unit of measure SM | Planned-0501BB | Y | Y | Y | Y | Y
M3NHFScheduleOfRatesCode | Planned/Membrane:Lay Polythene | Planned - Membrane:Lay Polythene, unit of measure SM | Planned-0501CA | Y | Y | Y | Y | Y
M3NHFScheduleOfRatesCode | Planned/Reinforcement:Lay Mesh | Planned - Reinforcement:Lay Mesh, unit of measure SM | Planned-0501DA | Y | Y | Y | Y | Y
M3NHFScheduleOfRatesCode | Planned/Reinforcement:Lay A393 Mesh | Planned - Reinforcement:Lay A393 Mesh, unit of measure SM | Planned-0501DB | Y
M3NHFScheduleOfRatesCode | Planned/Duct:Form In Surface Of Concrete Bed | Planned - Duct:Form In Surface Of Concrete Bed, unit of measure LM | Planned-0501EA | Y | Y | Y | Y | Y
M3NHFScheduleOfRatesCode | Planned/Wall:Demolish External 1/2B Wall | Planned - Wall:Demolish External 1/2B Wall, unit of measure SM | Planned-1011AA | Y | Y | Y | Y | Y
M3NHFScheduleOfRatesCode | Planned/Wall:Demolish External 1B Wall | Planned - Wall:Demolish External 1B Wall, unit of measure SM | Planned-1011AB | Y | Y | Y | Y | Y
M3NHFScheduleOfRatesCode | Planned/Wall:Demolish External 1-1/2B Wall | Planned - Wall:Demolish External 1-1/2B Wall, unit of measure SM | Planned-1011AC | Y | Y | Y | Y | Y
M3NHFScheduleOfRatesCode | Planned/Wall:Demolish External Cavity Wall | Planned - Wall:Demolish External Cavity Wall, unit of measure SM | Planned-1011AD | Y | Y | Y | Y | Y
M3NHFScheduleOfRatesCode | Planned/Wall:Demolish External Blockwork Ne 100Mm | Planned - Wall:Demolish External Blockwork Ne 100Mm, unit of measure SM | Planned-1011AE | Y | Y | Y | Y | Y
M3NHFScheduleOfRatesCode | Planned/Wall:Demolish External Blockwork Ne 225Mm | Planned - Wall:Demolish External Blockwork Ne 225Mm, unit of measure SM | Planned-1011AF | Y | Y | Y | Y | Y
M3NHFScheduleOfRatesCode | Planned/Wall:Demolish Plastered 1/2B Wall | Planned - Wall:Demolish Plastered 1/2B Wall, unit of measure SM | Planned-1011BA | Y | Y | Y | Y | Y
M3NHFScheduleOfRatesCode | Planned/Wall:Demolish Plastered 1B Wall | Planned - Wall:Demolish Plastered 1B Wall, unit of measure SM | Planned-1011BB | Y | Y | Y | Y | Y
M3NHFScheduleOfRatesCode | Planned/Chimney Breast:Demolish | Planned - Chimney Breast:Demolish, unit of measure SM | Planned-1011CA | Y | Y | Y | Y | Y
M3NHFScheduleOfRatesCode | Planned/Wall:Build 1/2B Wall In Commons | Planned - Wall:Build 1/2B Wall In Commons, unit of measure SM | Planned-1013AA | Y | Y | Y | Y | Y
M3NHFScheduleOfRatesCode | Planned/Wall:Build 1B Wall In Commons | Planned - Wall:Build 1B Wall In Commons, unit of measure SM | Planned-1013AB | Y | Y | Y | Y | Y
M3NHFScheduleOfRatesCode | Planned/Wall:Build 1-1/2B Wall In Commons | Planned - Wall:Build 1-1/2B Wall In Commons, unit of measure SM | Planned-1013AC | Y | Y | Y | Y | Y
M3NHFScheduleOfRatesCode | Planned/Wall:Build Cavity Wall In Commons | Planned - Wall:Build Cavity Wall In Commons, unit of measure SM | Planned-1013AD | Y | Y | Y | Y | Y
M3NHFScheduleOfRatesCode | Planned/Wall:Build Insulated Cavity Wall In Commons | Planned - Wall:Build Insulated Cavity Wall In Commons, unit of measure SM | Planned-1013AE | Y
M3NHFScheduleOfRatesCode | Planned/Wall:Build 1/2B Wall In Facings | Planned - Wall:Build 1/2B Wall In Facings, unit of measure SM | Planned-1013BA | Y | Y | Y | Y | Y
M3NHFScheduleOfRatesCode | Planned/Wall:Build 1B Wall In Facings | Planned - Wall:Build 1B Wall In Facings, unit of measure SM | Planned-1013BB | Y | Y | Y | Y | Y
M3NHFScheduleOfRatesCode | Planned/Wall:New Cavity Wall In Facings | Planned - Wall:New Cavity Wall In Facings, unit of measure SM | Planned-1013BC | Y | Y | Y | Y | Y
M3NHFScheduleOfRatesCode | Planned/Wall:Build 1/2B Wall In Engineering | Planned - Wall:Build 1/2B Wall In Engineering, unit of measure SM | Planned-1013CA | Y | Y | Y | Y | Y
M3NHFScheduleOfRatesCode | Planned/Wall:Build 1B Wall In Engineering | Planned - Wall:Build 1B Wall In Engineering, unit of measure SM | Planned-1013CB | Y | Y | Y | Y | Y
M3NHFScheduleOfRatesCode | Planned/Wall:Build 1-1/2B Wall In Engineering | Planned - Wall:Build 1-1/2B Wall In Engineering, unit of measure SM | Planned-1013CC | Y | Y | Y | Y | Y
M3NHFScheduleOfRatesCode | Planned/Wall:Build 2B Wall In Engineering | Planned - Wall:Build 2B Wall In Engineering, unit of measure SM | Planned-1013CD | Y | Y | Y | Y | Y
M3NHFScheduleOfRatesCode | Planned/Wall:Build 2-1/2B Wall In Engineering | Planned - Wall:Build 2-1/2B Wall In Engineering, unit of measure SM | Planned-1013CE | Y | Y | Y | Y | Y
M3NHFScheduleOfRatesCode | Planned/Wall:New 75Mm Block Wall | Planned - Wall:New 75Mm Block Wall, unit of measure SM | Planned-1013DA | Y | Y | Y | Y | Y
M3NHFScheduleOfRatesCode | Planned/Wall:New 100Mm Block Wall | Planned - Wall:New 100Mm Block Wall, unit of measure SM | Planned-1013DB | Y | Y | Y | Y | Y
M3NHFScheduleOfRatesCode | Planned/Wall:New 225Mm Block Wall | Planned - Wall:New 225Mm Block Wall, unit of measure SM | Planned-1013DC | Y | Y | Y | Y | Y
M3NHFScheduleOfRatesCode | Planned/Partition:New Non-Loadbearing 75Mm | Planned - Partition:New Non-Loadbearing 75Mm, unit of measure SM | Planned-1013EA | Y | Y | Y | Y | Y
M3NHFScheduleOfRatesCode | Planned/Partition:New Non-Loadbearing 100Mm | Planned - Partition:New Non-Loadbearing 100Mm, unit of measure SM | Planned-1013EB | Y | Y | Y | Y | Y
M3NHFScheduleOfRatesCode | Planned/Firewall:New 1B Wall In Commons | Planned - Firewall:New 1B Wall In Commons, unit of measure SM | Planned-1013FA | Y | Y | Y | Y | Y
M3NHFScheduleOfRatesCode | Planned/Wall:Rebuild 1/2B Wall In Commons | Planned - Wall:Rebuild 1/2B Wall In Commons, unit of measure SM | Planned-1015AA | Y | Y | Y | Y | Y
M3NHFScheduleOfRatesCode | Planned/Wall:Rebuild 1B Wall In Commons | Planned - Wall:Rebuild 1B Wall In Commons, unit of measure SM | Planned-1015AB | Y | Y | Y | Y | Y
M3NHFScheduleOfRatesCode | Planned/Wall:Rebuild 1-1/2 B Wall In Commons | Planned - Wall:Rebuild 1-1/2 B Wall In Commons, unit of measure SM | Planned-1015AC | Y | Y | Y | Y | Y
M3NHFScheduleOfRatesCode | Planned/Wall:Rebuild 1/2B Wall In Facings | Planned - Wall:Rebuild 1/2B Wall In Facings, unit of measure SM | Planned-1015BA | Y | Y | Y | Y | Y
M3NHFScheduleOfRatesCode | Planned/Wall:Rebuild 1B Wall In Facings | Planned - Wall:Rebuild 1B Wall In Facings, unit of measure SM | Planned-1015BB | Y | Y | Y | Y | Y
M3NHFScheduleOfRatesCode | Planned/Wall:Rebuild 1/2B Wall In Engineering | Planned - Wall:Rebuild 1/2B Wall In Engineering, unit of measure SM | Planned-1015CA | Y | Y | Y | Y | Y
M3NHFScheduleOfRatesCode | Planned/Wall:Rebuild 1B Wall In Engineering | Planned - Wall:Rebuild 1B Wall In Engineering, unit of measure SM | Planned-1015CB | Y | Y | Y | Y | Y
M3NHFScheduleOfRatesCode | Planned/Wall:Rebuild 1-1/2B Wall In Engineering | Planned - Wall:Rebuild 1-1/2B Wall In Engineering, unit of measure SM | Planned-1015CD | Y | Y | Y | Y | Y
M3NHFScheduleOfRatesCode | Planned/Wall:Rebuild 2B Wall In Engineering | Planned - Wall:Rebuild 2B Wall In Engineering, unit of measure SM | Planned-1015CE | Y | Y | Y | Y | Y
M3NHFScheduleOfRatesCode | Planned/Wall:Rebuild 2-1/2B Wall In Engineering | Planned - Wall:Rebuild 2-1/2B Wall In Engineering, unit of measure SM | Planned-1015CF | Y | Y | Y | Y | Y
M3NHFScheduleOfRatesCode | Planned/Wall:Rebuild 75Mm Block Wall | Planned - Wall:Rebuild 75Mm Block Wall, unit of measure SM | Planned-1015DA | Y | Y | Y | Y | Y
M3NHFScheduleOfRatesCode | Planned/Wall:Rebuild Ne 100Mm Block Wall | Planned - Wall:Rebuild Ne 100Mm Block Wall, unit of measure SM | Planned-1015DB | Y | Y | Y | Y | Y
M3NHFScheduleOfRatesCode | Planned/Wall:Rebuild 225Mm Block Wall | Planned - Wall:Rebuild 225Mm Block Wall, unit of measure SM | Planned-1015DC | Y | Y | Y | Y | Y
M3NHFScheduleOfRatesCode | Planned/Partition:Rebuild Non-Loadbearing 75Mm | Planned - Partition:Rebuild Non-Loadbearing 75Mm, unit of measure SM | Planned-1015EA | Y | Y | Y | Y | Y
M3NHFScheduleOfRatesCode | Planned/Partition:Rebuild Non-Loadbearing 100Mm | Planned - Partition:Rebuild Non-Loadbearing 100Mm, unit of measure SM | Planned-1015EB | Y | Y | Y | Y | Y
M3NHFScheduleOfRatesCode | Planned/Firewall:Rebuild 1B Wall In Commons | Planned - Firewall:Rebuild 1B Wall In Commons, unit of measure SM | Planned-1015FA | Y | Y | Y | Y | Y
M3NHFScheduleOfRatesCode | Planned/Chimney Breast:Rebuild In Roof Space | Planned - Chimney Breast:Rebuild In Roof Space, unit of measure SM | Planned-1015GA | Y | Y | Y | Y | Y
M3NHFScheduleOfRatesCode | Planned/Chimney Breast:Rebuild Flued Complete | Planned - Chimney Breast:Rebuild Flued Complete, unit of measure SM | Planned-1015GB | Y | Y | Y | Y | Y
M3NHFScheduleOfRatesCode | Planned/Chimney Breast:Rebuild Non-Flued Complete | Planned - Chimney Breast:Rebuild Non-Flued Complete, unit of measure SM | Planned-1015GC | Y | Y | Y | Y | Y
M3NHFScheduleOfRatesCode | Planned/Walls:Rebuild Sleeper Walls | Planned - Walls:Rebuild Sleeper Walls, unit of measure LM | Planned-1016AA | Y | Y | Y | Y | Y
M3NHFScheduleOfRatesCode | Planned/Walls:Build Piers For Wall Plate | Planned - Walls:Build Piers For Wall Plate, unit of measure NO | Planned-1016AB | Y | Y | Y | Y | Y
M3NHFScheduleOfRatesCode | Planned/Pier:Rebuild 1B Wide Attached In Commons | Planned - Pier:Rebuild 1B Wide Attached In Commons, unit of measure LM | Planned-1017AA | Y | Y | Y | Y | Y
M3NHFScheduleOfRatesCode | Planned/Pier:Rebuild 1B Isolated In Commons | Planned - Pier:Rebuild 1B Isolated In Commons, unit of measure LM | Planned-1017AB | Y | Y | Y | Y | Y
M3NHFScheduleOfRatesCode | Planned/Pier:Rebuild 1-1/2B Wide Attached In Commons | Planned - Pier:Rebuild 1-1/2B Wide Attached In Commons, unit of measure LM | Planned-1017AC | Y | Y | Y | Y | Y
M3NHFScheduleOfRatesCode | Planned/Pier:Rebuild 1-1/2B Isolated In Commons | Planned - Pier:Rebuild 1-1/2B Isolated In Commons, unit of measure LM | Planned-1017AD | Y | Y | Y | Y | Y
M3NHFScheduleOfRatesCode | Planned/Pier:Rebuild 1B Wide Attached In Facings | Planned - Pier:Rebuild 1B Wide Attached In Facings, unit of measure LM | Planned-1017BA | Y | Y | Y | Y | Y
M3NHFScheduleOfRatesCode | Planned/Pier:Rebuild 1B Isolated In Facings | Planned - Pier:Rebuild 1B Isolated In Facings, unit of measure LM | Planned-1017BB | Y | Y | Y | Y | Y
M3NHFScheduleOfRatesCode | Planned/Pier:Rebuild 1-1/2B Wide Attached In Facings | Planned - Pier:Rebuild 1-1/2B Wide Attached In Facings, unit of measure LM | Planned-1017BC | Y | Y | Y | Y | Y
M3NHFScheduleOfRatesCode | Planned/Pier:Rebuild 1-1/2B Isolated In Facings | Planned - Pier:Rebuild 1-1/2B Isolated In Facings, unit of measure LM | Planned-1017BD | Y | Y | Y | Y | Y
M3NHFScheduleOfRatesCode | Planned/Wall:Repair Fracture | Planned - Wall:Repair Fracture, unit of measure LM | Planned-1019AA | Y | Y | Y | Y | Y
M3NHFScheduleOfRatesCode | Planned/Wall:Repair Small Patch In Commons | Planned - Wall:Repair Small Patch In Commons, unit of measure IT | Planned-1019AB | Y | Y | Y | Y | Y
M3NHFScheduleOfRatesCode | Planned/Wall:Repair Large Patch In Commons | Planned - Wall:Repair Large Patch In Commons, unit of measure IT | Planned-1019AC | Y | Y | Y | Y | Y
M3NHFScheduleOfRatesCode | Planned/Wall:Repair Small Patch In Facings | Planned - Wall:Repair Small Patch In Facings, unit of measure IT | Planned-1019BA | Y | Y | Y | Y | Y
M3NHFScheduleOfRatesCode | Planned/Wall:Repair Large Patch In Facings | Planned - Wall:Repair Large Patch In Facings, unit of measure IT | Planned-1019BB | Y | Y | Y | Y | Y
M3NHFScheduleOfRatesCode | Planned/Wall:Renew Individual 100Mm Block | Planned - Wall:Renew Individual 100Mm Block, unit of measure NO | Planned-1019CA | Y | Y | Y | Y | Y
M3NHFScheduleOfRatesCode | Planned/Wall:Renew Subsequent 100Mm Blocks | Planned - Wall:Renew Subsequent 100Mm Blocks, unit of measure NO | Planned-1019CB | Y | Y | Y | Y | Y
M3NHFScheduleOfRatesCode | Planned/Wall:Renew Individual 225Mm Block | Planned - Wall:Renew Individual 225Mm Block, unit of measure NO | Planned-1019CC | Y | Y | Y | Y | Y
M3NHFScheduleOfRatesCode | Planned/Wall:Renew Subsequent 225Mm Blocks | Planned - Wall:Renew Subsequent 225Mm Blocks, unit of measure NO | Planned-1019CD | Y | Y | Y | Y | Y
M3NHFScheduleOfRatesCode | Planned/Wall:Rake Out And Repoint Brickwork | Planned - Wall:Rake Out And Repoint Brickwork, unit of measure SM | Planned-1021AA | Y | Y | Y | Y | Y
M3NHFScheduleOfRatesCode | Planned/Wall:Rake Out And Repoint Joint Of Brickwork | Planned - Wall:Rake Out And Repoint Joint Of Brickwork, unit of measure LM | Planned-1021BA | Y | Y | Y | Y | Y
M3NHFScheduleOfRatesCode | Planned/Wall:Rake Out And Repoint Expansion Joint | Planned - Wall:Rake Out And Repoint Expansion Joint, unit of measure LM | Planned-1021BB | Y
M3NHFScheduleOfRatesCode | Planned/Stone:Rebuild Wall Ne 300Mm Ns Irregular Courses | Planned - Stone:Rebuild Wall Ne 300Mm Ns Irregular Courses, unit of measure SM | Planned-1022AA | Y | Y | Y | Y | Y
M3NHFScheduleOfRatesCode | Planned/Stone:Rebuild Wall Over 300Mm Ns Irregular | Planned - Stone:Rebuild Wall Over 300Mm Ns Irregular, unit of measure SM | Planned-1022AB | Y | Y | Y | Y | Y
M3NHFScheduleOfRatesCode | Planned/Stone:Rebuild Wall Ne 300Mm Ns Regular Courses | Planned - Stone:Rebuild Wall Ne 300Mm Ns Regular Courses, unit of measure SM | Planned-1022BA | Y | Y | Y | Y | Y
M3NHFScheduleOfRatesCode | Planned/Stone:Rebuild Wall Over 300Mm Ns Regular Courses | Planned - Stone:Rebuild Wall Over 300Mm Ns Regular Courses, unit of measure SM | Planned-1022BB | Y | Y | Y | Y | Y
M3NHFScheduleOfRatesCode | Planned/Stone:Rebuild Wall Ne 300Mm Rs Irregular Courses | Planned - Stone:Rebuild Wall Ne 300Mm Rs Irregular Courses, unit of measure SM | Planned-1022CA | Y | Y | Y | Y | Y
M3NHFScheduleOfRatesCode | Planned/Stone:Rebuild Wall Over 300Mm Rs Irregular | Planned - Stone:Rebuild Wall Over 300Mm Rs Irregular, unit of measure SM | Planned-1022CB | Y | Y | Y | Y | Y
M3NHFScheduleOfRatesCode | Planned/Stone:Rebuild Wall Ne 300Mm Rs Regular Courses | Planned - Stone:Rebuild Wall Ne 300Mm Rs Regular Courses, unit of measure SM | Planned-1022DA | Y | Y | Y | Y | Y
M3NHFScheduleOfRatesCode | Planned/Stone:Rebuild Wall Over 300Mm Rs Regular Courses | Planned - Stone:Rebuild Wall Over 300Mm Rs Regular Courses, unit of measure SM | Planned-1022DB | Y | Y | Y | Y | Y
M3NHFScheduleOfRatesCode | Planned/Stone:Rebuild Wall Cavity Skin Rs Regular Courses | Planned - Stone:Rebuild Wall Cavity Skin Rs Regular Courses, unit of measure SM | Planned-1022DC | Y | Y | Y | Y | Y
M3NHFScheduleOfRatesCode | Planned/Stone:Rebuild Wall Cavity Skin Rs Irregular | Planned - Stone:Rebuild Wall Cavity Skin Rs Irregular, unit of measure SM | Planned-1022DD | Y | Y | Y | Y | Y
M3NHFScheduleOfRatesCode | Planned/Wall:Rake Out And Repoint Stonework | Planned - Wall:Rake Out And Repoint Stonework, unit of measure SM | Planned-1022EA | Y | Y | Y | Y | Y
M3NHFScheduleOfRatesCode | Planned/Wall:Rake Out Repoint And Reset Stonework | Planned - Wall:Rake Out Repoint And Reset Stonework, unit of measure SM | Planned-1022EB | Y | Y | Y | Y | Y
M3NHFScheduleOfRatesCode | Planned/Brick Slips:Repair Small Patch To Wall Facing | Planned - Brick Slips:Repair Small Patch To Wall Facing, unit of measure IT | Planned-1022ZA | Y | Y | Y
M3NHFScheduleOfRatesCode | Planned/Brick Slips:Repair Large Patch To Wall Facing | Planned - Brick Slips:Repair Large Patch To Wall Facing, unit of measure IT | Planned-1022ZB | Y | Y | Y
M3NHFScheduleOfRatesCode | Planned/Tell Tale:Bed In Glass Tell Tale | Planned - Tell Tale:Bed In Glass Tell Tale, unit of measure NO | Planned-1023AA | Y | Y | Y | Y | Y
M3NHFScheduleOfRatesCode | Planned/Tell Tale:Bed In Calibrated Tell Tale | Planned - Tell Tale:Bed In Calibrated Tell Tale, unit of measure NO | Planned-1023AB | Y | Y | Y | Y | Y
M3NHFScheduleOfRatesCode | Planned/Wall:Clear Cavity Areas Ne 1.0Sm | Planned - Wall:Clear Cavity Areas Ne 1.0Sm, unit of measure IT | Planned-1025AA | Y | Y | Y | Y | Y
M3NHFScheduleOfRatesCode | Planned/Wall:Clear Cavity | Planned - Wall:Clear Cavity, unit of measure LM | Planned-1025AB | Y | Y | Y | Y | Y
M3NHFScheduleOfRatesCode | Planned/Wall:Clear Cavity Area Defective Insulation Ne 1Sm | Planned - Wall:Clear Cavity Area Defective Insulation Ne 1Sm, unit of measure IT | Planned-1025AC | Y
M3NHFScheduleOfRatesCode | Planned/Wall:Renew Cavity Ties | Planned - Wall:Renew Cavity Ties, unit of measure SM | Planned-1025BA | Y | Y | Y | Y | Y
M3NHFScheduleOfRatesCode | Planned/Cavity Wall Insulation:Inject | Planned - Cavity Wall Insulation:Inject, unit of measure SM | Planned-1026AA | Y | Y | Y | Y | Y
M3NHFScheduleOfRatesCode | Planned/Hole:Make Good Hole Any Diameter | Planned - Hole:Make Good Hole Any Diameter, unit of measure NO | Planned-1027DB | Y | Y | Y | Y | Y
M3NHFScheduleOfRatesCode | Planned/Hole:Hole For Cavity Inspection | Planned - Hole:Hole For Cavity Inspection, unit of measure NO | Planned-1027DC | Y | Y | Y | Y | Y
M3NHFScheduleOfRatesCode | Planned/Hole:Cavity Wall Inspection 1 | Planned - Hole:Cavity Wall Inspection 1, unit of measure NO | Planned-1027DD | Y
M3NHFScheduleOfRatesCode | Planned/Hole:Cavity Wall Inspection 2-5 | Planned - Hole:Cavity Wall Inspection 2-5, unit of measure NO | Planned-1027DE | Y
M3NHFScheduleOfRatesCode | Planned/Hole:Cavity Wall Inspection 6-10 | Planned - Hole:Cavity Wall Inspection 6-10, unit of measure NO | Planned-1027DF | Y
M3NHFScheduleOfRatesCode | Planned/Hole:Cavity Wall Inspection 11+ | Planned - Hole:Cavity Wall Inspection 11+, unit of measure NO | Planned-1027DG | Y
M3NHFScheduleOfRatesCode | Planned/Opening:Form In 1/2B Internal Wall For Door | Planned - Opening:Form In 1/2B Internal Wall For Door, unit of measure IT | Planned-1027EA | Y | Y | Y | Y | Y
M3NHFScheduleOfRatesCode | Planned/Opening:Form In 1B Internal Wall For Door | Planned - Opening:Form In 1B Internal Wall For Door, unit of measure IT | Planned-1027EB | Y | Y | Y | Y | Y
M3NHFScheduleOfRatesCode | Planned/Opening:Build Up Internal In 100Mm Blocks | Planned - Opening:Build Up Internal In 100Mm Blocks, unit of measure IT | Planned-1027EC | Y | Y | Y | Y | Y
M3NHFScheduleOfRatesCode | Planned/Opening:Build Up Internal In Commons 1/2B Thick | Planned - Opening:Build Up Internal In Commons 1/2B Thick, unit of measure IT | Planned-1027ED | Y | Y | Y | Y | Y
M3NHFScheduleOfRatesCode | Planned/Opening:Build Up Internal In Commons 1B Thick | Planned - Opening:Build Up Internal In Commons 1B Thick, unit of measure IT | Planned-1027EE | Y | Y | Y | Y | Y
M3NHFScheduleOfRatesCode | Planned/Opening:Convert Or Extend Door In 100Mm Block | Planned - Opening:Convert Or Extend Door In 100Mm Block, unit of measure IT | Planned-1027EF | Y
M3NHFScheduleOfRatesCode | Planned/Opening:Form Door In External Wall | Planned - Opening:Form Door In External Wall, unit of measure SM | Planned-1027FA | Y | Y | Y | Y | Y
M3NHFScheduleOfRatesCode | Planned/Opening:Form Window In External Wall | Planned - Opening:Form Window In External Wall, unit of measure SM | Planned-1027FB | Y | Y | Y | Y | Y
M3NHFScheduleOfRatesCode | Planned/Opening:Enlarge Existing Window | Planned - Opening:Enlarge Existing Window, unit of measure SM | Planned-1027FC | Y | Y | Y | Y | Y
M3NHFScheduleOfRatesCode | Planned/Opening:Adapt External Door To Window | Planned - Opening:Adapt External Door To Window, unit of measure IT | Planned-1027FD | Y | Y | Y | Y | Y
M3NHFScheduleOfRatesCode | Planned/Opening:Convert Or Extend Door Into Window | Planned - Opening:Convert Or Extend Door Into Window, unit of measure SM | Planned-1027FE | Y | Y | Y | Y | Y
M3NHFScheduleOfRatesCode | Planned/Opening:Build Up External In Commons | Planned - Opening:Build Up External In Commons, unit of measure SM | Planned-1027FF | Y | Y | Y | Y | Y
M3NHFScheduleOfRatesCode | Planned/Opening:Build Up External In Facings | Planned - Opening:Build Up External In Facings, unit of measure SM | Planned-1027FG | Y | Y | Y | Y | Y
M3NHFScheduleOfRatesCode | Planned/Cavity:Install 50Mm Closer | Planned - Cavity:Install 50Mm Closer, unit of measure LM | Planned-1028AA | Y | Y | Y | Y | Y
M3NHFScheduleOfRatesCode | Planned/Cavity:Install 70Mm Closer | Planned - Cavity:Install 70Mm Closer, unit of measure LM | Planned-1028AB | Y | Y | Y | Y | Y
M3NHFScheduleOfRatesCode | Planned/Lintel:Renew Pcc Lintel 75X150 | Planned - Lintel:Renew Pcc Lintel 75X150, unit of measure LM | Planned-1029AA | Y | Y | Y | Y | Y
M3NHFScheduleOfRatesCode | Planned/Lintel:Renew Pcc Lintel 100X150 | Planned - Lintel:Renew Pcc Lintel 100X150, unit of measure LM | Planned-1029AB | Y | Y | Y | Y | Y
M3NHFScheduleOfRatesCode | Planned/Lintel:Renew Pcc Lintel 215X150 | Planned - Lintel:Renew Pcc Lintel 215X150, unit of measure LM | Planned-1029AC | Y | Y | Y | Y | Y
M3NHFScheduleOfRatesCode | Planned/Lintel:Renew With Catnic Cn71A | Planned - Lintel:Renew With Catnic Cn71A, unit of measure LM | Planned-1029BA | Y | Y | Y | Y | Y
M3NHFScheduleOfRatesCode | Planned/Lintel:Renew With Catnic Cn102 | Planned - Lintel:Renew With Catnic Cn102, unit of measure LM | Planned-1029BB | Y | Y | Y | Y | Y
M3NHFScheduleOfRatesCode | Planned/Lintel:Renew With Catnic Cn71C | Planned - Lintel:Renew With Catnic Cn71C, unit of measure LM | Planned-1029BC | Y | Y | Y | Y | Y
M3NHFScheduleOfRatesCode | Planned/Arch:Renew Brick On Edge | Planned - Arch:Renew Brick On Edge, unit of measure LM | Planned-1029CA | Y | Y | Y | Y | Y
M3NHFScheduleOfRatesCode | Planned/Arch:Renew Brick On End | Planned - Arch:Renew Brick On End, unit of measure LM | Planned-1029CB | Y | Y | Y | Y | Y
M3NHFScheduleOfRatesCode | Planned/Cill:Renew With 2 Course Quarry Tiles | Planned - Cill:Renew With 2 Course Quarry Tiles, unit of measure LM | Planned-1031AA | Y | Y | Y | Y | Y
M3NHFScheduleOfRatesCode | Planned/Cill:Renew Single Quarry Tile | Planned - Cill:Renew Single Quarry Tile, unit of measure NO | Planned-1031AB | Y | Y | Y
M3NHFScheduleOfRatesCode | Planned/Cill:Make Good Damaged Concrete Cill | Planned - Cill:Make Good Damaged Concrete Cill, unit of measure NO | Planned-1031BA | Y | Y | Y | Y | Y
M3NHFScheduleOfRatesCode | Planned/Cill:Renew Pcc Cill | Planned - Cill:Renew Pcc Cill, unit of measure LM | Planned-1031CA | Y | Y | Y | Y | Y
M3NHFScheduleOfRatesCode | Planned/Cill:Rebed Brick On Edge Cill | Planned - Cill:Rebed Brick On Edge Cill, unit of measure LM | Planned-1031DA | Y | Y | Y | Y | Y
M3NHFScheduleOfRatesCode | Planned/Cill:Renew Brick On Edge Cill | Planned - Cill:Renew Brick On Edge Cill, unit of measure LM | Planned-1031DB | Y | Y | Y | Y | Y
M3NHFScheduleOfRatesCode | Planned/Cill:Rebed Brick On End Cill | Planned - Cill:Rebed Brick On End Cill, unit of measure LM | Planned-1031DC | Y | Y | Y | Y | Y
M3NHFScheduleOfRatesCode | Planned/Cill:Renew Brick On End Cill | Planned - Cill:Renew Brick On End Cill, unit of measure LM | Planned-1031DD | Y | Y | Y | Y | Y
M3NHFScheduleOfRatesCode | Planned/Cill:Rebed Individual Brick To Cill | Planned - Cill:Rebed Individual Brick To Cill, unit of measure NO | Planned-1031DE | Y | Y | Y
M3NHFScheduleOfRatesCode | Planned/Threshold:Renew With Pcc | Planned - Threshold:Renew With Pcc, unit of measure NO | Planned-1031EA | Y | Y | Y | Y | Y
M3NHFScheduleOfRatesCode | Planned/Threshold:Renew With Insitu Concrete | Planned - Threshold:Renew With Insitu Concrete, unit of measure NO | Planned-1031FA | Y | Y | Y | Y | Y
M3NHFScheduleOfRatesCode | Planned/Coping:Rebed Brick On Edge Coping | Planned - Coping:Rebed Brick On Edge Coping, unit of measure LM | Planned-1033AA | Y | Y | Y | Y | Y
M3NHFScheduleOfRatesCode | Planned/Coping:Renew Isolated Brick On Edge | Planned - Coping:Renew Isolated Brick On Edge, unit of measure NO | Planned-1033AB | Y
M3NHFScheduleOfRatesCode | Planned/Coping:Renew Brick On Edge | Planned - Coping:Renew Brick On Edge, unit of measure LM | Planned-1033AC | Y
M3NHFScheduleOfRatesCode | Planned/Coping:Lay New Brick On End Coping | Planned - Coping:Lay New Brick On End Coping, unit of measure LM | Planned-1033AD | Y
M3NHFScheduleOfRatesCode | Planned/Coping:Lay New Brick On Edge Coping | Planned - Coping:Lay New Brick On Edge Coping, unit of measure LM | Planned-1033BA | Y | Y | Y | Y | Y
M3NHFScheduleOfRatesCode | Planned/Coping:Rebed Pcc Coping | Planned - Coping:Rebed Pcc Coping, unit of measure LM | Planned-1033CA | Y | Y | Y | Y | Y
M3NHFScheduleOfRatesCode | Planned/Coping/Firewall:Remove And Refix | Planned - Coping/Firewall:Remove And Refix, unit of measure LM | Planned-1033CB | Y | Y | Y | Y | Y
M3NHFScheduleOfRatesCode | Planned/Coping:Lay New Pcc Coping | Planned - Coping:Lay New Pcc Coping, unit of measure LM | Planned-1033CC | Y | Y | Y | Y | Y
M3NHFScheduleOfRatesCode | Planned/Coping/Firewall:Renew Pcc Coping | Planned - Coping/Firewall:Renew Pcc Coping, unit of measure LM | Planned-1033CD | Y | Y | Y | Y | Y
M3NHFScheduleOfRatesCode | Planned/Coping:Renew Pcc Coping To Match | Planned - Coping:Renew Pcc Coping To Match, unit of measure LM | Planned-1033CE | Y
M3NHFScheduleOfRatesCode | Planned/Coping:Renew Tile Creasing | Planned - Coping:Renew Tile Creasing, unit of measure LM | Planned-1033DA | Y | Y | Y | Y | Y
M3NHFScheduleOfRatesCode | Planned/Coping:Renew 2 Row Tile Creasing | Planned - Coping:Renew 2 Row Tile Creasing, unit of measure LM | Planned-1033DB | Y | Y | Y | Y | Y
M3NHFScheduleOfRatesCode | Planned/Dpc:Install New Cavity Tray Dpc | Planned - Dpc:Install New Cavity Tray Dpc, unit of measure LM | Planned-1100AA | Y | Y | Y | Y | Y
M3NHFScheduleOfRatesCode | Planned/Dpc:Insert Dpc In External Wall 11.5Cm | Planned - Dpc:Insert Dpc In External Wall 11.5Cm, unit of measure LM | Planned-1100AB | Y | Y | Y | Y | Y
M3NHFScheduleOfRatesCode | Planned/Dpc:Insert Dpc In External Wall 17.5Cm | Planned - Dpc:Insert Dpc In External Wall 17.5Cm, unit of measure LM | Planned-1100AC | Y | Y | Y | Y | Y
M3NHFScheduleOfRatesCode | Planned/Dpc:Insert Dpc In External Wall Over 17.5Cm | Planned - Dpc:Insert Dpc In External Wall Over 17.5Cm, unit of measure SM | Planned-1100AD | Y | Y | Y | Y | Y
M3NHFScheduleOfRatesCode | Planned/Dpc:Insert Dpc In Internal Wall 11.5Cm | Planned - Dpc:Insert Dpc In Internal Wall 11.5Cm, unit of measure LM | Planned-1100AE | Y | Y | Y | Y | Y
M3NHFScheduleOfRatesCode | Planned/Dpc:Insert Dpc In Internal Wall 17.5Cm | Planned - Dpc:Insert Dpc In Internal Wall 17.5Cm, unit of measure LM | Planned-1100AF | Y | Y | Y | Y | Y
M3NHFScheduleOfRatesCode | Planned/Dpc:Insert Dpc In Internal Wall Over 17.5Cm | Planned - Dpc:Insert Dpc In Internal Wall Over 17.5Cm, unit of measure SM | Planned-1100AG | Y | Y | Y | Y | Y
M3NHFScheduleOfRatesCode | Planned/Dpc:Install Proprietary Cavity Tray Dpc | Planned - Dpc:Install Proprietary Cavity Tray Dpc, unit of measure LM | Planned-1100AH | Y | Y | Y
M3NHFScheduleOfRatesCode | Planned/Dpc:Install New Proprietary Cavity Tray Type C/E | Planned - Dpc:Install New Proprietary Cavity Tray Type C/E, unit of measure LM | Planned-1100BA | Y | Y | Y | Y | Y
M3NHFScheduleOfRatesCode | Planned/Dpc:Install New Proprietary Cavity Tray Dpc/Render | Planned - Dpc:Install New Proprietary Cavity Tray Dpc/Render, unit of measure LM | Planned-1100BB | Y | Y | Y | Y | Y
M3NHFScheduleOfRatesCode | Planned/Dpc:Install New Proprietary Cavity Tray/Apron | Planned - Dpc:Install New Proprietary Cavity Tray/Apron, unit of measure LM | Planned-1100BC | Y | Y | Y | Y | Y
M3NHFScheduleOfRatesCode | Planned/Dpc:Install New Lead Cavity Tray | Planned - Dpc:Install New Lead Cavity Tray, unit of measure LM | Planned-1100BD | Y | Y | Y | Y | Y
M3NHFScheduleOfRatesCode | Planned/Wall 225Mm:Chemical Injection External Dpc | Planned - Wall 225Mm:Chemical Injection External Dpc, unit of measure LM | Planned-1120AA | Y | Y | Y | Y | Y
M3NHFScheduleOfRatesCode | Planned/Wall 338Mm:Chemical Injection External Dpc | Planned - Wall 338Mm:Chemical Injection External Dpc, unit of measure LM | Planned-1120AC | Y | Y | Y | Y | Y
M3NHFScheduleOfRatesCode | Planned/Wall 450Mm:Chemical Injection External Dpc | Planned - Wall 450Mm:Chemical Injection External Dpc, unit of measure LM | Planned-1120AE | Y | Y | Y | Y | Y
M3NHFScheduleOfRatesCode | Planned/Wall 563Mm:Chemical Injection External Dpc | Planned - Wall 563Mm:Chemical Injection External Dpc, unit of measure LM | Planned-1120AG | Y | Y | Y | Y | Y
M3NHFScheduleOfRatesCode | Planned/Wall 113Mm:Chemical Injection Internal Dpc | Planned - Wall 113Mm:Chemical Injection Internal Dpc, unit of measure LM | Planned-1120AI | Y | Y | Y | Y | Y
M3NHFScheduleOfRatesCode | Planned/Wall 225Mm:Chemical Injection Internal Dpc | Planned - Wall 225Mm:Chemical Injection Internal Dpc, unit of measure LM | Planned-1120AK | Y | Y | Y | Y | Y
M3NHFScheduleOfRatesCode | Planned/Wall Cavity:Chemical Inject Internal Dpc | Planned - Wall Cavity:Chemical Inject Internal Dpc, unit of measure LM | Planned-1120AM | Y | Y | Y | Y | Y
M3NHFScheduleOfRatesCode | Planned/Wall 338Mm:Chemical Injection Internal Dpc | Planned - Wall 338Mm:Chemical Injection Internal Dpc, unit of measure LM | Planned-1120AO | Y | Y | Y | Y | Y
M3NHFScheduleOfRatesCode | Planned/Wall Cavity:Chemical Inject 2 Skins Dpc | Planned - Wall Cavity:Chemical Inject 2 Skins Dpc, unit of measure LM | Planned-1120AR | Y | Y | Y | Y | Y
M3NHFScheduleOfRatesCode | Planned/Dwelling:Chemical Dpc Inject Survey | Planned - Dwelling:Chemical Dpc Inject Survey, unit of measure IT | Planned-1120TA | Y | Y | Y | Y | Y
M3NHFScheduleOfRatesCode | Planned/Dwelling:Rot Eradication Survey | Planned - Dwelling:Rot Eradication Survey, unit of measure IT | Planned-1120TB | Y | Y | Y | Y | Y
M3NHFScheduleOfRatesCode | Planned/Wall:Irrigate With Fungicide | Planned - Wall:Irrigate With Fungicide, unit of measure SM | Planned-1130AA | Y | Y | Y | Y | Y
M3NHFScheduleOfRatesCode | Planned/Wall Or Ceiling:Apply Anti-Fungicide | Planned - Wall Or Ceiling:Apply Anti-Fungicide, unit of measure SM | Planned-1140AA | Y | Y | Y | Y | Y
M3NHFScheduleOfRatesCode | Planned/Tanking:Renew To Vertical Surfaces Ne 1Sm | Planned - Tanking:Renew To Vertical Surfaces Ne 1Sm, unit of measure IT | Planned-1141AA | Y | Y | Y | Y | Y
M3NHFScheduleOfRatesCode | Planned/Tanking:Renew To Vertical Surfaces Over 1Sm | Planned - Tanking:Renew To Vertical Surfaces Over 1Sm, unit of measure SM | Planned-1141AB | Y | Y | Y | Y | Y
M3NHFScheduleOfRatesCode | Planned/Tanking:Renew To Horizontal Surfaces Ne 1Sm | Planned - Tanking:Renew To Horizontal Surfaces Ne 1Sm, unit of measure IT | Planned-1141AC | Y | Y | Y | Y | Y
M3NHFScheduleOfRatesCode | Planned/Tanking:Renew To Horizontal Surfaces Over 1Sm | Planned - Tanking:Renew To Horizontal Surfaces Over 1Sm, unit of measure SM | Planned-1141AD | Y | Y | Y | Y | Y
M3NHFScheduleOfRatesCode | Planned/Flooring:Renew Asphalt Ne 1Sm In Patch | Planned - Flooring:Renew Asphalt Ne 1Sm In Patch, unit of measure IT | Planned-1141BA | Y
M3NHFScheduleOfRatesCode | Planned/Flooring:Renew Asphalt Over 1Sm | Planned - Flooring:Renew Asphalt Over 1Sm, unit of measure SM | Planned-1141BB | Y
M3NHFScheduleOfRatesCode | Planned/Waterproofing:Bitumen Vertical Surface Ne 1Sm | Planned - Waterproofing:Bitumen Vertical Surface Ne 1Sm, unit of measure IT | Planned-1142AA | Y | Y | Y | Y | Y
M3NHFScheduleOfRatesCode | Planned/Waterproofing:Bitumen Vertical Surface Over 1Sm | Planned - Waterproofing:Bitumen Vertical Surface Over 1Sm, unit of measure SM | Planned-1142AB | Y | Y | Y | Y | Y
M3NHFScheduleOfRatesCode | Planned/Waterproofing:Bitumen Horizontal Surface Ne 1Sm | Planned - Waterproofing:Bitumen Horizontal Surface Ne 1Sm, unit of measure IT | Planned-1142AC | Y | Y | Y | Y | Y
M3NHFScheduleOfRatesCode | Planned/Waterproofing:Bitumen Horizontal Surface Over 1Sm | Planned - Waterproofing:Bitumen Horizontal Surface Over 1Sm, unit of measure SM | Planned-1142AD | Y | Y | Y | Y | Y
M3NHFScheduleOfRatesCode | Planned/Waterproofing:Bituthene Vertical Surface Ne 1Sm | Planned - Waterproofing:Bituthene Vertical Surface Ne 1Sm, unit of measure IT | Planned-1143AA | Y | Y | Y | Y | Y
M3NHFScheduleOfRatesCode | Planned/Waterproofing:Bituthene Vertical Surface Over 1Sm | Planned - Waterproofing:Bituthene Vertical Surface Over 1Sm, unit of measure SM | Planned-1143AB | Y | Y | Y | Y | Y
M3NHFScheduleOfRatesCode | Planned/Waterproofing:Bituthene Horizontal Surface Ne 1Sm | Planned - Waterproofing:Bituthene Horizontal Surface Ne 1Sm, unit of measure IT | Planned-1143AC | Y | Y | Y | Y | Y
M3NHFScheduleOfRatesCode | Planned/Waterproofing:Bituthene Horizontal Surface Over 1 | Planned - Waterproofing:Bituthene Horizontal Surface Over 1, unit of measure SM | Planned-1143AD | Y | Y | Y | Y | Y
M3NHFScheduleOfRatesCode | Planned/Airbrick:Renew With Pvc | Planned - Airbrick:Renew With Pvc, unit of measure NO | Planned-1150AA | Y | Y | Y | Y | Y
M3NHFScheduleOfRatesCode | Planned/Airbrick:Install New Pvc Vent | Planned - Airbrick:Install New Pvc Vent, unit of measure NO | Planned-1150AB | Y | Y | Y | Y | Y
M3NHFScheduleOfRatesCode | Planned/Airbrick:Renew Clay Or Concrete Vent | Planned - Airbrick:Renew Clay Or Concrete Vent, unit of measure NO | Planned-1150BA | Y | Y | Y | Y | Y
M3NHFScheduleOfRatesCode | Planned/Airbrick:Install New Clay Or Concrete Vent | Planned - Airbrick:Install New Clay Or Concrete Vent, unit of measure NO | Planned-1150BB | Y | Y | Y | Y | Y
M3NHFScheduleOfRatesCode | Planned/Airbrick:Rebed Loose Vent | Planned - Airbrick:Rebed Loose Vent, unit of measure NO | Planned-1150BC | Y | Y | Y | Y | Y
M3NHFScheduleOfRatesCode | Planned/Air Brick Or Vent:Brick Up Opening | Planned - Air Brick Or Vent:Brick Up Opening, unit of measure NO | Planned-1150BD | Y
M3NHFScheduleOfRatesCode | Planned/Ventilator:Renew Pvc Or Aluminium | Planned - Ventilator:Renew Pvc Or Aluminium, unit of measure NO | Planned-1150CA | Y | Y | Y | Y | Y
M3NHFScheduleOfRatesCode | Planned/Vent:Install Stadium Vent Kit | Planned - Vent:Install Stadium Vent Kit, unit of measure NO | Planned-1150DA | Y | Y | Y | Y | Y
M3NHFScheduleOfRatesCode | Planned/Vent:Install Tumble Vent Kit | Planned - Vent:Install Tumble Vent Kit, unit of measure NO | Planned-1150EA | Y | Y | Y | Y | Y
M3NHFScheduleOfRatesCode | Planned/Vent:Install Proprietary Vent Kit | Planned - Vent:Install Proprietary Vent Kit, unit of measure NO | Planned-1150XA | Y | Y | Y | Y
M3NHFScheduleOfRatesCode | Planned/Chimney:Rebuild 4 Course 1 Flue | Planned - Chimney:Rebuild 4 Course 1 Flue, unit of measure IT | Planned-1200AA | Y | Y | Y | Y | Y
M3NHFScheduleOfRatesCode | Planned/Chimney:Rebuild 1 Course 1 Flue | Planned - Chimney:Rebuild 1 Course 1 Flue, unit of measure IT | Planned-1200AB | Y | Y | Y | Y | Y
M3NHFScheduleOfRatesCode | Planned/Chimney:Rebuild 4 Course 2 Flue | Planned - Chimney:Rebuild 4 Course 2 Flue, unit of measure IT | Planned-1200AC | Y | Y | Y | Y | Y
M3NHFScheduleOfRatesCode | Planned/Chimney:Rebuild 1 Course 2 Flue | Planned - Chimney:Rebuild 1 Course 2 Flue, unit of measure IT | Planned-1200AD | Y | Y | Y | Y | Y
M3NHFScheduleOfRatesCode | Planned/Chimney:Rebuild 4 Course 4 Flue | Planned - Chimney:Rebuild 4 Course 4 Flue, unit of measure IT | Planned-1200AE | Y | Y | Y | Y | Y
M3NHFScheduleOfRatesCode | Planned/Chimney:Rebuild 1 Course 4 Flue | Planned - Chimney:Rebuild 1 Course 4 Flue, unit of measure IT | Planned-1200AF | Y | Y | Y | Y | Y
M3NHFScheduleOfRatesCode | Planned/Chimney:Rebuild 4 Course 6 Flue | Planned - Chimney:Rebuild 4 Course 6 Flue, unit of measure IT | Planned-1200AG | Y | Y | Y | Y | Y
M3NHFScheduleOfRatesCode | Planned/Chimney:Rebuild 1 Course 6 Flue | Planned - Chimney:Rebuild 1 Course 6 Flue, unit of measure IT | Planned-1200AH | Y | Y | Y | Y | Y
M3NHFScheduleOfRatesCode | Planned/Chimney:Rebuild 4 Course 8 Flue | Planned - Chimney:Rebuild 4 Course 8 Flue, unit of measure IT | Planned-1200AI | Y | Y | Y | Y | Y
M3NHFScheduleOfRatesCode | Planned/Chimney:Rebuild 1 Course 8 Flue | Planned - Chimney:Rebuild 1 Course 8 Flue, unit of measure IT | Planned-1200AJ | Y | Y | Y | Y | Y
M3NHFScheduleOfRatesCode | Planned/Chimney:Demolish Stack And Make Good Roof | Planned - Chimney:Demolish Stack And Make Good Roof, unit of measure IT | Planned-1200AK | Y | Y | Y | Y | Y
M3NHFScheduleOfRatesCode | Planned/Chimney:Seal Flue | Planned - Chimney:Seal Flue, unit of measure IT | Planned-1200AL | Y | Y | Y | Y | Y
M3NHFScheduleOfRatesCode | Planned/Chimney:Renew Facing Bricks Ne 6No | Planned - Chimney:Renew Facing Bricks Ne 6No, unit of measure NO | Planned-1200AM | Y | Y | Y | Y | Y
M3NHFScheduleOfRatesCode | Planned/Chimney:Renew Bricks Ne 0.50Sm | Planned - Chimney:Renew Bricks Ne 0.50Sm, unit of measure NO | Planned-1200AN | Y | Y | Y | Y | Y
M3NHFScheduleOfRatesCode | Planned/Chimney:Rake Out And Repoint Stack | Planned - Chimney:Rake Out And Repoint Stack, unit of measure SM | Planned-1200AO | Y | Y | Y | Y | Y
M3NHFScheduleOfRatesCode | Planned/Chimney:Renew Two Coat Render To Stack | Planned - Chimney:Renew Two Coat Render To Stack, unit of measure SM | Planned-1200BA | Y | Y | Y | Y | Y
M3NHFScheduleOfRatesCode | Planned/Chimney:Ball Flue And Clear Obstruction | Planned - Chimney:Ball Flue And Clear Obstruction, unit of measure IT | Planned-1250AA | Y | Y | Y | Y | Y
M3NHFScheduleOfRatesCode | Planned/Chimney:Ball Flue Remove Cowl | Planned - Chimney:Ball Flue Remove Cowl, unit of measure IT | Planned-1250AB | Y | Y | Y | Y | Y
M3NHFScheduleOfRatesCode | Planned/Chimney:Clear Blocked Flue In Roof | Planned - Chimney:Clear Blocked Flue In Roof, unit of measure IT | Planned-1250AC | Y | Y | Y | Y | Y
M3NHFScheduleOfRatesCode | Planned/Chimney:Clear Block Flue In Breast | Planned - Chimney:Clear Block Flue In Breast, unit of measure IT | Planned-1250AD | Y | Y | Y | Y | Y
M3NHFScheduleOfRatesCode | Planned/Chimney:Smoke Test And Report | Planned - Chimney:Smoke Test And Report, unit of measure IT | Planned-1250AF | Y | Y | Y | Y | Y
M3NHFScheduleOfRatesCode | Planned/Chimney:Sweep Flue - Registered | Planned - Chimney:Sweep Flue - Registered, unit of measure IT | Planned-1250AG | Y | Y | Y | Y | Y
M3NHFScheduleOfRatesCode | Planned/Flue:Cctv Survey | Planned - Flue:Cctv Survey, unit of measure IT | Planned-1250AH | Y
M3NHFScheduleOfRatesCode | Planned/Chimney:Renew Pot Ne 900Mm High | Planned - Chimney:Renew Pot Ne 900Mm High, unit of measure NO | Planned-1300AB | Y | Y | Y | Y | Y
M3NHFScheduleOfRatesCode | Planned/Chimney:Renew Marcone Ne 990Mm | Planned - Chimney:Renew Marcone Ne 990Mm, unit of measure NO | Planned-1300AD | Y | Y | Y | Y | Y
M3NHFScheduleOfRatesCode | Planned/Chimney:Rebed Pot | Planned - Chimney:Rebed Pot, unit of measure NO | Planned-1300BA | Y | Y | Y | Y | Y
M3NHFScheduleOfRatesCode | Planned/Chimney:Install Colt Cowl | Planned - Chimney:Install Colt Cowl, unit of measure NO | Planned-1300CA | Y | Y | Y | Y | Y
M3NHFScheduleOfRatesCode | Planned/Chimney:Install Aerocowl To Pot | Planned - Chimney:Install Aerocowl To Pot, unit of measure NO | Planned-1300CB | Y | Y | Y | Y | Y
M3NHFScheduleOfRatesCode | Planned/Chimney:450Mm Vented Cap To Pot | Planned - Chimney:450Mm Vented Cap To Pot, unit of measure NO | Planned-1300DA | Y | Y | Y | Y | Y
M3NHFScheduleOfRatesCode | Planned/Chimney:Renew Gc Gas Terminal | Planned - Chimney:Renew Gc Gas Terminal, unit of measure NO | Planned-1300EA | Y | Y | Y | Y | Y
M3NHFScheduleOfRatesCode | Planned/Chimney:Renew Galvanised Wire Birdcage | Planned - Chimney:Renew Galvanised Wire Birdcage, unit of measure NO | Planned-1300FA | Y | Y | Y | Y | Y
M3NHFScheduleOfRatesCode | Planned/Chimney:Remove And Refix Tv Aerial Or Dish | Planned - Chimney:Remove And Refix Tv Aerial Or Dish, unit of measure NO | Planned-1300GA |  | Y | Y | Y | Y
M3NHFScheduleOfRatesCode | Planned/Meter Cupboard:Proprietary Renew Or Supply New | Planned - Meter Cupboard:Proprietary Renew Or Supply New, unit of measure NO | Planned-1350AA | Y | Y | Y | Y | Y
M3NHFScheduleOfRatesCode | Planned/Meter Cupboard:Renew Proprietary Door | Planned - Meter Cupboard:Renew Proprietary Door, unit of measure NO | Planned-1350AB | Y | Y | Y
M3NHFScheduleOfRatesCode | Planned/Meter Cupboard:Renew Door Hinge | Planned - Meter Cupboard:Renew Door Hinge, unit of measure NO | Planned-1350AC | Y | Y | Y
M3NHFScheduleOfRatesCode | Planned/Meter Cupboard:Renew 3 Port Lock | Planned - Meter Cupboard:Renew 3 Port Lock, unit of measure NO | Planned-1350AD | Y | Y | Y
M3NHFScheduleOfRatesCode | Planned/Meter Cupboard:Pm Renew Or Supply New | Planned - Meter Cupboard:Pm Renew Or Supply New, unit of measure NO | Planned-1350AE | Y
M3NHFScheduleOfRatesCode | Planned/Meter Cupboard:Renew Pm Timber Door | Planned - Meter Cupboard:Renew Pm Timber Door, unit of measure NO | Planned-1350AF | Y
M3NHFScheduleOfRatesCode | Planned/Meter Cupboard:Renew Metal Door And Frame | Planned - Meter Cupboard:Renew Metal Door And Frame, unit of measure NO | Planned-1350AG | Y
M3NHFScheduleOfRatesCode | Planned/Electric Meter:Build In Cupboard | Planned - Electric Meter:Build In Cupboard, unit of measure NO | Planned-1350BA | Y | Y | Y | Y | Y
M3NHFScheduleOfRatesCode | Planned/Gas Meter:Build In Cupboard | Planned - Gas Meter:Build In Cupboard, unit of measure NO | Planned-1350CA | Y | Y | Y | Y | Y
M3NHFScheduleOfRatesCode | Planned/Fire:Renew Complete | Planned - Fire:Renew Complete, unit of measure NO | Planned-1400AA | Y | Y | Y | Y | Y
M3NHFScheduleOfRatesCode | Planned/Fire:Renew Surround | Planned - Fire:Renew Surround, unit of measure NO | Planned-1400AB | Y | Y | Y | Y | Y
M3NHFScheduleOfRatesCode | Planned/Fire:Renew Surround And Hearth | Planned - Fire:Renew Surround And Hearth, unit of measure NO | Planned-1400AC | Y | Y | Y | Y | Y
M3NHFScheduleOfRatesCode | Planned/Fire:Renew Hearth Complete | Planned - Fire:Renew Hearth Complete, unit of measure NO | Planned-1400AD | Y | Y | Y | Y | Y
M3NHFScheduleOfRatesCode | Planned/Fire:Remove Fire And Seal Opening | Planned - Fire:Remove Fire And Seal Opening, unit of measure IT | Planned-1400BA | Y | Y | Y | Y | Y
M3NHFScheduleOfRatesCode | Planned/Fire:Adapt For Gas | Planned - Fire:Adapt For Gas, unit of measure NO | Planned-1400XA | Y | Y | Y | Y
M3NHFScheduleOfRatesCode | Planned/Cooker:Remove Cooker Complete | Planned - Cooker:Remove Cooker Complete, unit of measure IT | Planned-1450AA | Y | Y | Y | Y | Y
M3NHFScheduleOfRatesCode | Planned/Surfaces:Repair Cracks, Concrete Ne 5Mm | Planned - Surfaces:Repair Cracks, Concrete Ne 5Mm, unit of measure SM | Planned-1460AA | Y | Y | Y | Y | Y
M3NHFScheduleOfRatesCode | Planned/Lintels:Repair Cracks, Concrete Ne 5Mm | Planned - Lintels:Repair Cracks, Concrete Ne 5Mm, unit of measure LM | Planned-1460AB | Y | Y | Y | Y | Y
M3NHFScheduleOfRatesCode | Planned/Cills:Repair Cracks, Concrete Ne 5Mm | Planned - Cills:Repair Cracks, Concrete Ne 5Mm, unit of measure LM | Planned-1460AC | Y | Y | Y | Y | Y
M3NHFScheduleOfRatesCode | Planned/Concrete Surfaces:Repair Cracks, Spalls Ne 10Mm | Planned - Concrete Surfaces:Repair Cracks, Spalls Ne 10Mm, unit of measure SM | Planned-1460AD | Y | Y | Y | Y | Y
M3NHFScheduleOfRatesCode | Planned/Concrete Lintels:Repair Cracks, Spalls Ne 10Mm | Planned - Concrete Lintels:Repair Cracks, Spalls Ne 10Mm, unit of measure LM | Planned-1460AE | Y | Y | Y | Y | Y
M3NHFScheduleOfRatesCode | Planned/Concrete Cills:Repair Cracks, Spalls Ne 10Mm | Planned - Concrete Cills:Repair Cracks, Spalls Ne 10Mm, unit of measure LM | Planned-1460AF | Y | Y | Y | Y | Y
M3NHFScheduleOfRatesCode | Planned/Surfaces:Repair Cracks, Concrete Ne 15Mm | Planned - Surfaces:Repair Cracks, Concrete Ne 15Mm, unit of measure SM | Planned-1460AG | Y | Y | Y | Y | Y
M3NHFScheduleOfRatesCode | Planned/Lintels:Repair Cracks, Concrete Ne 15Mm | Planned - Lintels:Repair Cracks, Concrete Ne 15Mm, unit of measure LM | Planned-1460AH | Y | Y | Y | Y | Y
M3NHFScheduleOfRatesCode | Planned/Cills:Repair Cracks, Concrete Ne 15Mm | Planned - Cills:Repair Cracks, Concrete Ne 15Mm, unit of measure LM | Planned-1460AI | Y | Y | Y | Y | Y
M3NHFScheduleOfRatesCode | Planned/Gutter:Repair Finlock | Planned - Gutter:Repair Finlock, unit of measure LM | Planned-1460BA | Y | Y | Y | Y | Y
M3NHFScheduleOfRatesCode | Planned/Surfaces:Repair Cracks Stonework Ne 5Mm | Planned - Surfaces:Repair Cracks Stonework Ne 5Mm, unit of measure SM | Planned-1461AA | Y | Y | Y | Y | Y
M3NHFScheduleOfRatesCode | Planned/Lintels:Repair Cracks, Stone Ne 5Mm | Planned - Lintels:Repair Cracks, Stone Ne 5Mm, unit of measure LM | Planned-1461AB | Y | Y | Y | Y | Y
M3NHFScheduleOfRatesCode | Planned/Cills:Repair Cracks, Spalls Stone Ne 5Mm | Planned - Cills:Repair Cracks, Spalls Stone Ne 5Mm, unit of measure LM | Planned-1461AC | Y | Y | Y | Y | Y
M3NHFScheduleOfRatesCode | Planned/Stone Surfaces:Repair Cracks, Spalls Ne 10Mm | Planned - Stone Surfaces:Repair Cracks, Spalls Ne 10Mm, unit of measure SM | Planned-1461AD | Y | Y | Y | Y | Y
M3NHFScheduleOfRatesCode | Planned/Stone Lintels:Repair Cracks, Spalls Ne 10Mm | Planned - Stone Lintels:Repair Cracks, Spalls Ne 10Mm, unit of measure LM | Planned-1461AE | Y | Y | Y | Y | Y
M3NHFScheduleOfRatesCode | Planned/Stone Cills:Repair Cracks, Spalls Ne 10Mm | Planned - Stone Cills:Repair Cracks, Spalls Ne 10Mm, unit of measure LM | Planned-1461AF | Y | Y | Y | Y | Y
M3NHFScheduleOfRatesCode | Planned/Surfaces:Repair Cracks Stonework Ne 15Mm | Planned - Surfaces:Repair Cracks Stonework Ne 15Mm, unit of measure SM | Planned-1461AG | Y | Y | Y | Y | Y
M3NHFScheduleOfRatesCode | Planned/Lintels:Repair Cracks, Stone Ne 15Mm | Planned - Lintels:Repair Cracks, Stone Ne 15Mm, unit of measure LM | Planned-1461AH | Y | Y | Y | Y | Y
M3NHFScheduleOfRatesCode | Planned/Cills:Repair Cracks, Spalls Stone Ne 15Mm | Planned - Cills:Repair Cracks, Spalls Stone Ne 15Mm, unit of measure LM | Planned-1461AI | Y | Y | Y | Y | Y
M3NHFScheduleOfRatesCode | Planned/Concrete Test:Hammer | Planned - Concrete Test:Hammer, unit of measure SM | Planned-1462AA | Y | Y | Y | Y | Y
M3NHFScheduleOfRatesCode | Planned/Concrete Test:Cover Meter Survey | Planned - Concrete Test:Cover Meter Survey, unit of measure SM | Planned-1462BA | Y | Y | Y | Y | Y
M3NHFScheduleOfRatesCode | Planned/Concrete Test:Carbonation Depth Test | Planned - Concrete Test:Carbonation Depth Test, unit of measure SM | Planned-1462CA | Y | Y | Y | Y | Y
M3NHFScheduleOfRatesCode | Planned/Fairing Coat:Apply 5Mm Coat | Planned - Fairing Coat:Apply 5Mm Coat, unit of measure SM | Planned-1463AA | Y | Y | Y | Y | Y
M3NHFScheduleOfRatesCode | Planned/Stone Walls:Chemical Clean | Planned - Stone Walls:Chemical Clean, unit of measure SM | Planned-1464AA | Y | Y | Y
M3NHFScheduleOfRatesCode | Planned/Stone Cills:Chemical Clean | Planned - Stone Cills:Chemical Clean, unit of measure LM | Planned-1464AB | Y | Y | Y
M3NHFScheduleOfRatesCode | Planned/Stone Walls:Grit Blast | Planned - Stone Walls:Grit Blast, unit of measure SM | Planned-1464AC | Y | Y | Y
M3NHFScheduleOfRatesCode | Planned/Cladding:Install Brick System | Planned - Cladding:Install Brick System, unit of measure SM | Planned-1470AA | Y | Y | Y | Y | Y
M3NHFScheduleOfRatesCode | Planned/Tile:Renew Interlocking Felt And Battens | Planned - Tile:Renew Interlocking Felt And Battens, unit of measure SM | Planned-2011AA | Y | Y | Y | Y | Y
M3NHFScheduleOfRatesCode | Planned/Roof Tile:Renew Concrete Interlocking Ne 5 No | Planned - Roof Tile:Renew Concrete Interlocking Ne 5 No, unit of measure IT | Planned-2011AB | Y
M3NHFScheduleOfRatesCode | Planned/Tile:Refix Interlocking Renew Felt Battens | Planned - Tile:Refix Interlocking Renew Felt Battens, unit of measure SM | Planned-2011BA | Y | Y | Y | Y | Y
M3NHFScheduleOfRatesCode | Planned/Roof Tile:Remove And Refix Interlocking Ne 5 No | Planned - Roof Tile:Remove And Refix Interlocking Ne 5 No, unit of measure IT | Planned-2011BB | Y
M3NHFScheduleOfRatesCode | Planned/Roof Tile:Overhaul Interlocking Roof Complete | Planned - Roof Tile:Overhaul Interlocking Roof Complete, unit of measure SM | Planned-2011CA | Y | Y | Y | Y | Y
M3NHFScheduleOfRatesCode | Planned/Roof Covering:Eo Felt + Battens Concrete Interlock | Planned - Roof Covering:Eo Felt + Battens Concrete Interlock, unit of measure SM | Planned-2011RR | Y | Y | Y | Y | Y
M3NHFScheduleOfRatesCode | Planned/Tile:Renew With Interlocking Complete | Planned - Tile:Renew With Interlocking Complete, unit of measure SM | Planned-2012AA | Y | Y | Y | Y | Y
M3NHFScheduleOfRatesCode | Planned/Tile:Renew Interlocking Secret Gutter | Planned - Tile:Renew Interlocking Secret Gutter, unit of measure SM | Planned-2012AB | Y | Y | Y | Y | Y
M3NHFScheduleOfRatesCode | Planned/Tile:Renew Interlocking Restraints | Planned - Tile:Renew Interlocking Restraints, unit of measure SM | Planned-2012AC | Y | Y | Y | Y | Y
M3NHFScheduleOfRatesCode | Planned/Tile:Renew Interlocking Gutter Restraints | Planned - Tile:Renew Interlocking Gutter Restraints, unit of measure SM | Planned-2012AD | Y | Y | Y | Y | Y
M3NHFScheduleOfRatesCode | Planned/Tile:Renew Plain Concrete Felt And Battens | Planned - Tile:Renew Plain Concrete Felt And Battens, unit of measure SM | Planned-2013AA | Y | Y | Y | Y | Y
M3NHFScheduleOfRatesCode | Planned/Roof Tile:Renew Plain Concrete Or Clay Ne 10 No | Planned - Roof Tile:Renew Plain Concrete Or Clay Ne 10 No, unit of measure IT | Planned-2013AB | Y
M3NHFScheduleOfRatesCode | Planned/Roof Tile:Remove And Refix Plain Ne 10 No | Planned - Roof Tile:Remove And Refix Plain Ne 10 No, unit of measure IT | Planned-2013AC | Y
M3NHFScheduleOfRatesCode | Planned/Roof Tile:Overhaul Concrete Plain Roof Complete | Planned - Roof Tile:Overhaul Concrete Plain Roof Complete, unit of measure SM | Planned-2013BA | Y | Y | Y | Y | Y
M3NHFScheduleOfRatesCode | Planned/Tile:Renew Plain Clay Felt And Battens | Planned - Tile:Renew Plain Clay Felt And Battens, unit of measure SM | Planned-2013CA | Y | Y | Y | Y | Y
M3NHFScheduleOfRatesCode | Planned/Tile:Refix Plain Clay Renew Felt And Battens | Planned - Tile:Refix Plain Clay Renew Felt And Battens, unit of measure SM | Planned-2013DA | Y | Y | Y | Y | Y
M3NHFScheduleOfRatesCode | Planned/Roof Tile:Overhaul Clay Plain Roof Complete | Planned - Roof Tile:Overhaul Clay Plain Roof Complete, unit of measure SM | Planned-2013EA | Y | Y | Y | Y | Y
M3NHFScheduleOfRatesCode | Planned/Roof Covering:Eo Felt + Battens Plain Concrete | Planned - Roof Covering:Eo Felt + Battens Plain Concrete, unit of measure SM | Planned-2013RR | Y | Y | Y
M3NHFScheduleOfRatesCode | Planned/Roof Covering:Eo Felt + Battens Plain Clay | Planned - Roof Covering:Eo Felt + Battens Plain Clay, unit of measure SM | Planned-2013RS | Y | Y | Y
M3NHFScheduleOfRatesCode | Planned/Tile:Renew With Plain Concrete Complete | Planned - Tile:Renew With Plain Concrete Complete, unit of measure SM | Planned-2014AA | Y | Y | Y | Y | Y
M3NHFScheduleOfRatesCode | Planned/Tile:Renew Plain Concrete With Secret Gutter | Planned - Tile:Renew Plain Concrete With Secret Gutter, unit of measure SM | Planned-2014AB | Y | Y | Y | Y | Y
M3NHFScheduleOfRatesCode | Planned/Tile:Renew Plain Concrete With Restraints | Planned - Tile:Renew Plain Concrete With Restraints, unit of measure SM | Planned-2014AC | Y | Y | Y | Y | Y
M3NHFScheduleOfRatesCode | Planned/Tile:Renew Plain Concrete With Gutter Restraints | Planned - Tile:Renew Plain Concrete With Gutter Restraints, unit of measure SM | Planned-2014AD | Y | Y | Y | Y | Y
M3NHFScheduleOfRatesCode | Planned/Tile:Renew With Plain Clay Complete | Planned - Tile:Renew With Plain Clay Complete, unit of measure SM | Planned-2014BA | Y | Y | Y | Y | Y
M3NHFScheduleOfRatesCode | Planned/Tile:Renew Plain Clay Secret Gutter | Planned - Tile:Renew Plain Clay Secret Gutter, unit of measure SM | Planned-2014BB | Y | Y | Y | Y | Y
M3NHFScheduleOfRatesCode | Planned/Tile:Renew Plain Clay With Restraints | Planned - Tile:Renew Plain Clay With Restraints, unit of measure SM | Planned-2014BC | Y | Y | Y | Y | Y
M3NHFScheduleOfRatesCode | Planned/Tile:Renew Plain Clay With Gutter And Restraints | Planned - Tile:Renew Plain Clay With Gutter And Restraints, unit of measure SM | Planned-2014BD | Y | Y | Y | Y | Y
M3NHFScheduleOfRatesCode | Planned/Verge:Rake Out And Repoint In Mortar | Planned - Verge:Rake Out And Repoint In Mortar, unit of measure LM | Planned-2015AA | Y | Y | Y | Y | Y
M3NHFScheduleOfRatesCode | Planned/Verge:Renew Tile Verge | Planned - Verge:Renew Tile Verge, unit of measure LM | Planned-2015BA | Y | Y | Y | Y | Y
M3NHFScheduleOfRatesCode | Planned/Verge:Remove And Refix Tile | Planned - Verge:Remove And Refix Tile, unit of measure LM | Planned-2015CA | Y | Y | Y | Y | Y
M3NHFScheduleOfRatesCode | Planned/Verge:Remove And Refix Tile Renew Undercloak | Planned - Verge:Remove And Refix Tile Renew Undercloak, unit of measure LM | Planned-2015CB | Y
M3NHFScheduleOfRatesCode | Planned/Verge:Remove And Refix Plain Tile | Planned - Verge:Remove And Refix Plain Tile, unit of measure LM | Planned-2015EA | Y | Y | Y | Y | Y
M3NHFScheduleOfRatesCode | Planned/Ridge:Renew Bedded Tile | Planned - Ridge:Renew Bedded Tile, unit of measure LM | Planned-2017AA | Y | Y | Y | Y | Y
M3NHFScheduleOfRatesCode | Planned/Hip:Renew Bedded Tile | Planned - Hip:Renew Bedded Tile, unit of measure LM | Planned-2017AB | Y
M3NHFScheduleOfRatesCode | Planned/Ridge:Renew Mono-Pitch Tiles | Planned - Ridge:Renew Mono-Pitch Tiles, unit of measure LM | Planned-2017AC | Y | Y | Y | Y | Y
M3NHFScheduleOfRatesCode | Planned/Hip:Renew Mono-Pitch Tiles | Planned - Hip:Renew Mono-Pitch Tiles, unit of measure LM | Planned-2017AD | Y
M3NHFScheduleOfRatesCode | Planned/Ridge:Remove And Refix Tiles | Planned - Ridge:Remove And Refix Tiles, unit of measure LM | Planned-2017BA | Y | Y | Y | Y | Y
M3NHFScheduleOfRatesCode | Planned/Ridge:Rake Out And Repoint Tiles | Planned - Ridge:Rake Out And Repoint Tiles, unit of measure LM | Planned-2017BB | Y | Y | Y | Y | Y
M3NHFScheduleOfRatesCode | Planned/Hip:Remove And Refix Tiles | Planned - Hip:Remove And Refix Tiles, unit of measure LM | Planned-2017BC | Y
M3NHFScheduleOfRatesCode | Planned/Hip Or Valley:Rake Out And Repoint Tiles | Planned - Hip Or Valley:Rake Out And Repoint Tiles, unit of measure LM | Planned-2017BD | Y
M3NHFScheduleOfRatesCode | Planned/Ridge:Renew Any Type Gas Flue Terminal Tile | Planned - Ridge:Renew Any Type Gas Flue Terminal Tile, unit of measure NO | Planned-2017CB | Y | Y | Y | Y | Y
M3NHFScheduleOfRatesCode | Planned/Hip:Renew Bonnet Hip Tiles | Planned - Hip:Renew Bonnet Hip Tiles, unit of measure LM | Planned-2017CC | Y | Y | Y | Y | Y
M3NHFScheduleOfRatesCode | Planned/Hip:Renew Galvanised Hip Iron | Planned - Hip:Renew Galvanised Hip Iron, unit of measure NO | Planned-2017DA | Y | Y | Y | Y | Y
M3NHFScheduleOfRatesCode | Planned/Valley:Renew Valley Tiles | Planned - Valley:Renew Valley Tiles, unit of measure LM | Planned-2017EA | Y | Y | Y | Y | Y
M3NHFScheduleOfRatesCode | Planned/Valley:Renew Trough Valley Tiles | Planned - Valley:Renew Trough Valley Tiles, unit of measure LM | Planned-2017EB | Y | Y | Y | Y | Y
M3NHFScheduleOfRatesCode | Planned/Slate:Renew Fibre Cement Felt And Battens | Planned - Slate:Renew Fibre Cement Felt And Battens, unit of measure SM | Planned-2031AA | Y | Y | Y | Y | Y
M3NHFScheduleOfRatesCode | Planned/Slate:Renew Fibre Cement Ne 5 No | Planned - Slate:Renew Fibre Cement Ne 5 No, unit of measure IT | Planned-2031AB | Y
M3NHFScheduleOfRatesCode | Planned/Slate:Refix Fibre Cement Renew Felt And Battens | Planned - Slate:Refix Fibre Cement Renew Felt And Battens, unit of measure SM | Planned-2031BA | Y | Y | Y | Y | Y
M3NHFScheduleOfRatesCode | Planned/Slate:Refix Fibre Cement Ne 5 No | Planned - Slate:Refix Fibre Cement Ne 5 No, unit of measure IT | Planned-2031BB | Y
M3NHFScheduleOfRatesCode | Planned/Slate:Overhaul Fibre Cement Roof Complete | Planned - Slate:Overhaul Fibre Cement Roof Complete, unit of measure SM | Planned-2031CA | Y | Y | Y | Y | Y
M3NHFScheduleOfRatesCode | Planned/Roof Covering:Eo Felt + Battens Fibre Cement Slate | Planned - Roof Covering:Eo Felt + Battens Fibre Cement Slate, unit of measure SM | Planned-2031RR | Y | Y | Y
M3NHFScheduleOfRatesCode | Planned/Slate:Renew With Fibre Cement Complete | Planned - Slate:Renew With Fibre Cement Complete, unit of measure SM | Planned-2032AA | Y | Y | Y | Y | Y
M3NHFScheduleOfRatesCode | Planned/Slate:Renew Fibre Cement And Secret Gutter | Planned - Slate:Renew Fibre Cement And Secret Gutter, unit of measure SM | Planned-2032AB | Y | Y | Y | Y | Y
M3NHFScheduleOfRatesCode | Planned/Slate:Renew Fibre Cement With Restraints | Planned - Slate:Renew Fibre Cement With Restraints, unit of measure SM | Planned-2032AC | Y | Y | Y | Y | Y
M3NHFScheduleOfRatesCode | Planned/Slate:Renew Fibre Cement With Gutter Restraints | Planned - Slate:Renew Fibre Cement With Gutter Restraints, unit of measure SM | Planned-2032AD | Y | Y | Y | Y | Y
M3NHFScheduleOfRatesCode | Planned/Slate:Renew Natural Slates, Felt And Battens | Planned - Slate:Renew Natural Slates, Felt And Battens, unit of measure SM | Planned-2033AA | Y | Y | Y | Y | Y
M3NHFScheduleOfRatesCode | Planned/Slate:Refix Natural Slates, Renew Felt And Battens | Planned - Slate:Refix Natural Slates, Renew Felt And Battens, unit of measure SM | Planned-2033BA | Y | Y | Y | Y | Y
M3NHFScheduleOfRatesCode | Planned/Slate:Overhaul Natural Slate Roof Complete | Planned - Slate:Overhaul Natural Slate Roof Complete, unit of measure SM | Planned-2033CA | Y | Y | Y | Y | Y
M3NHFScheduleOfRatesCode | Planned/Roof Covering:Eo Felt + Battens Natural Slate | Planned - Roof Covering:Eo Felt + Battens Natural Slate, unit of measure SM | Planned-2033RR | Y | Y | Y
M3NHFScheduleOfRatesCode | Planned/Slate:Renew With Natural Slate Complete | Planned - Slate:Renew With Natural Slate Complete, unit of measure SM | Planned-2034AA | Y | Y | Y | Y | Y
M3NHFScheduleOfRatesCode | Planned/Slate:Renew Natural Slate And Secret Gutter | Planned - Slate:Renew Natural Slate And Secret Gutter, unit of measure SM | Planned-2034AB | Y | Y | Y | Y | Y
M3NHFScheduleOfRatesCode | Planned/Slate:Renew Natural Slate And Restraints | Planned - Slate:Renew Natural Slate And Restraints, unit of measure SM | Planned-2034AC | Y | Y | Y | Y | Y
M3NHFScheduleOfRatesCode | Planned/Slate:Renew Natural Slate With Gutter Restraints | Planned - Slate:Renew Natural Slate With Gutter Restraints, unit of measure SM | Planned-2034AD | Y | Y | Y | Y | Y
M3NHFScheduleOfRatesCode | Planned/Slate:Renew Natural Slate Ne 5 No | Planned - Slate:Renew Natural Slate Ne 5 No, unit of measure IT | Planned-2034AE | Y
M3NHFScheduleOfRatesCode | Planned/Slate:Refix Natural Slates Over 5 No | Planned - Slate:Refix Natural Slates Over 5 No, unit of measure SM | Planned-2034BA | Y
M3NHFScheduleOfRatesCode | Planned/Ridge:Renew Half Round Or Roll Top Tile To Slating | Planned - Ridge:Renew Half Round Or Roll Top Tile To Slating, unit of measure LM | Planned-2035AA | Y | Y | Y | Y | Y
M3NHFScheduleOfRatesCode | Planned/Ridge:Renew Roll Top To Slating | Planned - Ridge:Renew Roll Top To Slating, unit of measure LM | Planned-2035AB | Y | Y | Y | Y | Y
M3NHFScheduleOfRatesCode | Planned/Ridge:Renew Duo-Pitch To Slating | Planned - Ridge:Renew Duo-Pitch To Slating, unit of measure LM | Planned-2035AC | Y | Y | Y | Y | Y
M3NHFScheduleOfRatesCode | Planned/Ridge:Renew Mono Or Duo-Pitch Tile To Slating | Planned - Ridge:Renew Mono Or Duo-Pitch Tile To Slating, unit of measure LM | Planned-2035AD | Y | Y | Y | Y | Y
M3NHFScheduleOfRatesCode | Planned/Ridge:Renew Gas Ventilation To Slating | Planned - Ridge:Renew Gas Ventilation To Slating, unit of measure NO | Planned-2035AE | Y | Y | Y | Y | Y
M3NHFScheduleOfRatesCode | Planned/Verge:Rake Out And Repoint In Mortar To Slating | Planned - Verge:Rake Out And Repoint In Mortar To Slating, unit of measure LM | Planned-2035BA | Y | Y | Y | Y | Y
M3NHFScheduleOfRatesCode | Planned/Tile:Renew Plain Concrete Hanging Complete | Planned - Tile:Renew Plain Concrete Hanging Complete, unit of measure SM | Planned-2050AA | Y | Y | Y | Y | Y
M3NHFScheduleOfRatesCode | Planned/Tile:Refix Concrete Hanging Renew Felt And Battens | Planned - Tile:Refix Concrete Hanging Renew Felt And Battens, unit of measure SM | Planned-2050AB | Y | Y | Y | Y | Y
M3NHFScheduleOfRatesCode | Planned/Tile:Renew Feature Concrete Tile Hanging | Planned - Tile:Renew Feature Concrete Tile Hanging, unit of measure NO | Planned-2050AC | Y | Y | Y | Y | Y
M3NHFScheduleOfRatesCode | Planned/Tile:Renew Internal Angle Concrete Tile | Planned - Tile:Renew Internal Angle Concrete Tile, unit of measure NO | Planned-2050AD | Y | Y | Y | Y | Y
M3NHFScheduleOfRatesCode | Planned/Tile:Renew External Angle Concrete Tile | Planned - Tile:Renew External Angle Concrete Tile, unit of measure NO | Planned-2050AE | Y | Y | Y | Y | Y
M3NHFScheduleOfRatesCode | Planned/Tile:Overhaul Vertical Concrete Tiling | Planned - Tile:Overhaul Vertical Concrete Tiling, unit of measure SM | Planned-2050AF | Y | Y | Y | Y | Y
M3NHFScheduleOfRatesCode | Planned/Tile:Renew Hanging Tile Ne 10 No | Planned - Tile:Renew Hanging Tile Ne 10 No, unit of measure IT | Planned-2050AG | Y
M3NHFScheduleOfRatesCode | Planned/Tile:Renew Plain Clay Hanging Complete | Planned - Tile:Renew Plain Clay Hanging Complete, unit of measure SM | Planned-2050BA | Y | Y | Y | Y | Y
M3NHFScheduleOfRatesCode | Planned/Tile:Refix Clay Hanging Renew Felt And Battens | Planned - Tile:Refix Clay Hanging Renew Felt And Battens, unit of measure SM | Planned-2050BB | Y | Y | Y | Y
M3NHFScheduleOfRatesCode | Planned/Tile:Renew Feature Clay Tile Hanging | Planned - Tile:Renew Feature Clay Tile Hanging, unit of measure NO | Planned-2050BC | Y | Y | Y | Y | Y
M3NHFScheduleOfRatesCode | Planned/Tile:Renew Internal Angle Clay Tile | Planned - Tile:Renew Internal Angle Clay Tile, unit of measure NO | Planned-2050BD | Y | Y | Y | Y | Y
M3NHFScheduleOfRatesCode | Planned/Tile:Renew External Angle Clay Tile | Planned - Tile:Renew External Angle Clay Tile, unit of measure NO | Planned-2050BE | Y | Y | Y | Y | Y
M3NHFScheduleOfRatesCode | Planned/Tile:Overhaul Vertical Clay Tiling | Planned - Tile:Overhaul Vertical Clay Tiling, unit of measure SM | Planned-2050BF | Y | Y | Y | Y | Y
M3NHFScheduleOfRatesCode | Planned/Tile:Refix Hanging Ne 10 No | Planned - Tile:Refix Hanging Ne 10 No, unit of measure IT | Planned-2050CA | Y
M3NHFScheduleOfRatesCode | Planned/Vertical Covering:Eo Felt + Battens Clay Tiles | Planned - Vertical Covering:Eo Felt + Battens Clay Tiles, unit of measure SM | Planned-2050RR | Y | Y | Y
M3NHFScheduleOfRatesCode | Planned/Slate:Renew Hanging Slates Over 5 No | Planned - Slate:Renew Hanging Slates Over 5 No, unit of measure SM | Planned-2070AA | Y | Y | Y | Y | Y
M3NHFScheduleOfRatesCode | Planned/Slate:Refix Hanging Slate Over 5 No | Planned - Slate:Refix Hanging Slate Over 5 No, unit of measure SM | Planned-2070AB | Y | Y | Y | Y | Y
M3NHFScheduleOfRatesCode | Planned/Slate:Refix Hanging Slate Ne 5 No | Planned - Slate:Refix Hanging Slate Ne 5 No, unit of measure IT | Planned-2070AC | Y | Y | Y | Y | Y
M3NHFScheduleOfRatesCode | Planned/Slate:Overhaul Vertical Slating | Planned - Slate:Overhaul Vertical Slating, unit of measure SM | Planned-2070BA | Y | Y | Y | Y | Y
M3NHFScheduleOfRatesCode | Planned/Slate:Renew Hanging Slate Ne 5 No | Planned - Slate:Renew Hanging Slate Ne 5 No, unit of measure IT | Planned-2070CA | Y | Y | Y
M3NHFScheduleOfRatesCode | Planned/Vertical Covering:Eo Felt + Battens Slates | Planned - Vertical Covering:Eo Felt + Battens Slates, unit of measure SM | Planned-2070RR | Y | Y | Y
M3NHFScheduleOfRatesCode | Planned/Verge:Renew Dry Or Cloaked Verge Complete | Planned - Verge:Renew Dry Or Cloaked Verge Complete, unit of measure LM | Planned-2090AC | Y | Y | Y | Y | Y
M3NHFScheduleOfRatesCode | Planned/Verge:Refix Dry Or Cloaked Verge Complete | Planned - Verge:Refix Dry Or Cloaked Verge Complete, unit of measure LM | Planned-2090AD | Y | Y | Y | Y | Y
M3NHFScheduleOfRatesCode | Planned/Ridge:Renew Dry Ridge Tiles | Planned - Ridge:Renew Dry Ridge Tiles, unit of measure LM | Planned-2090AE | Y | Y | Y | Y | Y
M3NHFScheduleOfRatesCode | Planned/Ridge:Renew Dry Ridge Gas Flue Terminal | Planned - Ridge:Renew Dry Ridge Gas Flue Terminal, unit of measure NO | Planned-2090BA | Y | Y | Y | Y | Y
M3NHFScheduleOfRatesCode | Planned/Vent:Renew Vent Roof Tile Unit | Planned - Vent:Renew Vent Roof Tile Unit, unit of measure NO | Planned-2110AA | Y | Y | Y | Y | Y
M3NHFScheduleOfRatesCode | Planned/Ridge:Renew With Half Round Or Angle Vent Tile | Planned - Ridge:Renew With Half Round Or Angle Vent Tile, unit of measure NO | Planned-2110BB | Y | Y | Y | Y | Y
M3NHFScheduleOfRatesCode | Planned/Ridge:Renew Dry Vent Tiles | Planned - Ridge:Renew Dry Vent Tiles, unit of measure LM | Planned-2110BC | Y | Y | Y | Y | Y
M3NHFScheduleOfRatesCode | Planned/Vent:Renew Eaves Ventilators | Planned - Vent:Renew Eaves Ventilators, unit of measure LM | Planned-2110CA | Y | Y | Y | Y | Y
M3NHFScheduleOfRatesCode | Planned/Moss:Remove From Roof | Planned - Moss:Remove From Roof, unit of measure SM | Planned-2115AA | Y | Y | Y | Y | Y
M3NHFScheduleOfRatesCode | Planned/Wall Cladding:Renew Metal Insul Ne 2Sm | Planned - Wall Cladding:Renew Metal Insul Ne 2Sm, unit of measure IT | Planned-2120AA | Y | Y | Y
M3NHFScheduleOfRatesCode | Planned/Wall Cladding:Renew Metal Insul Exc 2Sm | Planned - Wall Cladding:Renew Metal Insul Exc 2Sm, unit of measure SM | Planned-2120AB | Y | Y | Y
M3NHFScheduleOfRatesCode | Planned/Wall Cladding:Renew Metal None Insul Ne 2Sm | Planned - Wall Cladding:Renew Metal None Insul Ne 2Sm, unit of measure IT | Planned-2120BA | Y | Y | Y
M3NHFScheduleOfRatesCode | Planned/Wall Cladding:Renew Metal None Insul Exc 2Sm | Planned - Wall Cladding:Renew Metal None Insul Exc 2Sm, unit of measure SM | Planned-2120BB | Y | Y | Y
M3NHFScheduleOfRatesCode | Planned/Wall Cladding:Renew Metal Pdr Coated Ne 2Sm | Planned - Wall Cladding:Renew Metal Pdr Coated Ne 2Sm, unit of measure IT | Planned-2121AA | Y | Y | Y
M3NHFScheduleOfRatesCode | Planned/Wall Cladding:Renew Metal Pdr Coated Exc 2Sm | Planned - Wall Cladding:Renew Metal Pdr Coated Exc 2Sm, unit of measure SM | Planned-2121AB | Y | Y | Y
M3NHFScheduleOfRatesCode | Planned/Wall Cladding:Renew Ali Pdr Coated Ne 2Sm | Planned - Wall Cladding:Renew Ali Pdr Coated Ne 2Sm, unit of measure IT | Planned-2122AA | Y | Y | Y
M3NHFScheduleOfRatesCode | Planned/Wall Cladding:Renew Ali Pdr Coated Exc 2Sm | Planned - Wall Cladding:Renew Ali Pdr Coated Exc 2Sm, unit of measure SM | Planned-2122AB | Y | Y | Y
M3NHFScheduleOfRatesCode | Planned/Sheeting:Renew Galvanised Corrugated Iron | Planned - Sheeting:Renew Galvanised Corrugated Iron, unit of measure SM | Planned-2130AA | Y | Y | Y | Y | Y
M3NHFScheduleOfRatesCode | Planned/Sheeting:Renew Corrugated Reinforced Cement | Planned - Sheeting:Renew Corrugated Reinforced Cement, unit of measure SM | Planned-2130BA | Y | Y | Y | Y | Y
M3NHFScheduleOfRatesCode | Planned/Sheeting:Renew Clear Plastic | Planned - Sheeting:Renew Clear Plastic, unit of measure SM | Planned-2130CA | Y | Y | Y | Y | Y
M3NHFScheduleOfRatesCode | Planned/Sheeting:Renew Coloured Plastic | Planned - Sheeting:Renew Coloured Plastic, unit of measure SM | Planned-2130CB | Y | Y | Y | Y | Y
M3NHFScheduleOfRatesCode | Planned/Sheeting:Renew Translucent | Planned - Sheeting:Renew Translucent, unit of measure SM | Planned-2130CC | Y | Y | Y | Y | Y
M3NHFScheduleOfRatesCode | Planned/Sheeting:Renew Pvc Colour Coated | Planned - Sheeting:Renew Pvc Colour Coated, unit of measure SM | Planned-2130DA | Y | Y | Y | Y | Y
M3NHFScheduleOfRatesCode | Planned/Roof Sheeting:Renew Alum Profile | Planned - Roof Sheeting:Renew Alum Profile, unit of measure SM | Planned-2130DB | Y | Y | Y
M3NHFScheduleOfRatesCode | Planned/Roof Sheeting:Renew Insul.Metal Cladd Ne 2Sm | Planned - Roof Sheeting:Renew Insul.Metal Cladd Ne 2Sm, unit of measure IT | Planned-2130DC | Y | Y | Y
M3NHFScheduleOfRatesCode | Planned/Sheeting:Renew Eaves Filler Piece | Planned - Sheeting:Renew Eaves Filler Piece, unit of measure LM | Planned-2130EA | Y | Y | Y | Y | Y
M3NHFScheduleOfRatesCode | Planned/Sheeting:Renew Two Piece Ridge | Planned - Sheeting:Renew Two Piece Ridge, unit of measure LM | Planned-2130EB | Y | Y | Y | Y | Y
M3NHFScheduleOfRatesCode | Planned/Roof Sheeting:Renew 1 Piece Corru Cement Ridge | Planned - Roof Sheeting:Renew 1 Piece Corru Cement Ridge, unit of measure LM | Planned-2130EC | Y | Y | Y
M3NHFScheduleOfRatesCode | Planned/Roof Sheeting:Renew 2 Piece Corru Cement Ridge | Planned - Roof Sheeting:Renew 2 Piece Corru Cement Ridge, unit of measure LM | Planned-2130ED | Y | Y | Y
M3NHFScheduleOfRatesCode | Planned/Ridge:Refix Any Type | Planned - Ridge:Refix Any Type, unit of measure LM | Planned-2130EE | Y | Y | Y
M3NHFScheduleOfRatesCode | Planned/Verge:Renew Corru, Cement | Planned - Verge:Renew Corru, Cement, unit of measure LM | Planned-2130FA | Y | Y | Y
M3NHFScheduleOfRatesCode | Planned/Verge:Refix Any Type | Planned - Verge:Refix Any Type, unit of measure LM | Planned-2130FB | Y | Y | Y
M3NHFScheduleOfRatesCode | Planned/Roof:Sweep And Apply Wp Compound | Planned - Roof:Sweep And Apply Wp Compound, unit of measure SM | Planned-2150AA | Y | Y | Y | Y | Y
M3NHFScheduleOfRatesCode | Planned/Roof:Sealing Compound To Cracks | Planned - Roof:Sealing Compound To Cracks, unit of measure LM | Planned-2150AB | Y | Y | Y
M3NHFScheduleOfRatesCode | Planned/Roof:Sweep And Apply 2 Coats Wp Compound | Planned - Roof:Sweep And Apply 2 Coats Wp Compound, unit of measure SM | Planned-2150AC | Y
M3NHFScheduleOfRatesCode | Planned/Roof:Sweep And Apply 3 Coats Wp Compound | Planned - Roof:Sweep And Apply 3 Coats Wp Compound, unit of measure SM | Planned-2150AD | Y
M3NHFScheduleOfRatesCode | Planned/Roof:Sweep And Apply Bitumen | Planned - Roof:Sweep And Apply Bitumen, unit of measure SM | Planned-2150BA | Y | Y | Y | Y | Y
M3NHFScheduleOfRatesCode | Planned/Roof:Sweep And Apply Stone Chippings | Planned - Roof:Sweep And Apply Stone Chippings, unit of measure SM | Planned-2150CA | Y | Y | Y | Y | Y
M3NHFScheduleOfRatesCode | Planned/Roof:Prepare And Patch | Planned - Roof:Prepare And Patch, unit of measure SM | Planned-2150DA | Y | Y | Y | Y | Y
M3NHFScheduleOfRatesCode | Planned/Gutter:Apply 2 Coats Waterproof To Finlock | Planned - Gutter:Apply 2 Coats Waterproof To Finlock, unit of measure LM | Planned-2150EA | Y | Y | Y | Y | Y
M3NHFScheduleOfRatesCode | Planned/Felt:Renew Hp Plain Or Mineral Finish 2L | Planned - Felt:Renew Hp Plain Or Mineral Finish 2L, unit of measure SM | Planned-2170AA | Y | Y | Y | Y | Y
M3NHFScheduleOfRatesCode | Planned/Felt:Renew Hp Stone Chippings 2L | Planned - Felt:Renew Hp Stone Chippings 2L, unit of measure SM | Planned-2170BA | Y | Y | Y | Y | Y
M3NHFScheduleOfRatesCode | Planned/Felt:Renew Hp Torch On Plain Or Mineral 2L | Planned - Felt:Renew Hp Torch On Plain Or Mineral 2L, unit of measure SM | Planned-2170CA | Y | Y | Y | Y | Y
M3NHFScheduleOfRatesCode | Planned/Felt:Renew Hp Torch On Chippings 2L | Planned - Felt:Renew Hp Torch On Chippings 2L, unit of measure SM | Planned-2170DA | Y | Y | Y | Y | Y
M3NHFScheduleOfRatesCode | Planned/Felt:Renew Hp Torch On Plain Or Mineral Vent 2L | Planned - Felt:Renew Hp Torch On Plain Or Mineral Vent 2L, unit of measure SM | Planned-2170DB | Y
M3NHFScheduleOfRatesCode | Planned/Felt:Renew Any Girth Gutter 2L | Planned - Felt:Renew Any Girth Gutter 2L, unit of measure LM | Planned-2170EA | Y | Y | Y | Y | Y
M3NHFScheduleOfRatesCode | Planned/Felt:Repair Patch Ne 2.0Sm 2L | Planned - Felt:Repair Patch Ne 2.0Sm 2L, unit of measure IT | Planned-2170FC | Y
M3NHFScheduleOfRatesCode | Planned/Felt:Repair Ne 2.0Sm (Torch On) 2L | Planned - Felt:Repair Ne 2.0Sm (Torch On) 2L, unit of measure IT | Planned-2170FD | Y
M3NHFScheduleOfRatesCode | Planned/Felt:Repair Upstand Ne 300Mm Girth 2L | Planned - Felt:Repair Upstand Ne 300Mm Girth 2L, unit of measure LM | Planned-2170FE | Y
M3NHFScheduleOfRatesCode | Planned/Felt:Seal Roofing Around Outlet | Planned - Felt:Seal Roofing Around Outlet, unit of measure NO | Planned-2170FF | Y
M3NHFScheduleOfRatesCode | Planned/Felt:Repair Ne 2.0Sm (Torch On) Ventilating 2L | Planned - Felt:Repair Ne 2.0Sm (Torch On) Ventilating 2L, unit of measure IT | Planned-2170FG | Y
M3NHFScheduleOfRatesCode | Planned/Roof:Renew Aluminium Edging | Planned - Roof:Renew Aluminium Edging, unit of measure LM | Planned-2170GA | Y | Y | Y | Y | Y
M3NHFScheduleOfRatesCode | Planned/Felt:Fix Flashband Ne 300Mm Girth | Planned - Felt:Fix Flashband Ne 300Mm Girth, unit of measure LM | Planned-2170HA | Y | Y | Y | Y | Y
M3NHFScheduleOfRatesCode | Planned/Felt:Apply Solar Reflect Paint (Per Coat) | Planned - Felt:Apply Solar Reflect Paint (Per Coat), unit of measure SM | Planned-2170IA | Y | Y | Y | Y | Y
M3NHFScheduleOfRatesCode | Planned/Felt:Anti Vandal Paint | Planned - Felt:Anti Vandal Paint, unit of measure SM | Planned-2170IB | Y | Y | Y
M3NHFScheduleOfRatesCode | Planned/Felt:Renew Chippings | Planned - Felt:Renew Chippings, unit of measure SM | Planned-2170JA | Y | Y | Y | Y | Y
M3NHFScheduleOfRatesCode | Planned/Felt:Overhaul Flat Roofing | Planned - Felt:Overhaul Flat Roofing, unit of measure SM | Planned-2170KA | Y | Y | Y | Y | Y
M3NHFScheduleOfRatesCode | Planned/Roof:Renew 2L Felt And Boarding | Planned - Roof:Renew 2L Felt And Boarding, unit of measure SM | Planned-2170RA | Y | Y | Y | Y | Y
M3NHFScheduleOfRatesCode | Planned/Felt:Renew Hp Torch On Plain Or Mineral 1L | Planned - Felt:Renew Hp Torch On Plain Or Mineral 1L, unit of measure SM | Planned-2170SA | Y
M3NHFScheduleOfRatesCode | Planned/Felt:Renew Hp Torch On Chippings 1L | Planned - Felt:Renew Hp Torch On Chippings 1L, unit of measure SM | Planned-2170SB | Y
M3NHFScheduleOfRatesCode | Planned/Felt:Renew Hp Plain Or Mineral Finish 3L | Planned - Felt:Renew Hp Plain Or Mineral Finish 3L, unit of measure SM | Planned-2171AA | Y | Y | Y | Y | Y
M3NHFScheduleOfRatesCode | Planned/Felt:Renew Hp Stone Chippings 3L | Planned - Felt:Renew Hp Stone Chippings 3L, unit of measure SM | Planned-2171BA | Y | Y | Y | Y | Y
M3NHFScheduleOfRatesCode | Planned/Felt:Renew Hp Torch On Plain Or Mineral 3L | Planned - Felt:Renew Hp Torch On Plain Or Mineral 3L, unit of measure SM | Planned-2171CA | Y | Y | Y | Y | Y
M3NHFScheduleOfRatesCode | Planned/Felt:Renew Hp Torch On Chippings 3L | Planned - Felt:Renew Hp Torch On Chippings 3L, unit of measure SM | Planned-2171DA | Y | Y | Y | Y | Y
M3NHFScheduleOfRatesCode | Planned/Felt:Lay Upstand Ne 300Mm Girth 3L | Planned - Felt:Lay Upstand Ne 300Mm Girth 3L, unit of measure LM | Planned-2171EA | Y | Y | Y | Y | Y
M3NHFScheduleOfRatesCode | Planned/Felt:Renew Any Girth Gutter 3L | Planned - Felt:Renew Any Girth Gutter 3L, unit of measure LM | Planned-2171FA | Y | Y | Y | Y | Y
M3NHFScheduleOfRatesCode | Planned/Roof:Renew 3L Felt And Boarding | Planned - Roof:Renew 3L Felt And Boarding, unit of measure SM | Planned-2171RA | Y | Y | Y | Y | Y
M3NHFScheduleOfRatesCode | Planned/Roof:Renew With Elastomeric | Planned - Roof:Renew With Elastomeric, unit of measure SM | Planned-2172AA | Y | Y | Y | Y | Y
M3NHFScheduleOfRatesCode | Planned/Roof:Renew Elastomeric And Insulation | Planned - Roof:Renew Elastomeric And Insulation, unit of measure SM | Planned-2172BA | Y | Y | Y | Y | Y
M3NHFScheduleOfRatesCode | Planned/Butyl:Repairs Patch Ne 2.0Sm | Planned - Butyl:Repairs Patch Ne 2.0Sm, unit of measure IT | Planned-2180AA | Y
M3NHFScheduleOfRatesCode | Planned/Butyl:Renew Sheet Roofing | Planned - Butyl:Renew Sheet Roofing, unit of measure SM | Planned-2180AB | Y
M3NHFScheduleOfRatesCode | Planned/Asphalt:Renew In Areas | Planned - Asphalt:Renew In Areas, unit of measure SM | Planned-2190AA | Y | Y | Y | Y | Y
M3NHFScheduleOfRatesCode | Planned/Asphalt:Renew 25Mm To Balcony | Planned - Asphalt:Renew 25Mm To Balcony, unit of measure SM | Planned-2190BA | Y | Y | Y | Y | Y
M3NHFScheduleOfRatesCode | Planned/Asphalt:Renew Skirting | Planned - Asphalt:Renew Skirting, unit of measure LM | Planned-2190CA | Y | Y | Y | Y | Y
M3NHFScheduleOfRatesCode | Planned/Asphalt:Renew To Box Gutter | Planned - Asphalt:Renew To Box Gutter, unit of measure LM | Planned-2190DA | Y | Y | Y | Y | Y
M3NHFScheduleOfRatesCode | Planned/Asphalt:Renew Rainwater Outlet | Planned - Asphalt:Renew Rainwater Outlet, unit of measure SM | Planned-2190EA | Y | Y | Y | Y | Y
M3NHFScheduleOfRatesCode | Planned/Asphalt:Apply Solar Reflective Paint | Planned - Asphalt:Apply Solar Reflective Paint, unit of measure SM | Planned-2190FA | Y | Y | Y | Y | Y
M3NHFScheduleOfRatesCode | Planned/Asphalt:Anti-Vandal Paint | Planned - Asphalt:Anti-Vandal Paint, unit of measure SM | Planned-2190FB | Y | Y | Y
M3NHFScheduleOfRatesCode | Planned/Asphalt:Overhaul Flat Roofing | Planned - Asphalt:Overhaul Flat Roofing, unit of measure SM | Planned-2190GA | Y | Y | Y | Y | Y
M3NHFScheduleOfRatesCode | Planned/Roof:Renew Asphalt And Boarding | Planned - Roof:Renew Asphalt And Boarding, unit of measure SM | Planned-2191AA | Y | Y | Y | Y | Y
M3NHFScheduleOfRatesCode | Planned/Roof:Renew/Install Fixed Type Green Roof System | Planned - Roof:Renew/Install Fixed Type Green Roof System, unit of measure SM | Planned-2195AA | Y | Y | Y
M3NHFScheduleOfRatesCode | Planned/Roof:Renew/Install Mobile Type Green Roof System | Planned - Roof:Renew/Install Mobile Type Green Roof System, unit of measure SM | Planned-2195AB | Y | Y | Y
M3NHFScheduleOfRatesCode | Planned/Roof:Overhaul Fixed Green Roofing System | Planned - Roof:Overhaul Fixed Green Roofing System, unit of measure SM | Planned-2195AC | Y | Y | Y
M3NHFScheduleOfRatesCode | Planned/Roof:Overhaul Mobile Green Roofing System | Planned - Roof:Overhaul Mobile Green Roofing System, unit of measure SM | Planned-2195AD | Y | Y | Y
M3NHFScheduleOfRatesCode | Planned/Roof:Clear Off And Apply Polyroof Systems | Planned - Roof:Clear Off And Apply Polyroof Systems, unit of measure SM | Planned-2196AA | Y
M3NHFScheduleOfRatesCode | Planned/Roof:Clear Off And Apply Protec Systems | Planned - Roof:Clear Off And Apply Protec Systems, unit of measure SM | Planned-2196BA | Y
M3NHFScheduleOfRatesCode | Planned/Roof:Repair Protec System In Patch | Planned - Roof:Repair Protec System In Patch, unit of measure IT | Planned-2196BB | Y
M3NHFScheduleOfRatesCode | Planned/Promenade:Lift And Rebed Single Tile | Planned - Promenade:Lift And Rebed Single Tile, unit of measure NO | Planned-2200AA | Y | Y | Y
M3NHFScheduleOfRatesCode | Planned/Promenade:Lift And Rebed Tiles | Planned - Promenade:Lift And Rebed Tiles, unit of measure SM | Planned-2200AB | Y | Y | Y
M3NHFScheduleOfRatesCode | Planned/Promenade:Renew Standard Pcc Or Grc Tiles | Planned - Promenade:Renew Standard Pcc Or Grc Tiles, unit of measure SM | Planned-2200AC | Y | Y | Y
M3NHFScheduleOfRatesCode | Planned/Promenade:Renew Standard Pcc Or Grc Tile | Planned - Promenade:Renew Standard Pcc Or Grc Tile, unit of measure NO | Planned-2200AD | Y | Y | Y
M3NHFScheduleOfRatesCode | Planned/Fall:Renew Or Install Fall Protection Wire System | Planned - Fall:Renew Or Install Fall Protection Wire System, unit of measure LM | Planned-2200AE | Y | Y | Y
M3NHFScheduleOfRatesCode | Planned/Fall:Overhaul And Maintain Fall Protection System | Planned - Fall:Overhaul And Maintain Fall Protection System, unit of measure LM | Planned-2200AF | Y | Y | Y
M3NHFScheduleOfRatesCode | Planned/Walkway:Renew Or Install Proprietary Roof Walkway | Planned - Walkway:Renew Or Install Proprietary Roof Walkway, unit of measure LM | Planned-2200AG | Y | Y | Y
M3NHFScheduleOfRatesCode | Planned/Walkway:Overhaul And Maintain Roof Walkway | Planned - Walkway:Overhaul And Maintain Roof Walkway, unit of measure LM | Planned-2200AH | Y | Y | Y
M3NHFScheduleOfRatesCode | Planned/Client Inspection:Supply And Erect Ladder | Planned - Client Inspection:Supply And Erect Ladder, unit of measure IT | Planned-2210AA | Y
M3NHFScheduleOfRatesCode | Planned/Client Inspection:Remove All Debris Etc | Planned - Client Inspection:Remove All Debris Etc, unit of measure SM | Planned-2210AB | Y
M3NHFScheduleOfRatesCode | Planned/Roof:Temporary Repair Slate Or Tile Roof | Planned - Roof:Temporary Repair Slate Or Tile Roof, unit of measure IT | Planned-2230AA | Y
M3NHFScheduleOfRatesCode | Planned/Roof:Temporary Repair Flat Roof | Planned - Roof:Temporary Repair Flat Roof, unit of measure IT | Planned-2230BA | Y
M3NHFScheduleOfRatesCode | Planned/Roof:Temporary Repair Corrugated Sheet | Planned - Roof:Temporary Repair Corrugated Sheet, unit of measure IT | Planned-2230CA | Y
M3NHFScheduleOfRatesCode | Planned/Fillet:Renew Cement Mortar Fillet | Planned - Fillet:Renew Cement Mortar Fillet, unit of measure LM | Planned-2250AA | Y | Y | Y | Y | Y
M3NHFScheduleOfRatesCode | Planned/Roofing:Screed Roof | Planned - Roofing:Screed Roof, unit of measure SM | Planned-2250BA | Y | Y | Y | Y | Y
M3NHFScheduleOfRatesCode | Planned/Secret Gutter:Clean Out Secret Gutter/Valley | Planned - Secret Gutter:Clean Out Secret Gutter/Valley, unit of measure LM | Planned-2250CA | Y | Y | Y
M3NHFScheduleOfRatesCode | Planned/Insulation:Lay Upto 270Mm Thick Quilt | Planned - Insulation:Lay Upto 270Mm Thick Quilt, unit of measure SM | Planned-2270AA | Y | Y | Y | Y | Y
M3NHFScheduleOfRatesCode | Planned/Insulation:Overlay Existing | Planned - Insulation:Overlay Existing, unit of measure SM | Planned-2270AB | Y
M3NHFScheduleOfRatesCode | Planned/Insulation:Install Thermal Sheathing | Planned - Insulation:Install Thermal Sheathing, unit of measure SM | Planned-2270BA | Y | Y | Y | Y | Y
M3NHFScheduleOfRatesCode | Planned/Roof Boarding:Renew Woodwool Slabs | Planned - Roof Boarding:Renew Woodwool Slabs, unit of measure SM | Planned-2290AA | Y | Y | Y | Y | Y
M3NHFScheduleOfRatesCode | Planned/Roof Boarding:Renew In 19Mm Plywood | Planned - Roof Boarding:Renew In 19Mm Plywood, unit of measure SM | Planned-2290AB | Y | Y | Y | Y | Y
M3NHFScheduleOfRatesCode | Planned/Roof Boarding:Renew In 18Mm Marine Plywood | Planned - Roof Boarding:Renew In 18Mm Marine Plywood, unit of measure SM | Planned-2290AC | Y | Y | Y | Y | Y
M3NHFScheduleOfRatesCode | Planned/Roof Boarding:Renew In 18Mm Chipboard | Planned - Roof Boarding:Renew In 18Mm Chipboard, unit of measure SM | Planned-2290AD | Y | Y | Y | Y | Y
M3NHFScheduleOfRatesCode | Planned/Roof Boarding:Renew In 18Mm Prefelted Plywood | Planned - Roof Boarding:Renew In 18Mm Prefelted Plywood, unit of measure SM | Planned-2290AE | Y | Y | Y | Y | Y
M3NHFScheduleOfRatesCode | Planned/Roof Boarding:Renew Timber Firrings | Planned - Roof Boarding:Renew Timber Firrings, unit of measure LM | Planned-2290BA | Y | Y | Y | Y | Y
M3NHFScheduleOfRatesCode | Planned/Slate:Renew Lead To Pipe | Planned - Slate:Renew Lead To Pipe, unit of measure NO | Planned-2310AA | Y | Y | Y | Y | Y
M3NHFScheduleOfRatesCode | Planned/Slate:Renew Proprietary To Pipe | Planned - Slate:Renew Proprietary To Pipe, unit of measure NO | Planned-2310AB | Y | Y | Y | Y | Y
M3NHFScheduleOfRatesCode | Planned/Flashing:Renew Lead Cover Ne 150Mm | Planned - Flashing:Renew Lead Cover Ne 150Mm, unit of measure LM | Planned-2310AC | Y | Y | Y | Y | Y
M3NHFScheduleOfRatesCode | Planned/Flashing:Renew Lead Stepped Ne 300Mm | Planned - Flashing:Renew Lead Stepped Ne 300Mm, unit of measure LM | Planned-2310AE | Y | Y | Y | Y | Y
M3NHFScheduleOfRatesCode | Planned/Flashing:Renew Lead Apron Ne 300Mm | Planned - Flashing:Renew Lead Apron Ne 300Mm, unit of measure LM | Planned-2310AF | Y | Y | Y | Y | Y
M3NHFScheduleOfRatesCode | Planned/Flashing:Renew Lead Apron Ne 450Mm | Planned - Flashing:Renew Lead Apron Ne 450Mm, unit of measure LM | Planned-2310AG | Y
M3NHFScheduleOfRatesCode | Planned/Firewall:Renew Lead Flashings To Copings | Planned - Firewall:Renew Lead Flashings To Copings, unit of measure LM | Planned-2310AH | Y | Y | Y | Y | Y
M3NHFScheduleOfRatesCode | Planned/Flashing:Renew Lead Cover Ne 300Mm | Planned - Flashing:Renew Lead Cover Ne 300Mm, unit of measure LM | Planned-2310AJ | Y
M3NHFScheduleOfRatesCode | Planned/Flashing:Renew Lead Cover Ne 450Mm | Planned - Flashing:Renew Lead Cover Ne 450Mm, unit of measure LM | Planned-2310AK | Y
M3NHFScheduleOfRatesCode | Planned/Flashing:Renew Lead Stepped Ne 450Mm | Planned - Flashing:Renew Lead Stepped Ne 450Mm, unit of measure LM | Planned-2310AL | Y
M3NHFScheduleOfRatesCode | Planned/Flashing:Take Off And Refix Lead | Planned - Flashing:Take Off And Refix Lead, unit of measure LM | Planned-2310BA | Y | Y | Y | Y | Y
M3NHFScheduleOfRatesCode | Planned/Flashing:Rake Out And Repoint Lead | Planned - Flashing:Rake Out And Repoint Lead, unit of measure LM | Planned-2310BB | Y | Y | Y | Y | Y
M3NHFScheduleOfRatesCode | Planned/Gutter:Renew Lead Chimney Lining Ne 450Mm Girth | Planned - Gutter:Renew Lead Chimney Lining Ne 450Mm Girth, unit of measure LM | Planned-2310CA | Y | Y | Y | Y | Y
M3NHFScheduleOfRatesCode | Planned/Parapet:Renew Lead Gutter Lining Ne 500Mm Girth | Planned - Parapet:Renew Lead Gutter Lining Ne 500Mm Girth, unit of measure LM | Planned-2310CB | Y | Y | Y | Y | Y
M3NHFScheduleOfRatesCode | Planned/Valley:Renew Lead Gutter Ne 900Mm Girth | Planned - Valley:Renew Lead Gutter Ne 900Mm Girth, unit of measure LM | Planned-2310CC | Y | Y | Y | Y | Y
M3NHFScheduleOfRatesCode | Planned/Valley:Renew Lead Gutter And Boards | Planned - Valley:Renew Lead Gutter And Boards, unit of measure LM | Planned-2310CD | Y | Y | Y | Y | Y
M3NHFScheduleOfRatesCode | Planned/Valley:Renew Lead Gutter Ne 450Mm Girth | Planned - Valley:Renew Lead Gutter Ne 450Mm Girth, unit of measure LM | Planned-2310CE | Y
M3NHFScheduleOfRatesCode | Planned/Soaker:Renew Or Refix Lead | Planned - Soaker:Renew Or Refix Lead, unit of measure NO | Planned-2310DA | Y | Y | Y | Y | Y
M3NHFScheduleOfRatesCode | Planned/Roof:Renew Lead Roof Covering | Planned - Roof:Renew Lead Roof Covering, unit of measure SM | Planned-2310EA | Y | Y | Y | Y | Y
M3NHFScheduleOfRatesCode | Planned/Porch:Renew Lead Covering To Porch | Planned - Porch:Renew Lead Covering To Porch, unit of measure SM | Planned-2310EB | Y | Y | Y | Y | Y
M3NHFScheduleOfRatesCode | Planned/Dormers:Renew Lead To Dormers | Planned - Dormers:Renew Lead To Dormers, unit of measure SM | Planned-2310EC | Y | Y | Y | Y | Y
M3NHFScheduleOfRatesCode | Planned/Bow/Bay:Renew Lead Flat Roof Ne 3.0Sm | Planned - Bow/Bay:Renew Lead Flat Roof Ne 3.0Sm, unit of measure IT | Planned-2310FA | Y | Y | Y | Y | Y
M3NHFScheduleOfRatesCode | Planned/Bow/Bay:Renew Lead Sloping Roof Ne 3.0Sm | Planned - Bow/Bay:Renew Lead Sloping Roof Ne 3.0Sm, unit of measure IT | Planned-2310FB | Y | Y | Y | Y | Y
M3NHFScheduleOfRatesCode | Planned/Canopy:Renew Lead Flat Roof | Planned - Canopy:Renew Lead Flat Roof, unit of measure SM | Planned-2310GA | Y | Y | Y | Y | Y
M3NHFScheduleOfRatesCode | Planned/Saddle:Renew Lead Ne 500Mm X 500Mm | Planned - Saddle:Renew Lead Ne 500Mm X 500Mm, unit of measure NO | Planned-2310HA | Y
M3NHFScheduleOfRatesCode | Planned/Saddle:Refix Lead Ne 500Mm X 500Mm | Planned - Saddle:Refix Lead Ne 500Mm X 500Mm, unit of measure NO | Planned-2310HB | Y
M3NHFScheduleOfRatesCode | Planned/Slate:Renew Zinc To Pipe | Planned - Slate:Renew Zinc To Pipe, unit of measure NO | Planned-2311AA | Y | Y | Y | Y | Y
M3NHFScheduleOfRatesCode | Planned/Slate:Renew Proprietary Zinc To Pipe | Planned - Slate:Renew Proprietary Zinc To Pipe, unit of measure NO | Planned-2311AB | Y | Y | Y | Y | Y
M3NHFScheduleOfRatesCode | Planned/Flashing:Renew Zinc Cover Ne 150Mm | Planned - Flashing:Renew Zinc Cover Ne 150Mm, unit of measure LM | Planned-2311AC | Y | Y | Y | Y | Y
M3NHFScheduleOfRatesCode | Planned/Flashing:Renew Zinc Apron Ne 300Mm | Planned - Flashing:Renew Zinc Apron Ne 300Mm, unit of measure LM | Planned-2311AD | Y | Y | Y | Y | Y
M3NHFScheduleOfRatesCode | Planned/Firewall:Renew Zinc Flashings To Copings | Planned - Firewall:Renew Zinc Flashings To Copings, unit of measure LM | Planned-2311AE | Y | Y | Y | Y | Y
M3NHFScheduleOfRatesCode | Planned/Flashing:Take Off And Refix Zinc | Planned - Flashing:Take Off And Refix Zinc, unit of measure LM | Planned-2311BA | Y | Y | Y | Y | Y
M3NHFScheduleOfRatesCode | Planned/Valley:Renew Zinc Gutter Lining Ne 800Mm Girth | Planned - Valley:Renew Zinc Gutter Lining Ne 800Mm Girth, unit of measure LM | Planned-2311BB | Y | Y | Y | Y | Y
M3NHFScheduleOfRatesCode | Planned/Valley:Renew Zinc Gutter And Boards | Planned - Valley:Renew Zinc Gutter And Boards, unit of measure LM | Planned-2311BC | Y | Y | Y | Y | Y
M3NHFScheduleOfRatesCode | Planned/Valley:Repair Leak To Zinc Work | Planned - Valley:Repair Leak To Zinc Work, unit of measure IT | Planned-2311BD | Y | Y | Y | Y | Y
M3NHFScheduleOfRatesCode | Planned/Flashing:Rake Out And Repoint Zinc | Planned - Flashing:Rake Out And Repoint Zinc, unit of measure LM | Planned-2311BE | Y | Y | Y | Y | Y
M3NHFScheduleOfRatesCode | Planned/Gutter:Renew Zinc Chimney Lining Ne 450Mm Girth | Planned - Gutter:Renew Zinc Chimney Lining Ne 450Mm Girth, unit of measure LM | Planned-2311CA | Y | Y | Y | Y | Y
M3NHFScheduleOfRatesCode | Planned/Soaker:Renew Or Refix Zinc | Planned - Soaker:Renew Or Refix Zinc, unit of measure NO | Planned-2311DA | Y | Y | Y | Y | Y
M3NHFScheduleOfRatesCode | Planned/Roof:Renew Zinc Roof Covering | Planned - Roof:Renew Zinc Roof Covering, unit of measure SM | Planned-2311EA | Y | Y | Y | Y | Y
M3NHFScheduleOfRatesCode | Planned/Porch:Renew Zinc Covering To Porch | Planned - Porch:Renew Zinc Covering To Porch, unit of measure SM | Planned-2311EB | Y | Y | Y | Y | Y
M3NHFScheduleOfRatesCode | Planned/Dormers:Renew Zinc To Dormers | Planned - Dormers:Renew Zinc To Dormers, unit of measure SM | Planned-2311EC | Y | Y | Y | Y | Y
M3NHFScheduleOfRatesCode | Planned/Canopy:Renew Zinc Flat Roof | Planned - Canopy:Renew Zinc Flat Roof, unit of measure SM | Planned-2311ED | Y | Y | Y | Y | Y
M3NHFScheduleOfRatesCode | Planned/Slate:Renew Copper Slate | Planned - Slate:Renew Copper Slate, unit of measure NO | Planned-2312AA | Y | Y | Y | Y | Y
M3NHFScheduleOfRatesCode | Planned/Slate:Renew Proprietary Copper | Planned - Slate:Renew Proprietary Copper, unit of measure NO | Planned-2312AB | Y | Y | Y | Y | Y
M3NHFScheduleOfRatesCode | Planned/Flashing:Renew Copper Cover Ne 150Mm | Planned - Flashing:Renew Copper Cover Ne 150Mm, unit of measure LM | Planned-2312AC | Y | Y | Y | Y | Y
M3NHFScheduleOfRatesCode | Planned/Flashing:Renew Copper Apron Ne 300Mm | Planned - Flashing:Renew Copper Apron Ne 300Mm, unit of measure LM | Planned-2312AD | Y | Y | Y | Y | Y
M3NHFScheduleOfRatesCode | Planned/Firewall:Renew Copper Flashings To Copings | Planned - Firewall:Renew Copper Flashings To Copings, unit of measure LM | Planned-2312AG | Y | Y | Y | Y | Y
M3NHFScheduleOfRatesCode | Planned/Flashing:Take Off And Refix Copper | Planned - Flashing:Take Off And Refix Copper, unit of measure LM | Planned-2312BA | Y | Y | Y | Y | Y
M3NHFScheduleOfRatesCode | Planned/Flashing:Rake Out And Repoint Copper | Planned - Flashing:Rake Out And Repoint Copper, unit of measure LM | Planned-2312BB | Y | Y | Y | Y | Y
M3NHFScheduleOfRatesCode | Planned/Gutter:Renew Copper Chimney Lining Ne 450Mm Girth | Planned - Gutter:Renew Copper Chimney Lining Ne 450Mm Girth, unit of measure LM | Planned-2312CA | Y | Y | Y | Y | Y
M3NHFScheduleOfRatesCode | Planned/Valley:Renew Copper Gutter Lining Ne 800Mm Girth | Planned - Valley:Renew Copper Gutter Lining Ne 800Mm Girth, unit of measure LM | Planned-2312CB | Y | Y | Y | Y | Y
M3NHFScheduleOfRatesCode | Planned/Valley:Renew Copper Gutter And Boards | Planned - Valley:Renew Copper Gutter And Boards, unit of measure LM | Planned-2312CC | Y | Y | Y | Y | Y
M3NHFScheduleOfRatesCode | Planned/Valley:Repair Leak To Copper Work | Planned - Valley:Repair Leak To Copper Work, unit of measure IT | Planned-2312CD | Y | Y | Y | Y | Y
M3NHFScheduleOfRatesCode | Planned/Soaker:Renew Or Refix Copper | Planned - Soaker:Renew Or Refix Copper, unit of measure NO | Planned-2312DA | Y | Y | Y | Y | Y
M3NHFScheduleOfRatesCode | Planned/Roof:Renew Copper Roof Covering | Planned - Roof:Renew Copper Roof Covering, unit of measure SM | Planned-2312EA | Y | Y | Y | Y | Y
M3NHFScheduleOfRatesCode | Planned/Porch:Renew Copper Covering To Porch | Planned - Porch:Renew Copper Covering To Porch, unit of measure SM | Planned-2312EB | Y | Y | Y | Y | Y
M3NHFScheduleOfRatesCode | Planned/Dormers:Renew Copper To Dormers | Planned - Dormers:Renew Copper To Dormers, unit of measure SM | Planned-2312EC | Y | Y | Y | Y | Y
M3NHFScheduleOfRatesCode | Planned/Canopy:Renew Copper Flat Roof | Planned - Canopy:Renew Copper Flat Roof, unit of measure SM | Planned-2312ED | Y | Y | Y | Y | Y
M3NHFScheduleOfRatesCode | Planned/Joist:Renew Ne 100Mm Deep To Floor | Planned - Joist:Renew Ne 100Mm Deep To Floor, unit of measure LM | Planned-3011AB | Y | Y | Y | Y | Y
M3NHFScheduleOfRatesCode | Planned/Joist:Renew Ne 225Mm Deep To Floor | Planned - Joist:Renew Ne 225Mm Deep To Floor, unit of measure LM | Planned-3011AD | Y | Y | Y | Y | Y
M3NHFScheduleOfRatesCode | Planned/Joist:Level Joist With Packings | Planned - Joist:Level Joist With Packings, unit of measure NO | Planned-3011AE | Y | Y | Y | Y | Y
M3NHFScheduleOfRatesCode | Planned/Floor:Strip Out Timber Floor | Planned - Floor:Strip Out Timber Floor, unit of measure SM | Planned-3012AA | Y | Y | Y | Y | Y
M3NHFScheduleOfRatesCode | Planned/Floor:Strip Out Floor And Sleepers | Planned - Floor:Strip Out Floor And Sleepers, unit of measure SM | Planned-3012AB | Y | Y | Y | Y | Y
M3NHFScheduleOfRatesCode | Planned/Floor:Renew Ground Floor Complete | Planned - Floor:Renew Ground Floor Complete, unit of measure SM | Planned-3012AC | Y | Y | Y | Y | Y
M3NHFScheduleOfRatesCode | Planned/Floor:Clear All Debris From Void | Planned - Floor:Clear All Debris From Void, unit of measure CM | Planned-3012BA | Y | Y | Y | Y | Y
M3NHFScheduleOfRatesCode | Planned/Floor:Cut Back End Rotted Joists Ne 150Mm | Planned - Floor:Cut Back End Rotted Joists Ne 150Mm, unit of measure NO | Planned-3012CA | Y | Y | Y | Y | Y
M3NHFScheduleOfRatesCode | Planned/Floor:Cut Back End Rotted Joists Ne 300Mm | Planned - Floor:Cut Back End Rotted Joists Ne 300Mm, unit of measure NO | Planned-3012CB | Y | Y | Y | Y | Y
M3NHFScheduleOfRatesCode | Planned/Floor:Renew Softwood Floor Complete | Planned - Floor:Renew Softwood Floor Complete, unit of measure SM | Planned-3012DA | Y | Y | Y | Y | Y
M3NHFScheduleOfRatesCode | Planned/Floor:Renew Softwood Upper Floor Complete | Planned - Floor:Renew Softwood Upper Floor Complete, unit of measure SM | Planned-3012DB | Y | Y | Y | Y | Y
M3NHFScheduleOfRatesCode | Planned/Floor:Construct Softwood Floor | Planned - Floor:Construct Softwood Floor, unit of measure SM | Planned-3012EA | Y | Y | Y | Y | Y
M3NHFScheduleOfRatesCode | Planned/Floor:Construct Softwood Upper Floor | Planned - Floor:Construct Softwood Upper Floor, unit of measure SM | Planned-3012EB | Y | Y | Y | Y | Y
M3NHFScheduleOfRatesCode | Planned/Partition:Erect Timber Stud And Plasterboard Bf | Planned - Partition:Erect Timber Stud And Plasterboard Bf, unit of measure SM | Planned-3013AA | Y | Y | Y | Y | Y
M3NHFScheduleOfRatesCode | Planned/Partition:Erect Timber Stud Plasterboard Skim Bf | Planned - Partition:Erect Timber Stud Plasterboard Skim Bf, unit of measure SM | Planned-3013AB | Y | Y | Y | Y | Y
M3NHFScheduleOfRatesCode | Planned/Partition:Install Insulation Infill Ne 100Mm | Planned - Partition:Install Insulation Infill Ne 100Mm, unit of measure SM | Planned-3013AC | Y | Y | Y | Y | Y
M3NHFScheduleOfRatesCode | Planned/Partition:Install Sound Infill 75M | Planned - Partition:Install Sound Infill 75M, unit of measure SM | Planned-3013AD | Y | Y | Y | Y | Y
M3NHFScheduleOfRatesCode | Planned/Partition:Erect Metal Stud And Plasterboard Bf | Planned - Partition:Erect Metal Stud And Plasterboard Bf, unit of measure SM | Planned-3013BA | Y | Y | Y | Y | Y
M3NHFScheduleOfRatesCode | Planned/Partition:Metal Stud Plasterboard Skim Bf | Planned - Partition:Metal Stud Plasterboard Skim Bf, unit of measure SM | Planned-3013BB | Y | Y | Y | Y | Y
M3NHFScheduleOfRatesCode | Planned/Partition:Fill In Opening In Timber Studding | Planned - Partition:Fill In Opening In Timber Studding, unit of measure SM | Planned-3013CA | Y | Y | Y | Y | Y
M3NHFScheduleOfRatesCode | Planned/Partition:Form Opening In Timber Studding | Planned - Partition:Form Opening In Timber Studding, unit of measure IT | Planned-3013CB | Y | Y | Y | Y | Y
M3NHFScheduleOfRatesCode | Planned/Partition:Extend Opening In Timber Studding | Planned - Partition:Extend Opening In Timber Studding, unit of measure IT | Planned-3013CC | Y
M3NHFScheduleOfRatesCode | Planned/Partition:Demolish | Planned - Partition:Demolish, unit of measure SM | Planned-3013CD | Y
M3NHFScheduleOfRatesCode | Planned/Larder:Remove And Refix Insitu Larder | Planned - Larder:Remove And Refix Insitu Larder, unit of measure IT | Planned-3014AA | Y | Y | Y | Y | Y
M3NHFScheduleOfRatesCode | Planned/Wall:Renew Non Load Partition | Planned - Wall:Renew Non Load Partition, unit of measure SM | Planned-3014AB | Y | Y | Y | Y | Y
M3NHFScheduleOfRatesCode | Planned/Plate:Renew 75X100Mm Wall Plate | Planned - Plate:Renew 75X100Mm Wall Plate, unit of measure LM | Planned-3015AA | Y | Y | Y | Y | Y
M3NHFScheduleOfRatesCode | Planned/Plate:Renew 75X100Mm Wall Plate And Dpc | Planned - Plate:Renew 75X100Mm Wall Plate And Dpc, unit of measure LM | Planned-3015AB | Y | Y | Y | Y | Y
M3NHFScheduleOfRatesCode | Planned/Rafter:Renew Ne 175Mm Rafter Joist Or Truss Member | Planned - Rafter:Renew Ne 175Mm Rafter Joist Or Truss Member, unit of measure LM | Planned-3017AA | Y | Y | Y | Y | Y
M3NHFScheduleOfRatesCode | Planned/Rafter:Renew Ne 250Mm Rafter Joist Or Truss Member | Planned - Rafter:Renew Ne 250Mm Rafter Joist Or Truss Member, unit of measure LM | Planned-3017AB | Y
M3NHFScheduleOfRatesCode | Planned/Collar/Strut:Renew Ne 175Mm Thick | Planned - Collar/Strut:Renew Ne 175Mm Thick, unit of measure LM | Planned-3017BA | Y | Y | Y | Y | Y
M3NHFScheduleOfRatesCode | Planned/Flat:Convert To Pitched | Planned - Flat:Convert To Pitched, unit of measure SM | Planned-3017CA | Y | Y | Y | Y | Y
M3NHFScheduleOfRatesCode | Planned/Flat:Renew To Bay/Porch | Planned - Flat:Renew To Bay/Porch, unit of measure SM | Planned-3017DA | Y | Y | Y | Y | Y
M3NHFScheduleOfRatesCode | Planned/Hanger:Renew Galvanised Joist Hanger | Planned - Hanger:Renew Galvanised Joist Hanger, unit of measure NO | Planned-3019AA | Y | Y | Y | Y | Y
M3NHFScheduleOfRatesCode | Planned/Hanger:Cut Out And Insert Joist Hanger | Planned - Hanger:Cut Out And Insert Joist Hanger, unit of measure IT | Planned-3019AB | Y | Y | Y | Y | Y
M3NHFScheduleOfRatesCode | Planned/Fascia:Renew In Softwood Ne 300Mm | Planned - Fascia:Renew In Softwood Ne 300Mm, unit of measure LM | Planned-3030AA | Y | Y | Y | Y | Y
M3NHFScheduleOfRatesCode | Planned/Fascia:Renew In Shiplap Boarding Ne 300Mm | Planned - Fascia:Renew In Shiplap Boarding Ne 300Mm, unit of measure LM | Planned-3030AB | Y | Y | Y
M3NHFScheduleOfRatesCode | Planned/Fascia:Renew In Wbp Plywood Ne 300Mm | Planned - Fascia:Renew In Wbp Plywood Ne 300Mm, unit of measure LM | Planned-3030BA | Y | Y | Y | Y | Y
M3NHFScheduleOfRatesCode | Planned/Fascia:Renew In Pvcu Ne 300Mm | Planned - Fascia:Renew In Pvcu Ne 300Mm, unit of measure LM | Planned-3030CA | Y | Y | Y | Y | Y
M3NHFScheduleOfRatesCode | Planned/Fascia:Renew In Pvc Shiplap Ne 300Mm | Planned - Fascia:Renew In Pvc Shiplap Ne 300Mm, unit of measure LM | Planned-3030CB | Y | Y | Y
M3NHFScheduleOfRatesCode | Planned/Soffit:Renew In Pvcu Ne 150Mm | Planned - Soffit:Renew In Pvcu Ne 150Mm, unit of measure LM | Planned-3030CC | Y
M3NHFScheduleOfRatesCode | Planned/Soffit:Renew In Pvcu Ne 300Mm | Planned - Soffit:Renew In Pvcu Ne 300Mm, unit of measure LM | Planned-3030CD | Y
M3NHFScheduleOfRatesCode | Planned/Soffit:Renew In Softwood Ne 450Mm | Planned - Soffit:Renew In Softwood Ne 450Mm, unit of measure LM | Planned-3030DA | Y | Y | Y | Y | Y
M3NHFScheduleOfRatesCode | Planned/Soffit:Renew In Softwood With Vent | Planned - Soffit:Renew In Softwood With Vent, unit of measure LM | Planned-3030DB | Y | Y | Y | Y | Y
M3NHFScheduleOfRatesCode | Planned/Soffit:Renew In Softwood Ne 300Mm | Planned - Soffit:Renew In Softwood Ne 300Mm, unit of measure LM | Planned-3030DC | Y
M3NHFScheduleOfRatesCode | Planned/Soffit:Renew In Plywood Ne 450Mm | Planned - Soffit:Renew In Plywood Ne 450Mm, unit of measure LM | Planned-3030EA | Y | Y | Y | Y | Y
M3NHFScheduleOfRatesCode | Planned/Soffit:Renew In Plywood With Vent | Planned - Soffit:Renew In Plywood With Vent, unit of measure LM | Planned-3030EB | Y | Y | Y | Y | Y
M3NHFScheduleOfRatesCode | Planned/Soffit:Renew In Shiplap Boarding Ne 450Mm | Planned - Soffit:Renew In Shiplap Boarding Ne 450Mm, unit of measure LM | Planned-3030EC | Y | Y | Y
M3NHFScheduleOfRatesCode | Planned/Soffit:Renew In Shiplap Boarding Vent | Planned - Soffit:Renew In Shiplap Boarding Vent, unit of measure LM | Planned-3030ED | Y | Y | Y
M3NHFScheduleOfRatesCode | Planned/Soffit:Renew In Plywood Ne 300Mm | Planned - Soffit:Renew In Plywood Ne 300Mm, unit of measure LM | Planned-3030EE | Y
M3NHFScheduleOfRatesCode | Planned/Soffit:Renew In Masterboard Ne 450Mm | Planned - Soffit:Renew In Masterboard Ne 450Mm, unit of measure LM | Planned-3030FA | Y | Y | Y | Y | Y
M3NHFScheduleOfRatesCode | Planned/Soffit:Renew In Masterboard With Vent | Planned - Soffit:Renew In Masterboard With Vent, unit of measure LM | Planned-3030FB | Y | Y | Y | Y | Y
M3NHFScheduleOfRatesCode | Planned/Soffit:Renew In Masterboard Ne 300Mm | Planned - Soffit:Renew In Masterboard Ne 300Mm, unit of measure LM | Planned-3030FC | Y
M3NHFScheduleOfRatesCode | Planned/Soffit:Renew In Pvcu Ne 450Mm | Planned - Soffit:Renew In Pvcu Ne 450Mm, unit of measure LM | Planned-3030GA | Y | Y | Y | Y | Y
M3NHFScheduleOfRatesCode | Planned/Soffit:Renew In Pvcu With Vent | Planned - Soffit:Renew In Pvcu With Vent, unit of measure LM | Planned-3030GB | Y | Y | Y | Y | Y
M3NHFScheduleOfRatesCode | Planned/Boxed End:Renew In Pvcu To Fascia And Soffit | Planned - Boxed End:Renew In Pvcu To Fascia And Soffit, unit of measure NO | Planned-3030GC | Y | Y | Y | Y | Y
M3NHFScheduleOfRatesCode | Planned/Soffit:Renew In Pvc Shiplap Ne 450Mm | Planned - Soffit:Renew In Pvc Shiplap Ne 450Mm, unit of measure LM | Planned-3030GD | Y | Y | Y
M3NHFScheduleOfRatesCode | Planned/Soffit:Renew In Pvc Shiplap Vent | Planned - Soffit:Renew In Pvc Shiplap Vent, unit of measure LM | Planned-3030GE | Y | Y | Y
M3NHFScheduleOfRatesCode | Planned/Boxed End:Renew In Pvc Shiplap To Fascia + Soffit | Planned - Boxed End:Renew In Pvc Shiplap To Fascia + Soffit, unit of measure NO | Planned-3030GF | Y | Y | Y
M3NHFScheduleOfRatesCode | Planned/Soffit:Provide Pvcu Vent Strip | Planned - Soffit:Provide Pvcu Vent Strip, unit of measure LM | Planned-3030GG | Y
M3NHFScheduleOfRatesCode | Planned/Fascia/Soffit/Barge:Refix | Planned - Fascia/Soffit/Barge:Refix, unit of measure LM | Planned-3030HA | Y | Y | Y | Y | Y
M3NHFScheduleOfRatesCode | Planned/Boxed End:Renew To Fascia And Soffit | Planned - Boxed End:Renew To Fascia And Soffit, unit of measure NO | Planned-3030IA | Y | Y | Y | Y | Y
M3NHFScheduleOfRatesCode | Planned/Vent:Install In Fascia/Soffit | Planned - Vent:Install In Fascia/Soffit, unit of measure NO | Planned-3030JA | Y | Y | Y | Y | Y
M3NHFScheduleOfRatesCode | Planned/Gutter:Realign Timber Gutter | Planned - Gutter:Realign Timber Gutter, unit of measure LM | Planned-3031XX | Y | Y | Y | Y | Y
M3NHFScheduleOfRatesCode | Planned/Flooring:Renew In 19Mm Plywood | Planned - Flooring:Renew In 19Mm Plywood, unit of measure SM | Planned-3051AA | Y | Y | Y | Y | Y
M3NHFScheduleOfRatesCode | Planned/Flooring:Renew In 6Mm Plywood | Planned - Flooring:Renew In 6Mm Plywood, unit of measure SM | Planned-3051AB | Y | Y | Y | Y | Y
M3NHFScheduleOfRatesCode | Planned/Flooring:Renew In 19Mm Chipboard | Planned - Flooring:Renew In 19Mm Chipboard, unit of measure SM | Planned-3053AA | Y | Y | Y | Y | Y
M3NHFScheduleOfRatesCode | Planned/Flooring:Renew In Insulated Chipboard | Planned - Flooring:Renew In Insulated Chipboard, unit of measure SM | Planned-3053AB | Y | Y | Y | Y | Y
M3NHFScheduleOfRatesCode | Planned/Flooring:19Mm Chipboard In Roof Space | Planned - Flooring:19Mm Chipboard In Roof Space, unit of measure SM | Planned-3053BA | Y | Y | Y | Y | Y
M3NHFScheduleOfRatesCode | Planned/Flooring:Supply And Lay Hardboard | Planned - Flooring:Supply And Lay Hardboard, unit of measure SM | Planned-3055AA | Y | Y | Y | Y | Y
M3NHFScheduleOfRatesCode | Planned/Floorboard:Renew Any Type Over 1.0Sm | Planned - Floorboard:Renew Any Type Over 1.0Sm, unit of measure SM | Planned-3057AA | Y | Y | Y | Y | Y
M3NHFScheduleOfRatesCode | Planned/Floorboard:Renew Single | Planned - Floorboard:Renew Single, unit of measure LM | Planned-3057AB | Y
M3NHFScheduleOfRatesCode | Planned/Floorboards:Remove And Refix Area | Planned - Floorboards:Remove And Refix Area, unit of measure SM | Planned-3057BA | Y | Y | Y | Y | Y
M3NHFScheduleOfRatesCode | Planned/Floorboard:Remove And Refix Single Board | Planned - Floorboard:Remove And Refix Single Board, unit of measure LM | Planned-3057BB | Y | Y | Y | Y | Y
M3NHFScheduleOfRatesCode | Planned/Floorboard:Screw Down Per Room | Planned - Floorboard:Screw Down Per Room, unit of measure IT | Planned-3057CA | Y | Y | Y | Y | Y
M3NHFScheduleOfRatesCode | Planned/Flooring:Preservative Apply Two Coats | Planned - Flooring:Preservative Apply Two Coats, unit of measure SM | Planned-3057DA | Y | Y | Y | Y | Y
M3NHFScheduleOfRatesCode | Planned/Floor:Treat Floor Insecticide 5% Renewal | Planned - Floor:Treat Floor Insecticide 5% Renewal, unit of measure SM | Planned-3058AA | Y | Y | Y | Y | Y
M3NHFScheduleOfRatesCode | Planned/Floor:Treat Floor Insecticide 10% Renewal | Planned - Floor:Treat Floor Insecticide 10% Renewal, unit of measure SM | Planned-3058BA | Y | Y | Y | Y | Y
M3NHFScheduleOfRatesCode | Planned/Dwelling:Treat Floor Insecticide | Planned - Dwelling:Treat Floor Insecticide, unit of measure IT | Planned-3058BB | Y | Y | Y | Y | Y
M3NHFScheduleOfRatesCode | Planned/Floor:Treat Floor Preservative | Planned - Floor:Treat Floor Preservative, unit of measure SM | Planned-3058CA | Y | Y | Y | Y | Y
M3NHFScheduleOfRatesCode | Planned/Dwelling:Treat Floor Preservative | Planned - Dwelling:Treat Floor Preservative, unit of measure IT | Planned-3058CB | Y | Y | Y | Y | Y
M3NHFScheduleOfRatesCode | Planned/Dwelling:Timber Treatment | Planned - Dwelling:Timber Treatment, unit of measure IT | Planned-3058DD | Y | Y | Y | Y | Y
M3NHFScheduleOfRatesCode | Planned/Dwelling:Preservative Guarantee | Planned - Dwelling:Preservative Guarantee, unit of measure IT | Planned-3058EA | Y | Y | Y | Y | Y
M3NHFScheduleOfRatesCode | Planned/Roof:Chemical Treat Timber | Planned - Roof:Chemical Treat Timber, unit of measure IT | Planned-3058FA | Y | Y | Y | Y | Y
M3NHFScheduleOfRatesCode | Planned/Roof:Preservative Guarantee | Planned - Roof:Preservative Guarantee, unit of measure IT | Planned-3058FB | Y | Y | Y | Y | Y
M3NHFScheduleOfRatesCode | Planned/Dwelling:Woodworm Treatment | Planned - Dwelling:Woodworm Treatment, unit of measure IT | Planned-3058GA | Y | Y | Y | Y | Y
M3NHFScheduleOfRatesCode | Planned/Dwelling:Woodworm Guarantee | Planned - Dwelling:Woodworm Guarantee, unit of measure IT | Planned-3058GB | Y | Y | Y | Y | Y
M3NHFScheduleOfRatesCode | Planned/Roof:Woodworm Timber | Planned - Roof:Woodworm Timber, unit of measure IT | Planned-3058HA | Y | Y | Y | Y | Y
M3NHFScheduleOfRatesCode | Planned/Roof:Woodworm Guarantee | Planned - Roof:Woodworm Guarantee, unit of measure IT | Planned-3058HB | Y | Y | Y | Y | Y
M3NHFScheduleOfRatesCode | Planned/Joist Ends:Deep Paste Treatment | Planned - Joist Ends:Deep Paste Treatment, unit of measure NO | Planned-3059AC | Y | Y | Y | Y | Y
M3NHFScheduleOfRatesCode | Planned/Flooring:Renew Wood Block | Planned - Flooring:Renew Wood Block, unit of measure SM | Planned-3060AA | Y | Y | Y | Y | Y
M3NHFScheduleOfRatesCode | Planned/Cladding:Renew 19Mm Shiplap - Vertically Aligned | Planned - Cladding:Renew 19Mm Shiplap - Vertically Aligned, unit of measure SM | Planned-3071AA | Y | Y | Y | Y | Y
M3NHFScheduleOfRatesCode | Planned/Cladding:Renew 19Mm Shiplap - Horizontally Aligned | Planned - Cladding:Renew 19Mm Shiplap - Horizontally Aligned, unit of measure SM | Planned-3071AB | Y | Y | Y
M3NHFScheduleOfRatesCode | Planned/Cladding:Renew Feather Edge | Planned - Cladding:Renew Feather Edge, unit of measure SM | Planned-3073AA | Y | Y | Y | Y | Y
M3NHFScheduleOfRatesCode | Planned/Cladding:Refix Loose Shiplap Feather Edge Or Tgv | Planned - Cladding:Refix Loose Shiplap Feather Edge Or Tgv, unit of measure SM | Planned-3073BA | Y | Y | Y | Y | Y
M3NHFScheduleOfRatesCode | Planned/Cladding:Renew Tgv Joint | Planned - Cladding:Renew Tgv Joint, unit of measure SM | Planned-3075AA | Y | Y | Y | Y | Y
M3NHFScheduleOfRatesCode | Planned/Cladding:Renew Pvc Shiplap | Planned - Cladding:Renew Pvc Shiplap, unit of measure SM | Planned-3077AA | Y | Y | Y | Y | Y
M3NHFScheduleOfRatesCode | Planned/Cladding:Refix Loose Pvc Shiplap Or Tgv | Planned - Cladding:Refix Loose Pvc Shiplap Or Tgv, unit of measure SM | Planned-3077BA | Y | Y | Y | Y | Y
M3NHFScheduleOfRatesCode | Planned/Cladding:Renew Pvc Tgv Joint | Planned - Cladding:Renew Pvc Tgv Joint, unit of measure SM | Planned-3078AA | Y | Y | Y | Y | Y
M3NHFScheduleOfRatesCode | Planned/Window:Renew Standard Softwood Casement 1 Light | Planned - Window:Renew Standard Softwood Casement 1 Light, unit of measure SM | Planned-3101AA | Y | Y | Y | Y | Y
M3NHFScheduleOfRatesCode | Planned/Window:Renew Standard Softwood Casement 2 Light | Planned - Window:Renew Standard Softwood Casement 2 Light, unit of measure SM | Planned-3101AC | Y | Y | Y | Y | Y
M3NHFScheduleOfRatesCode | Planned/Window:Renew Standard Softwood Casement 3 Light | Planned - Window:Renew Standard Softwood Casement 3 Light, unit of measure SM | Planned-3101AE | Y | Y | Y | Y | Y
M3NHFScheduleOfRatesCode | Planned/Window:Renew Standard Softwood Casement 4 Light | Planned - Window:Renew Standard Softwood Casement 4 Light, unit of measure SM | Planned-3101AG | Y | Y | Y | Y | Y
M3NHFScheduleOfRatesCode | Planned/Window:Renew Softwood Standard Casement | Planned - Window:Renew Softwood Standard Casement, unit of measure SM | Planned-3101XB | Y | Y | Y | Y | Y
M3NHFScheduleOfRatesCode | Planned/Window:Renew With Standard Hp Casement | Planned - Window:Renew With Standard Hp Casement, unit of measure SM | Planned-3101XD | Y | Y | Y | Y | Y
M3NHFScheduleOfRatesCode | Planned/Window:Renew Prefinished Softwood Casement 1 Light | Planned - Window:Renew Prefinished Softwood Casement 1 Light, unit of measure SM | Planned-3102AA | Y
M3NHFScheduleOfRatesCode | Planned/Window:Renew Prefinished Softwood Casement 2 Light | Planned - Window:Renew Prefinished Softwood Casement 2 Light, unit of measure SM | Planned-3102AB | Y
M3NHFScheduleOfRatesCode | Planned/Window:Renew Prefinished Softwood Casement 3 Light | Planned - Window:Renew Prefinished Softwood Casement 3 Light, unit of measure SM | Planned-3102AC | Y
M3NHFScheduleOfRatesCode | Planned/Window:Renew Prefinished Softwood Casement 4 Light | Planned - Window:Renew Prefinished Softwood Casement 4 Light, unit of measure SM | Planned-3102AD | Y
M3NHFScheduleOfRatesCode | Planned/Window:Renew Purpose Softwood Casement 1 Light | Planned - Window:Renew Purpose Softwood Casement 1 Light, unit of measure SM | Planned-3103AA | Y | Y | Y | Y | Y
M3NHFScheduleOfRatesCode | Planned/Window:Renew Purpose Softwood Casement 2 Light | Planned - Window:Renew Purpose Softwood Casement 2 Light, unit of measure SM | Planned-3103AC | Y | Y | Y | Y | Y
M3NHFScheduleOfRatesCode | Planned/Window:Renew Purpose Softwood Casement 3 Light | Planned - Window:Renew Purpose Softwood Casement 3 Light, unit of measure SM | Planned-3103AE | Y | Y | Y | Y | Y
M3NHFScheduleOfRatesCode | Planned/Window:Renew Purpose Softwood Casement 4 Light | Planned - Window:Renew Purpose Softwood Casement 4 Light, unit of measure SM | Planned-3103AG | Y | Y | Y | Y | Y
M3NHFScheduleOfRatesCode | Planned/Window:Renew Purpose Made Softwood Casement | Planned - Window:Renew Purpose Made Softwood Casement, unit of measure SM | Planned-3103XB | Y | Y | Y | Y | Y
M3NHFScheduleOfRatesCode | Planned/Window:Renew Purpose Made Softwood Hp Casement | Planned - Window:Renew Purpose Made Softwood Hp Casement, unit of measure SM | Planned-3103XD | Y | Y | Y | Y | Y
M3NHFScheduleOfRatesCode | Planned/Window:Renew Softwood Box Sash | Planned - Window:Renew Softwood Box Sash, unit of measure SM | Planned-3105AC | Y | Y | Y | Y | Y
M3NHFScheduleOfRatesCode | Planned/Window:Renew Softwood Horizontal Pivot | Planned - Window:Renew Softwood Horizontal Pivot, unit of measure SM | Planned-3107XB | Y | Y | Y | Y | Y
M3NHFScheduleOfRatesCode | Planned/Window:Renew Standard Hardwood Casement 1 Light | Planned - Window:Renew Standard Hardwood Casement 1 Light, unit of measure SM | Planned-3111AB | Y | Y | Y | Y | Y
M3NHFScheduleOfRatesCode | Planned/Window:Renew Standard Hardwood Casement 2 Light | Planned - Window:Renew Standard Hardwood Casement 2 Light, unit of measure SM | Planned-3111AD | Y | Y | Y | Y | Y
M3NHFScheduleOfRatesCode | Planned/Window:Renew Standard Hardwood Casement 3 Light | Planned - Window:Renew Standard Hardwood Casement 3 Light, unit of measure SM | Planned-3111AE | Y | Y | Y | Y | Y
M3NHFScheduleOfRatesCode | Planned/Window:Renew Standard Hardwood Casement 4 Light | Planned - Window:Renew Standard Hardwood Casement 4 Light, unit of measure SM | Planned-3111AG | Y | Y | Y | Y | Y
M3NHFScheduleOfRatesCode | Planned/Window:Renew Standard Hw Casement | Planned - Window:Renew Standard Hw Casement, unit of measure SM | Planned-3111XB | Y | Y | Y | Y | Y
M3NHFScheduleOfRatesCode | Planned/Window:Standard Hp Hw Casement | Planned - Window:Standard Hp Hw Casement, unit of measure SM | Planned-3111XD | Y | Y | Y | Y | Y
M3NHFScheduleOfRatesCode | Planned/Window:Renew Purpose Hardwood Casement 1 Light | Planned - Window:Renew Purpose Hardwood Casement 1 Light, unit of measure SM | Planned-3113AA | Y | Y | Y | Y | Y
M3NHFScheduleOfRatesCode | Planned/Window:Renew Purpose Hardwood Casement 2 Light | Planned - Window:Renew Purpose Hardwood Casement 2 Light, unit of measure SM | Planned-3113AC | Y | Y | Y | Y | Y
M3NHFScheduleOfRatesCode | Planned/Window:Renew Purpose Hardwood Casement 3 Light | Planned - Window:Renew Purpose Hardwood Casement 3 Light, unit of measure SM | Planned-3113AE | Y | Y | Y | Y | Y
M3NHFScheduleOfRatesCode | Planned/Window:Renew Purpose Hardwood Casement 4 Light | Planned - Window:Renew Purpose Hardwood Casement 4 Light, unit of measure SM | Planned-3113AG | Y | Y | Y | Y | Y
M3NHFScheduleOfRatesCode | Planned/Window:Renew Purpose Made Hw Casement | Planned - Window:Renew Purpose Made Hw Casement, unit of measure SM | Planned-3113XB | Y | Y | Y | Y | Y
M3NHFScheduleOfRatesCode | Planned/Window:Renew Purpose Made Hp Hw Casement | Planned - Window:Renew Purpose Made Hp Hw Casement, unit of measure SM | Planned-3113XD | Y | Y | Y | Y | Y
M3NHFScheduleOfRatesCode | Planned/Window:Renew Hardwood Box Sash | Planned - Window:Renew Hardwood Box Sash, unit of measure SM | Planned-3115AA | Y | Y | Y
M3NHFScheduleOfRatesCode | Planned/Window:Renew Hardwood Horizontal Pivot | Planned - Window:Renew Hardwood Horizontal Pivot, unit of measure SM | Planned-3117AB | Y | Y | Y
M3NHFScheduleOfRatesCode | Planned/Window:Renew Softwood Feature | Planned - Window:Renew Softwood Feature, unit of measure SM | Planned-3120AB | Y | Y | Y | Y | Y
M3NHFScheduleOfRatesCode | Planned/Window:Renew Prefinished Softwood Feature | Planned - Window:Renew Prefinished Softwood Feature, unit of measure SM | Planned-3121AH | Y
M3NHFScheduleOfRatesCode | Planned/Window:Renew Hardwood Feature | Planned - Window:Renew Hardwood Feature, unit of measure SM | Planned-3130AB | Y | Y | Y | Y | Y
M3NHFScheduleOfRatesCode | Planned/Window:Renew With Pvcu Pivot | Planned - Window:Renew With Pvcu Pivot, unit of measure SM | Planned-3135XA | Y | Y | Y | Y | Y
M3NHFScheduleOfRatesCode | Planned/Window:Renew With Pvcu Casement 1 Light | Planned - Window:Renew With Pvcu Casement 1 Light, unit of measure SM | Planned-3136AA | Y | Y | Y | Y | Y
M3NHFScheduleOfRatesCode | Planned/Window:Renew With Pvcu Casement 2 Light | Planned - Window:Renew With Pvcu Casement 2 Light, unit of measure SM | Planned-3136AC | Y | Y | Y | Y | Y
M3NHFScheduleOfRatesCode | Planned/Window:Renew With Pvcu Casement 3 Light | Planned - Window:Renew With Pvcu Casement 3 Light, unit of measure SM | Planned-3136AF | Y | Y | Y | Y | Y
M3NHFScheduleOfRatesCode | Planned/Window:Renew With Pvcu Casement 4 Light | Planned - Window:Renew With Pvcu Casement 4 Light, unit of measure SM | Planned-3136AH | Y | Y | Y | Y | Y
M3NHFScheduleOfRatesCode | Planned/Window:Renew With Pvcu Casement Pvcu | Planned - Window:Renew With Pvcu Casement Pvcu, unit of measure SM | Planned-3136XA | Y | Y | Y | Y | Y
M3NHFScheduleOfRatesCode | Planned/Window:Renew With Pvcu Tilt Turn 1 Light | Planned - Window:Renew With Pvcu Tilt Turn 1 Light, unit of measure SM | Planned-3137AA | Y | Y | Y | Y | Y
M3NHFScheduleOfRatesCode | Planned/Window:Renew With Pvcu Tilt Turn 2 Light | Planned - Window:Renew With Pvcu Tilt Turn 2 Light, unit of measure SM | Planned-3137AC | Y | Y | Y | Y | Y
M3NHFScheduleOfRatesCode | Planned/Window:Renew With Pvcu Tilt Turn 3 Light | Planned - Window:Renew With Pvcu Tilt Turn 3 Light, unit of measure SM | Planned-3137AF | Y | Y | Y | Y | Y
M3NHFScheduleOfRatesCode | Planned/Window:Renew With Pvcu Tilt Turn 4 Light | Planned - Window:Renew With Pvcu Tilt Turn 4 Light, unit of measure SM | Planned-3137AH | Y | Y | Y | Y | Y
M3NHFScheduleOfRatesCode | Planned/Glazing:Discount For Single Glazing | Planned - Glazing:Discount For Single Glazing, unit of measure SM | Planned-3140AA | Y | Y | Y | Y | Y
M3NHFScheduleOfRatesCode | Planned/Glazing:Extra For Laminated Safety | Planned - Glazing:Extra For Laminated Safety, unit of measure SM | Planned-3140AB | Y
M3NHFScheduleOfRatesCode | Planned/Window:Renew With Plastic Coated Timber 1 Light | Planned - Window:Renew With Plastic Coated Timber 1 Light, unit of measure SM | Planned-3148AA | Y | Y | Y
M3NHFScheduleOfRatesCode | Planned/Window:Renew With Plastic Coated Timber 2 Light | Planned - Window:Renew With Plastic Coated Timber 2 Light, unit of measure SM | Planned-3148AB | Y | Y | Y
M3NHFScheduleOfRatesCode | Planned/Window:Renew With Plastic Coated Timber 3 Light | Planned - Window:Renew With Plastic Coated Timber 3 Light, unit of measure SM | Planned-3148AC | Y | Y | Y
M3NHFScheduleOfRatesCode | Planned/Frame:Plastic Coated Combination Unit | Planned - Frame:Plastic Coated Combination Unit, unit of measure IT | Planned-3148AD | Y | Y | Y
M3NHFScheduleOfRatesCode | Planned/Frame:Plastic Coated Fixed Light Unit | Planned - Frame:Plastic Coated Fixed Light Unit, unit of measure IT | Planned-3148AE | Y | Y | Y
M3NHFScheduleOfRatesCode | Planned/Timber:Epoxy Repair Ne 10Mm X Over 300Mm | Planned - Timber:Epoxy Repair Ne 10Mm X Over 300Mm, unit of measure LM | Planned-3149AA | Y | Y | Y
M3NHFScheduleOfRatesCode | Planned/Timber:Epoxy Repair Ne 10Mm X Ne 300Mm | Planned - Timber:Epoxy Repair Ne 10Mm X Ne 300Mm, unit of measure NO | Planned-3149AB | Y | Y | Y
M3NHFScheduleOfRatesCode | Planned/Timber:Epoxy Repair Ne 25Mm:Ne 600Mm | Planned - Timber:Epoxy Repair Ne 25Mm:Ne 600Mm, unit of measure NO | Planned-3149AC | Y | Y | Y
M3NHFScheduleOfRatesCode | Planned/Timber:Epoxy Repair Ne 50Mm X Ne 300Mm Plain | Planned - Timber:Epoxy Repair Ne 50Mm X Ne 300Mm Plain, unit of measure NO | Planned-3149AD | Y | Y | Y
M3NHFScheduleOfRatesCode | Planned/Timber:Epoxy Repair Ne 75Mm X Ne 300Mm Plain | Planned - Timber:Epoxy Repair Ne 75Mm X Ne 300Mm Plain, unit of measure NO | Planned-3149AE | Y | Y | Y
M3NHFScheduleOfRatesCode | Planned/Timber:Epoxy Repair Ne 25Mm X Ne 300Mm Irregular | Planned - Timber:Epoxy Repair Ne 25Mm X Ne 300Mm Irregular, unit of measure NO | Planned-3149AF | Y | Y | Y
M3NHFScheduleOfRatesCode | Planned/Timber:Epoxy Repair Ne 50Mm:Ne 600Mm | Planned - Timber:Epoxy Repair Ne 50Mm:Ne 600Mm, unit of measure NO | Planned-3149AG | Y | Y | Y
M3NHFScheduleOfRatesCode | Planned/Timber:Epoxy Repair Ne 75Mm:Ne 600Mm | Planned - Timber:Epoxy Repair Ne 75Mm:Ne 600Mm, unit of measure NO | Planned-3149AH | Y | Y | Y
M3NHFScheduleOfRatesCode | Planned/Window:Ease And Adjust Including Remove | Planned - Window:Ease And Adjust Including Remove, unit of measure NO | Planned-3150AA | Y | Y | Y | Y | Y
M3NHFScheduleOfRatesCode | Planned/Window:Renew Ne 0.9X0.6M Sw Casement Double Glazed | Planned - Window:Renew Ne 0.9X0.6M Sw Casement Double Glazed, unit of measure NO | Planned-3150AB | Y | Y | Y
M3NHFScheduleOfRatesCode | Planned/Window:Renew Fixed Sash Ne 0.9X0.6M Double Glazed | Planned - Window:Renew Fixed Sash Ne 0.9X0.6M Double Glazed, unit of measure NO | Planned-3150AC | Y | Y | Y
M3NHFScheduleOfRatesCode | Planned/Window:Renew Pivot Sash Double Glazed | Planned - Window:Renew Pivot Sash Double Glazed, unit of measure NO | Planned-3150AD | Y | Y | Y
M3NHFScheduleOfRatesCode | Planned/Window:Renew Sliding Sash Double Glazed | Planned - Window:Renew Sliding Sash Double Glazed, unit of measure NO | Planned-3150AE | Y | Y | Y
M3NHFScheduleOfRatesCode | Planned/Window:Renew Softwood Parting Or Staff Bead | Planned - Window:Renew Softwood Parting Or Staff Bead, unit of measure LM | Planned-3150AF | Y | Y | Y
M3NHFScheduleOfRatesCode | Planned/Window:Renew Set Of Sash Cords | Planned - Window:Renew Set Of Sash Cords, unit of measure IT | Planned-3150AG | Y | Y | Y
M3NHFScheduleOfRatesCode | Planned/Window:Renew Pulley Wheel To Box Sash | Planned - Window:Renew Pulley Wheel To Box Sash, unit of measure NO | Planned-3150AH | Y | Y | Y
M3NHFScheduleOfRatesCode | Planned/Window:Renew Sash Weight(S) To Box Sash | Planned - Window:Renew Sash Weight(S) To Box Sash, unit of measure NO | Planned-3150AJ | Y | Y | Y
M3NHFScheduleOfRatesCode | Planned/Window:Renew Spiral Balances To Box Sash | Planned - Window:Renew Spiral Balances To Box Sash, unit of measure IT | Planned-3150AK | Y | Y | Y
M3NHFScheduleOfRatesCode | Planned/Window Frame:Cut Out And Splice New Section | Planned - Window Frame:Cut Out And Splice New Section, unit of measure LM | Planned-3150AL | Y | Y | Y
M3NHFScheduleOfRatesCode | Planned/Window Cill:Cut Out And Splice New Ne 300Mm | Planned - Window Cill:Cut Out And Splice New Ne 300Mm, unit of measure IT | Planned-3150AM | Y | Y | Y
M3NHFScheduleOfRatesCode | Planned/Window Cill:Cut Out And Splice New Over 300Mm | Planned - Window Cill:Cut Out And Splice New Over 300Mm, unit of measure LM | Planned-3150AN | Y | Y | Y
M3NHFScheduleOfRatesCode | Planned/Window:Renew Glazing Bead | Planned - Window:Renew Glazing Bead, unit of measure LM | Planned-3150AP | Y | Y | Y
M3NHFScheduleOfRatesCode | Planned/Window:Refix Loose Glazing Bead | Planned - Window:Refix Loose Glazing Bead, unit of measure LM | Planned-3150AQ | Y | Y | Y
M3NHFScheduleOfRatesCode | Planned/Window:Renew Cill Nosing | Planned - Window:Renew Cill Nosing, unit of measure LM | Planned-3150AR | Y | Y | Y
M3NHFScheduleOfRatesCode | Planned/Window:Renew Glazing Bar | Planned - Window:Renew Glazing Bar, unit of measure LM | Planned-3150AS | Y | Y | Y
M3NHFScheduleOfRatesCode | Planned/Window:Renew Weather Mould | Planned - Window:Renew Weather Mould, unit of measure LM | Planned-3150AT | Y | Y | Y
M3NHFScheduleOfRatesCode | Planned/Window:Repair Sash Rail Or Stile | Planned - Window:Repair Sash Rail Or Stile, unit of measure LM | Planned-3150AU | Y | Y | Y
M3NHFScheduleOfRatesCode | Planned/Window:Renew Prefinished Pivot Sash Double Glazed | Planned - Window:Renew Prefinished Pivot Sash Double Glazed, unit of measure SM | Planned-3150AW | Y
M3NHFScheduleOfRatesCode | Planned/Window:Renew Ne 0.9X0.6M Hw Casement Double Glazed | Planned - Window:Renew Ne 0.9X0.6M Hw Casement Double Glazed, unit of measure NO | Planned-3150AX | Y
M3NHFScheduleOfRatesCode | Planned/Window:Renew Fixed Prefinished Sash Double Glazed | Planned - Window:Renew Fixed Prefinished Sash Double Glazed, unit of measure NO | Planned-3150AY | Y
M3NHFScheduleOfRatesCode | Planned/Glazing Repairs:Extra For Laminated Safety | Planned - Glazing Repairs:Extra For Laminated Safety, unit of measure SM | Planned-3150AZ | Y
M3NHFScheduleOfRatesCode | Planned/Window:Overhaul Casement | Planned - Window:Overhaul Casement, unit of measure NO | Planned-3150BA | Y | Y | Y | Y | Y
M3NHFScheduleOfRatesCode | Planned/Window:Overhaul Sash-Cords | Planned - Window:Overhaul Sash-Cords, unit of measure NO | Planned-3150CA | Y | Y | Y | Y | Y
M3NHFScheduleOfRatesCode | Planned/Window:Overhaul Sash-Balances | Planned - Window:Overhaul Sash-Balances, unit of measure NO | Planned-3150CB | Y | Y | Y | Y | Y
M3NHFScheduleOfRatesCode | Planned/Window:Renew Multipoint Keeper | Planned - Window:Renew Multipoint Keeper, unit of measure NO | Planned-3150DA | Y
M3NHFScheduleOfRatesCode | Planned/Window:Renew Trickle Window Ventilator | Planned - Window:Renew Trickle Window Ventilator, unit of measure NO | Planned-3150DB | Y
M3NHFScheduleOfRatesCode | Planned/Window:Renew Acoustic Window Ventilator | Planned - Window:Renew Acoustic Window Ventilator, unit of measure NO | Planned-3150DC | Y
M3NHFScheduleOfRatesCode | Planned/Escape Window:Form In Existing Window | Planned - Escape Window:Form In Existing Window, unit of measure IT | Planned-3150FA | Y | Y | Y | Y | Y
M3NHFScheduleOfRatesCode | Planned/Window:Renew Prefinished Sw Casement Double Glazed | Planned - Window:Renew Prefinished Sw Casement Double Glazed, unit of measure SM | Planned-3150LA | Y
M3NHFScheduleOfRatesCode | Planned/Steel Window:Renew With Polyester Coated 1 Light | Planned - Steel Window:Renew With Polyester Coated 1 Light, unit of measure SM | Planned-3160AA | Y | Y | Y | Y | Y
M3NHFScheduleOfRatesCode | Planned/Steel Window:Renew With Polyester Coated 2 Light | Planned - Steel Window:Renew With Polyester Coated 2 Light, unit of measure SM | Planned-3160AB | Y | Y | Y | Y | Y
M3NHFScheduleOfRatesCode | Planned/Steel Window:Renew With Polyester Coated 3 Light | Planned - Steel Window:Renew With Polyester Coated 3 Light, unit of measure SM | Planned-3160AC | Y | Y | Y | Y | Y
M3NHFScheduleOfRatesCode | Planned/Aluminium Wdw:Renew With Polyester Coated 1 Light | Planned - Aluminium Wdw:Renew With Polyester Coated 1 Light, unit of measure SM | Planned-3161AA | Y | Y | Y
M3NHFScheduleOfRatesCode | Planned/Aluminium Wdw:Renew With Polyester Coated 2 Light | Planned - Aluminium Wdw:Renew With Polyester Coated 2 Light, unit of measure SM | Planned-3161AB | Y | Y | Y
M3NHFScheduleOfRatesCode | Planned/Aluminium Wdw:Renew With Polyester Coated 3 Light | Planned - Aluminium Wdw:Renew With Polyester Coated 3 Light, unit of measure SM | Planned-3161AC | Y | Y | Y
M3NHFScheduleOfRatesCode | Planned/Frame:Aluminium Ppc Combination Unit | Planned - Frame:Aluminium Ppc Combination Unit, unit of measure SM | Planned-3161AD | Y | Y | Y
M3NHFScheduleOfRatesCode | Planned/Frame:Aluminium Ppc Fixed Light Unit | Planned - Frame:Aluminium Ppc Fixed Light Unit, unit of measure SM | Planned-3161AE | Y | Y | Y
M3NHFScheduleOfRatesCode | Planned/Window:Renew Timber Sub-Frame To Metal | Planned - Window:Renew Timber Sub-Frame To Metal, unit of measure LM | Planned-3162AA | Y | Y | Y | Y | Y
M3NHFScheduleOfRatesCode | Planned/Window:Renew Pvcu Sub-Frame To Metal | Planned - Window:Renew Pvcu Sub-Frame To Metal, unit of measure NO | Planned-3162CA | Y | Y | Y | Y | Y
M3NHFScheduleOfRatesCode | Planned/Window:Ease Oil Butts Adjust Any Metal | Planned - Window:Ease Oil Butts Adjust Any Metal, unit of measure NO | Planned-3164AB | Y | Y | Y | Y | Y
M3NHFScheduleOfRatesCode | Planned/Window:Renew Weather/Draught Proofing Metal | Planned - Window:Renew Weather/Draught Proofing Metal, unit of measure IT | Planned-3164AC | Y | Y | Y | Y | Y
M3NHFScheduleOfRatesCode | Planned/Window:Overhaul Metal | Planned - Window:Overhaul Metal, unit of measure NO | Planned-3164BA | Y | Y | Y | Y | Y
M3NHFScheduleOfRatesCode | Planned/Window:Ease Oil Butts Adjust Any Aluminium | Planned - Window:Ease Oil Butts Adjust Any Aluminium, unit of measure NO | Planned-3172AA | Y | Y | Y | Y | Y
M3NHFScheduleOfRatesCode | Planned/Window:Overhaul Aluminium | Planned - Window:Overhaul Aluminium, unit of measure NO | Planned-3172BA | Y | Y | Y | Y | Y
M3NHFScheduleOfRatesCode | Planned/Window:Renew Fanlight Pvcu Sash | Planned - Window:Renew Fanlight Pvcu Sash, unit of measure NO | Planned-3181AA | Y | Y | Y | Y | Y
M3NHFScheduleOfRatesCode | Planned/Window:Renew Side Hung Pvcu Sash | Planned - Window:Renew Side Hung Pvcu Sash, unit of measure NO | Planned-3181AB | Y | Y | Y | Y | Y
M3NHFScheduleOfRatesCode | Planned/Window:Renew Trickle Vent To Pvcu | Planned - Window:Renew Trickle Vent To Pvcu, unit of measure IT | Planned-3181AC | Y | Y | Y | Y | Y
M3NHFScheduleOfRatesCode | Planned/Window:Renew Handle To Pvcu | Planned - Window:Renew Handle To Pvcu, unit of measure NO | Planned-3181AD | Y | Y | Y | Y | Y
M3NHFScheduleOfRatesCode | Planned/Window:Renew Hinge To Pvcu | Planned - Window:Renew Hinge To Pvcu, unit of measure NO | Planned-3181AE | Y | Y | Y | Y | Y
M3NHFScheduleOfRatesCode | Planned/Window:Renew Espagnolette Lock To Pvcu | Planned - Window:Renew Espagnolette Lock To Pvcu, unit of measure IT | Planned-3181AF | Y | Y | Y | Y | Y
M3NHFScheduleOfRatesCode | Planned/Window:Renew Sealing Gasket To Pvcu | Planned - Window:Renew Sealing Gasket To Pvcu, unit of measure IT | Planned-3181AG | Y | Y | Y | Y | Y
M3NHFScheduleOfRatesCode | Planned/Window:Check Lubricate Fittings To Pvcu | Planned - Window:Check Lubricate Fittings To Pvcu, unit of measure IT | Planned-3181AH | Y | Y | Y | Y | Y
M3NHFScheduleOfRatesCode | Planned/Window:Ease And Adjust Pvcu Sash | Planned - Window:Ease And Adjust Pvcu Sash, unit of measure IT | Planned-3181AI | Y | Y | Y | Y | Y
M3NHFScheduleOfRatesCode | Planned/Window:Overhaul Tilt Turn Mechanism To Pvcu | Planned - Window:Overhaul Tilt Turn Mechanism To Pvcu, unit of measure NO | Planned-3181AJ | Y | Y | Y | Y | Y
M3NHFScheduleOfRatesCode | Planned/Window:Renew Tilt Turn Mechanism To Pvcu | Planned - Window:Renew Tilt Turn Mechanism To Pvcu, unit of measure NO | Planned-3181AK | Y | Y | Y | Y | Y
M3NHFScheduleOfRatesCode | Planned/Window:Child Restrictor To Pvcu | Planned - Window:Child Restrictor To Pvcu, unit of measure NO | Planned-3181AL | Y | Y | Y | Y | Y
M3NHFScheduleOfRatesCode | Planned/Window:Renew Locking Handle To Pvcu | Planned - Window:Renew Locking Handle To Pvcu, unit of measure NO | Planned-3181AM | Y | Y | Y | Y | Y
M3NHFScheduleOfRatesCode | Planned/Window:Renew Glazing Bead To Pvcu | Planned - Window:Renew Glazing Bead To Pvcu, unit of measure LM | Planned-3181AN | Y | Y | Y | Y | Y
M3NHFScheduleOfRatesCode | Planned/Window:Renew Opener Gasket To Pvcu | Planned - Window:Renew Opener Gasket To Pvcu, unit of measure LM | Planned-3181AP | Y | Y | Y | Y | Y
M3NHFScheduleOfRatesCode | Planned/Window:Renew Friction Stay To Pvcu | Planned - Window:Renew Friction Stay To Pvcu, unit of measure NO | Planned-3181AQ | Y | Y | Y | Y | Y
M3NHFScheduleOfRatesCode | Planned/Window:Renew Restraining Wedges To Pvcu | Planned - Window:Renew Restraining Wedges To Pvcu, unit of measure NO | Planned-3181AR | Y | Y | Y | Y | Y
M3NHFScheduleOfRatesCode | Planned/Window:Renew Restrictor Stay To Pvcu | Planned - Window:Renew Restrictor Stay To Pvcu, unit of measure NO | Planned-3181AS | Y | Y | Y | Y | Y
M3NHFScheduleOfRatesCode | Planned/Window:Renew Locking Handle To Pvcu Locking Plate | Planned - Window:Renew Locking Handle To Pvcu Locking Plate, unit of measure NO | Planned-3181AT | Y | Y | Y | Y | Y
M3NHFScheduleOfRatesCode | Planned/Window:Renew Drip Mould Bead To Pvcu | Planned - Window:Renew Drip Mould Bead To Pvcu, unit of measure LM | Planned-3181AW | Y | Y | Y | Y | Y
M3NHFScheduleOfRatesCode | Planned/Window:Provide Drip Mould Bead To Pvcu | Planned - Window:Provide Drip Mould Bead To Pvcu, unit of measure LM | Planned-3181AY | Y | Y | Y | Y | Y
M3NHFScheduleOfRatesCode | Planned/Window:Overhaul Pvcu | Planned - Window:Overhaul Pvcu, unit of measure NO | Planned-3181BA | Y | Y | Y | Y | Y
M3NHFScheduleOfRatesCode | Planned/Window:Provide 30Mm Extension Flange To Pvcu | Planned - Window:Provide 30Mm Extension Flange To Pvcu, unit of measure LM | Planned-3181BB | Y | Y | Y | Y | Y
M3NHFScheduleOfRatesCode | Planned/Window:Provide 45Mm Extension Flange To Pvcu | Planned - Window:Provide 45Mm Extension Flange To Pvcu, unit of measure LM | Planned-3181BC | Y | Y | Y | Y | Y
M3NHFScheduleOfRatesCode | Planned/Window:Provide 30Mm Box Extension To Pvcu | Planned - Window:Provide 30Mm Box Extension To Pvcu, unit of measure LM | Planned-3181BD | Y | Y | Y | Y | Y
M3NHFScheduleOfRatesCode | Planned/Window:Provide 45Mm Box Extension To Pvcu | Planned - Window:Provide 45Mm Box Extension To Pvcu, unit of measure LM | Planned-3181BE | Y | Y | Y | Y | Y
M3NHFScheduleOfRatesCode | Planned/Window:Renew Drain Caps To Pvcu | Planned - Window:Renew Drain Caps To Pvcu, unit of measure IT | Planned-3181BF | Y | Y | Y | Y | Y
M3NHFScheduleOfRatesCode | Planned/Window:Repoint Silicone To Pvcu Frame | Planned - Window:Repoint Silicone To Pvcu Frame, unit of measure LM | Planned-3181BG | Y | Y | Y | Y | Y
M3NHFScheduleOfRatesCode | Planned/Window:Renew Quadrant Fillet To Pvcu | Planned - Window:Renew Quadrant Fillet To Pvcu, unit of measure LM | Planned-3181CA | Y | Y | Y | Y | Y
M3NHFScheduleOfRatesCode | Planned/Window:Renew Cill To Pvcu | Planned - Window:Renew Cill To Pvcu, unit of measure LM | Planned-3181DA | Y | Y | Y | Y | Y
M3NHFScheduleOfRatesCode | Planned/Window:Provide Cill To Pvcu | Planned - Window:Provide Cill To Pvcu, unit of measure LM | Planned-3181EA | Y | Y | Y | Y | Y
M3NHFScheduleOfRatesCode | Planned/Window:Renew Cill Ends To Pvcu | Planned - Window:Renew Cill Ends To Pvcu, unit of measure NO | Planned-3181FA | Y | Y | Y | Y | Y
M3NHFScheduleOfRatesCode | Planned/Door Frame:Rake Out And Repoint Sealant | Planned - Door Frame:Rake Out And Repoint Sealant, unit of measure IT | Planned-3182AA | Y | Y | Y | Y | Y
M3NHFScheduleOfRatesCode | Planned/Window Frame:Rake Out And Repoint | Planned - Window Frame:Rake Out And Repoint, unit of measure IT | Planned-3182BA | Y | Y | Y | Y | Y
M3NHFScheduleOfRatesCode | Planned/Window Frame:Supply And Fix Bead Or Sealant | Planned - Window Frame:Supply And Fix Bead Or Sealant, unit of measure IT | Planned-3182CA | Y | Y | Y | Y | Y
M3NHFScheduleOfRatesCode | Planned/Windows/Doors:Pvcu 1 Bed House Check Clean | Planned - Windows/Doors:Pvcu 1 Bed House Check Clean, unit of measure IT | Planned-3183AA | Y | Y | Y | Y
M3NHFScheduleOfRatesCode | Planned/Windows/Doors:Pvcu 2 Bed House Check Clean | Planned - Windows/Doors:Pvcu 2 Bed House Check Clean, unit of measure IT | Planned-3183AB | Y | Y | Y | Y
M3NHFScheduleOfRatesCode | Planned/Windows/Doors:Pvcu 3 Bed House Check Clean | Planned - Windows/Doors:Pvcu 3 Bed House Check Clean, unit of measure IT | Planned-3183AC | Y | Y | Y | Y
M3NHFScheduleOfRatesCode | Planned/Windows/Doors:Pvcu 4 Bed House Check Clean | Planned - Windows/Doors:Pvcu 4 Bed House Check Clean, unit of measure IT | Planned-3183AD | Y | Y | Y | Y
M3NHFScheduleOfRatesCode | Planned/Windows/Doors:Pvcu 5 Bed House Check Clean | Planned - Windows/Doors:Pvcu 5 Bed House Check Clean, unit of measure IT | Planned-3183AE | Y | Y | Y | Y
M3NHFScheduleOfRatesCode | Planned/Windows/Doors:Pvcu 1 Bed Flat Check Clean | Planned - Windows/Doors:Pvcu 1 Bed Flat Check Clean, unit of measure IT | Planned-3183BA | Y | Y | Y | Y
M3NHFScheduleOfRatesCode | Planned/Windows/Doors:Pvcu 2 Bed Flat Check Clean | Planned - Windows/Doors:Pvcu 2 Bed Flat Check Clean, unit of measure IT | Planned-3183BB | Y | Y | Y | Y
M3NHFScheduleOfRatesCode | Planned/Windows/Doors:Pvcu 3 Bed Flat Check Clean | Planned - Windows/Doors:Pvcu 3 Bed Flat Check Clean, unit of measure IT | Planned-3183BC | Y | Y | Y | Y
M3NHFScheduleOfRatesCode | Planned/Windows/Doors:Pvcu 4 Bed Flat Check Clean | Planned - Windows/Doors:Pvcu 4 Bed Flat Check Clean, unit of measure IT | Planned-3183BD | Y | Y | Y | Y
M3NHFScheduleOfRatesCode | Planned/Windows/Doors:Pvcu 5 Bed Flat Check Clean | Planned - Windows/Doors:Pvcu 5 Bed Flat Check Clean, unit of measure IT | Planned-3183BE | Y | Y | Y | Y
M3NHFScheduleOfRatesCode | Planned/Roof Window:Renew Ne 0.78X0.98M | Planned - Roof Window:Renew Ne 0.78X0.98M, unit of measure NO | Planned-3190AA | Y | Y | Y | Y | Y
M3NHFScheduleOfRatesCode | Planned/Roof Window:Renew Ne 1.14X1.18M | Planned - Roof Window:Renew Ne 1.14X1.18M, unit of measure NO | Planned-3190AB | Y | Y | Y | Y | Y
M3NHFScheduleOfRatesCode | Planned/Roof Window:Renew Ne 1.34X1.40M | Planned - Roof Window:Renew Ne 1.34X1.40M, unit of measure NO | Planned-3190AC | Y | Y | Y | Y | Y
M3NHFScheduleOfRatesCode | Planned/Roof Window:Redress Flashings | Planned - Roof Window:Redress Flashings, unit of measure NO | Planned-3191AA | Y | Y | Y | Y | Y
M3NHFScheduleOfRatesCode | Planned/Roof Window:Overhaul Opening Gear | Planned - Roof Window:Overhaul Opening Gear, unit of measure NO | Planned-3191AB | Y | Y | Y | Y | Y
M3NHFScheduleOfRatesCode | Planned/Roof Window:Renew Control Cords | Planned - Roof Window:Renew Control Cords, unit of measure NO | Planned-3191AC | Y | Y | Y | Y | Y
M3NHFScheduleOfRatesCode | Planned/Roof Window:Overhaul | Planned - Roof Window:Overhaul, unit of measure NO | Planned-3191AD | Y
M3NHFScheduleOfRatesCode | Planned/Curtain Walling:Renew Glazed Fixed | Planned - Curtain Walling:Renew Glazed Fixed, unit of measure SM | Planned-3192AA | Y | Y | Y | Y | Y
M3NHFScheduleOfRatesCode | Planned/Curtain Walling:Renew Glazed Opening | Planned - Curtain Walling:Renew Glazed Opening, unit of measure SM | Planned-3192AB | Y | Y | Y | Y | Y
M3NHFScheduleOfRatesCode | Planned/Vent:Pm Treated Sw Fixed Louvre Vent Unit Ne 1Sm | Planned - Vent:Pm Treated Sw Fixed Louvre Vent Unit Ne 1Sm, unit of measure IT | Planned-3195AA | Y | Y | Y
M3NHFScheduleOfRatesCode | Planned/Vent:Pm Treated Sw Fixed Louvre Vent Unit Over 1Sm | Planned - Vent:Pm Treated Sw Fixed Louvre Vent Unit Over 1Sm, unit of measure SM | Planned-3195AB | Y | Y | Y
M3NHFScheduleOfRatesCode | Planned/Vent:Pm Pcg Steel Fixed Louvre Vent Unit Ne 1Sm | Planned - Vent:Pm Pcg Steel Fixed Louvre Vent Unit Ne 1Sm, unit of measure IT | Planned-3195BA | Y | Y | Y
M3NHFScheduleOfRatesCode | Planned/Vent:Pm Pcg Steel Fixed Louvre Vent Unit Over 1Sm | Planned - Vent:Pm Pcg Steel Fixed Louvre Vent Unit Over 1Sm, unit of measure SM | Planned-3195BB | Y | Y | Y
M3NHFScheduleOfRatesCode | Planned/Vent:Pm Pc Aluminium Fixed Louvre Vent Unit Ne 1Sm | Planned - Vent:Pm Pc Aluminium Fixed Louvre Vent Unit Ne 1Sm, unit of measure IT | Planned-3195CA | Y | Y | Y
M3NHFScheduleOfRatesCode | Planned/Vent:Pm Pc Aluminium Fixed Louvre Vent Unit Ex 1Sm | Planned - Vent:Pm Pc Aluminium Fixed Louvre Vent Unit Ex 1Sm, unit of measure SM | Planned-3195CB | Y | Y | Y
M3NHFScheduleOfRatesCode | Planned/Door:Renew Hw Panelled Or Glazed Back Door | Planned - Door:Renew Hw Panelled Or Glazed Back Door, unit of measure NO | Planned-3211AA | Y | Y | Y | Y | Y
M3NHFScheduleOfRatesCode | Planned/Door:Renew Hw Panelled Or Glazed Front Door | Planned - Door:Renew Hw Panelled Or Glazed Front Door, unit of measure NO | Planned-3211BA | Y | Y | Y | Y | Y
M3NHFScheduleOfRatesCode | Planned/Doorset:Renew Hw Panelled Or Glazed Back Door | Planned - Doorset:Renew Hw Panelled Or Glazed Back Door, unit of measure NO | Planned-3211BB | Y
M3NHFScheduleOfRatesCode | Planned/Doorset:Renew Hw Panelled Or Glazed Front Door | Planned - Doorset:Renew Hw Panelled Or Glazed Front Door, unit of measure NO | Planned-3211BC | Y
M3NHFScheduleOfRatesCode | Planned/Door:Renew Hw Panelled Or Glazed Unequal Pair | Planned - Door:Renew Hw Panelled Or Glazed Unequal Pair, unit of measure PR | Planned-3211CA | Y | Y | Y | Y | Y
M3NHFScheduleOfRatesCode | Planned/Door:Renew Hw Panelled Or Glazed Standard Pair | Planned - Door:Renew Hw Panelled Or Glazed Standard Pair, unit of measure PR | Planned-3211CB | Y | Y | Y | Y | Y
M3NHFScheduleOfRatesCode | Planned/Door:Renew Pm Hw Panelled Or Glazed Back Door | Planned - Door:Renew Pm Hw Panelled Or Glazed Back Door, unit of measure NO | Planned-3213AA | Y | Y | Y | Y | Y
M3NHFScheduleOfRatesCode | Planned/Door:Renew Pm Hw Panelled Or Glazed Front Door | Planned - Door:Renew Pm Hw Panelled Or Glazed Front Door, unit of measure NO | Planned-3213BA | Y | Y | Y | Y | Y
M3NHFScheduleOfRatesCode | Planned/Door:Renew Pm Hw Panel Glazed Unequal Pair Ne3Sm | Planned - Door:Renew Pm Hw Panel Glazed Unequal Pair Ne3Sm, unit of measure PR | Planned-3213CA | Y | Y | Y | Y | Y
M3NHFScheduleOfRatesCode | Planned/Door:Renew Pm Hw Panel Glazed Equal Pair Ne4Sm | Planned - Door:Renew Pm Hw Panel Glazed Equal Pair Ne4Sm, unit of measure PR | Planned-3213CB | Y | Y | Y | Y | Y
M3NHFScheduleOfRatesCode | Planned/Door:Renew Pm Hw Panel Gl Unequal Pair Over 3Sm | Planned - Door:Renew Pm Hw Panel Gl Unequal Pair Over 3Sm, unit of measure PR | Planned-3213CC | Y | Y | Y | Y | Y
M3NHFScheduleOfRatesCode | Planned/Door:Renew Pm Hw Panel Glazed Equal Pair Over 4Sm | Planned - Door:Renew Pm Hw Panel Glazed Equal Pair Over 4Sm, unit of measure PR | Planned-3213CD | Y | Y | Y | Y | Y
M3NHFScheduleOfRatesCode | Planned/Door:Renew Pm Hw Panel Gl Unequ Pair Over 50Mm 3Sm | Planned - Door:Renew Pm Hw Panel Gl Unequ Pair Over 50Mm 3Sm, unit of measure PR | Planned-3213CE | Y | Y | Y | Y | Y
M3NHFScheduleOfRatesCode | Planned/Door:Renew Pm Hw Panel Gl Equal Pair Over 50Mm 4Sm | Planned - Door:Renew Pm Hw Panel Gl Equal Pair Over 50Mm 4Sm, unit of measure PR | Planned-3213CF | Y | Y | Y | Y | Y
M3NHFScheduleOfRatesCode | Planned/Door:Renew Pm Hw Framed Glazed Door | Planned - Door:Renew Pm Hw Framed Glazed Door, unit of measure NO | Planned-3214AA | Y | Y | Y
M3NHFScheduleOfRatesCode | Planned/Door:Renew Pm Hw Framed Glazed Unequal Pair Ne 3Sm | Planned - Door:Renew Pm Hw Framed Glazed Unequal Pair Ne 3Sm, unit of measure PR | Planned-3214AB | Y | Y | Y
M3NHFScheduleOfRatesCode | Planned/Door:Renew Pm Hw Framed Glazed Equal Pair Ne 4Sm | Planned - Door:Renew Pm Hw Framed Glazed Equal Pair Ne 4Sm, unit of measure PR | Planned-3214AC | Y | Y | Y
M3NHFScheduleOfRatesCode | Planned/Door:Renew Pm Hw Framed Gl Unequal Pair Over 3Sm | Planned - Door:Renew Pm Hw Framed Gl Unequal Pair Over 3Sm, unit of measure PR | Planned-3214AD | Y | Y | Y
M3NHFScheduleOfRatesCode | Planned/Door:Renew Pm Hw Framed Glazed Equal Pair Over 4Sm | Planned - Door:Renew Pm Hw Framed Glazed Equal Pair Over 4Sm, unit of measure PR | Planned-3214AE | Y | Y | Y
M3NHFScheduleOfRatesCode | Planned/Door:Renew Pm Hw Framed Gl Door -Fxd Scrn Ne 4Sm | Planned - Door:Renew Pm Hw Framed Gl Door -Fxd Scrn Ne 4Sm, unit of measure PR | Planned-3214AF | Y | Y | Y
M3NHFScheduleOfRatesCode | Planned/Door:Renew Pm Hw Framed Gl Door -Fxd Scrn Over 4Sm | Planned - Door:Renew Pm Hw Framed Gl Door -Fxd Scrn Over 4Sm, unit of measure PR | Planned-3214AG | Y | Y | Y
M3NHFScheduleOfRatesCode | Planned/Door:Renew Sw Panelled Or Glazed Back Door | Planned - Door:Renew Sw Panelled Or Glazed Back Door, unit of measure NO | Planned-3215AA | Y | Y | Y | Y | Y
M3NHFScheduleOfRatesCode | Planned/Door:Renew Sw Panelled Or Glazed Front Door | Planned - Door:Renew Sw Panelled Or Glazed Front Door, unit of measure NO | Planned-3215BA | Y | Y | Y | Y | Y
M3NHFScheduleOfRatesCode | Planned/Door:Renew Sw Panelled Or Glazed Unequal Pair | Planned - Door:Renew Sw Panelled Or Glazed Unequal Pair, unit of measure PR | Planned-3215CA | Y | Y | Y | Y | Y
M3NHFScheduleOfRatesCode | Planned/Door:Renew Sw Panelled Or Glazed Equal Pair | Planned - Door:Renew Sw Panelled Or Glazed Equal Pair, unit of measure PR | Planned-3215DA | Y | Y | Y | Y | Y
M3NHFScheduleOfRatesCode | Planned/Door:Renew Pm Sw Panelled Or Glazed Back Door | Planned - Door:Renew Pm Sw Panelled Or Glazed Back Door, unit of measure NO | Planned-3217AA | Y | Y | Y | Y | Y
M3NHFScheduleOfRatesCode | Planned/Door:Renew Pm Sw Panelled Or Glazed Front Door | Planned - Door:Renew Pm Sw Panelled Or Glazed Front Door, unit of measure NO | Planned-3217BA | Y | Y | Y | Y | Y
M3NHFScheduleOfRatesCode | Planned/Door:Renew Pm Sw Panelled Or Glazed Unequal Pair | Planned - Door:Renew Pm Sw Panelled Or Glazed Unequal Pair, unit of measure PR | Planned-3217CA | Y | Y | Y | Y | Y
M3NHFScheduleOfRatesCode | Planned/Door:Renew Pm Sw Panneled Or Glazed Equal Pair | Planned - Door:Renew Pm Sw Panneled Or Glazed Equal Pair, unit of measure PR | Planned-3217CB | Y | Y | Y | Y | Y
M3NHFScheduleOfRatesCode | Planned/Door:Renew Pm Sw Louvre Door | Planned - Door:Renew Pm Sw Louvre Door, unit of measure NO | Planned-3218AA | Y | Y | Y
M3NHFScheduleOfRatesCode | Planned/Door:Renew Pm Sw Louvre Unequal Pair Of Doors | Planned - Door:Renew Pm Sw Louvre Unequal Pair Of Doors, unit of measure PR | Planned-3218AB | Y | Y | Y
M3NHFScheduleOfRatesCode | Planned/Door:Renew Pm Sw Louvre Equal Pair Of Doors | Planned - Door:Renew Pm Sw Louvre Equal Pair Of Doors, unit of measure PR | Planned-3218AC | Y | Y | Y
M3NHFScheduleOfRatesCode | Planned/Door:High Performance Composite Back Door | Planned - Door:High Performance Composite Back Door, unit of measure NO | Planned-3221AA | Y | Y | Y | Y | Y
M3NHFScheduleOfRatesCode | Planned/Door:High Performance Composite Front Door | Planned - Door:High Performance Composite Front Door, unit of measure NO | Planned-3221AB | Y | Y | Y | Y | Y
M3NHFScheduleOfRatesCode | Planned/Door:High Performance Composite 1/2 Hour Back | Planned - Door:High Performance Composite 1/2 Hour Back, unit of measure NO | Planned-3221BA | Y | Y | Y
M3NHFScheduleOfRatesCode | Planned/Door:High Performance Composite 1/2 Hour Front | Planned - Door:High Performance Composite 1/2 Hour Front, unit of measure NO | Planned-3221BB | Y | Y | Y
M3NHFScheduleOfRatesCode | Planned/Doorset:High Performance Composite 1/2 Hour Back | Planned - Doorset:High Performance Composite 1/2 Hour Back, unit of measure NO | Planned-3221CA | Y | Y | Y
M3NHFScheduleOfRatesCode | Planned/Doorset:High Performance Composite 1/2 Hour Front | Planned - Doorset:High Performance Composite 1/2 Hour Front, unit of measure NO | Planned-3221CB | Y | Y | Y
M3NHFScheduleOfRatesCode | Planned/Doorset:High Performance Composite Lbs | Planned - Doorset:High Performance Composite Lbs, unit of measure NO | Planned-3221CC | Y
M3NHFScheduleOfRatesCode | Planned/Doorset:Fd30S Doorset | Planned - Doorset:Fd30S Doorset, unit of measure NO | Planned-3222AA | Y
M3NHFScheduleOfRatesCode | Planned/Doorset:Fd30S Doorset Fanlight Ne 0.50Sm | Planned - Doorset:Fd30S Doorset Fanlight Ne 0.50Sm, unit of measure NO | Planned-3222AB | Y
M3NHFScheduleOfRatesCode | Planned/Doorset:Fd30S Doorset Fanlight Ne1.00Sm | Planned - Doorset:Fd30S Doorset Fanlight Ne1.00Sm, unit of measure NO | Planned-3222AC | Y
M3NHFScheduleOfRatesCode | Planned/Doorset:Fd30S Doorset Sidelight Ne 1.00Sm | Planned - Doorset:Fd30S Doorset Sidelight Ne 1.00Sm, unit of measure NO | Planned-3222AD | Y
M3NHFScheduleOfRatesCode | Planned/Doorset:Fd30S Doorset Sidelight Over 1.00Sm | Planned - Doorset:Fd30S Doorset Sidelight Over 1.00Sm, unit of measure NO | Planned-3222AE | Y
M3NHFScheduleOfRatesCode | Planned/Doorset:Fd30S Doorset Fanlight Sidelight Ne 1Sm | Planned - Doorset:Fd30S Doorset Fanlight Sidelight Ne 1Sm, unit of measure NO | Planned-3222AF | Y
M3NHFScheduleOfRatesCode | Planned/Doorset:Fd30S Doorset Fanlight Sidelight Over 1Sm | Planned - Doorset:Fd30S Doorset Fanlight Sidelight Over 1Sm, unit of measure NO | Planned-3222AG | Y
M3NHFScheduleOfRatesCode | Planned/Door:Renew 1/2Hr Flush Front Door | Planned - Door:Renew 1/2Hr Flush Front Door, unit of measure NO | Planned-3231AA | Y | Y | Y | Y | Y
M3NHFScheduleOfRatesCode | Planned/Door:Renew 1Hr Flush Front Door | Planned - Door:Renew 1Hr Flush Front Door, unit of measure NO | Planned-3231AB | Y | Y | Y | Y | Y
M3NHFScheduleOfRatesCode | Planned/Door:Renew Flush Door T90 | Planned - Door:Renew Flush Door T90, unit of measure NO | Planned-3231AC | Y | Y | Y | Y | Y
M3NHFScheduleOfRatesCode | Planned/Door:Renew Flush Door T120 | Planned - Door:Renew Flush Door T120, unit of measure NO | Planned-3231AD | Y | Y | Y | Y | Y
M3NHFScheduleOfRatesCode | Planned/Door:Renew Flush External | Planned - Door:Renew Flush External, unit of measure NO | Planned-3231AE | Y
M3NHFScheduleOfRatesCode | Planned/Door:Renew Flush Glazed External | Planned - Door:Renew Flush Glazed External, unit of measure NO | Planned-3231AF | Y
M3NHFScheduleOfRatesCode | Planned/Door:Renew 1/2Hr Flush Communal Door | Planned - Door:Renew 1/2Hr Flush Communal Door, unit of measure NO | Planned-3231BA | Y | Y | Y | Y | Y
M3NHFScheduleOfRatesCode | Planned/Door:Renew 1Hr Flush Communal Door | Planned - Door:Renew 1Hr Flush Communal Door, unit of measure NO | Planned-3231BB | Y | Y | Y | Y | Y
M3NHFScheduleOfRatesCode | Planned/Doorset:Renew Pvcu Panelled Glazed Door And Frame | Planned - Doorset:Renew Pvcu Panelled Glazed Door And Frame, unit of measure NO | Planned-3235AA | Y | Y | Y | Y | Y
M3NHFScheduleOfRatesCode | Planned/Doorset:Renew Pvcu 2 Panel Door And Frame | Planned - Doorset:Renew Pvcu 2 Panel Door And Frame, unit of measure NO | Planned-3235AB | Y | Y | Y | Y | Y
M3NHFScheduleOfRatesCode | Planned/Door:Renew Pvcu Panelled Glazed Door | Planned - Door:Renew Pvcu Panelled Glazed Door, unit of measure NO | Planned-3235BA | Y | Y | Y | Y | Y
M3NHFScheduleOfRatesCode | Planned/Door:Renew Pvcu 2 Panel Door | Planned - Door:Renew Pvcu 2 Panel Door, unit of measure NO | Planned-3235BB | Y | Y | Y | Y | Y
M3NHFScheduleOfRatesCode | Planned/Door:Renew Pvcu Tilt And Turn French Door | Planned - Door:Renew Pvcu Tilt And Turn French Door, unit of measure IT | Planned-3235CA | Y | Y | Y | Y | Y
M3NHFScheduleOfRatesCode | Planned/Door:High Performance Pvcu Back Door | Planned - Door:High Performance Pvcu Back Door, unit of measure NO | Planned-3236AA | Y | Y | Y | Y | Y
M3NHFScheduleOfRatesCode | Planned/Door:High Performance Pvcu Front Door | Planned - Door:High Performance Pvcu Front Door, unit of measure NO | Planned-3236BA | Y | Y | Y | Y | Y
M3NHFScheduleOfRatesCode | Planned/Door:High Performance Pvcu 1/2 Hour Back Doorset | Planned - Door:High Performance Pvcu 1/2 Hour Back Doorset, unit of measure NO | Planned-3236CA | Y | Y | Y
M3NHFScheduleOfRatesCode | Planned/Door:High Performance Pvcu 1/2 Hour Front Doorset | Planned - Door:High Performance Pvcu 1/2 Hour Front Doorset, unit of measure NO | Planned-3236CB | Y | Y | Y
M3NHFScheduleOfRatesCode | Planned/Door:Plastic Coated Timber Door | Planned - Door:Plastic Coated Timber Door, unit of measure NO | Planned-3237AA | Y | Y | Y
M3NHFScheduleOfRatesCode | Planned/Door:Ease And Adjust Including Remove | Planned - Door:Ease And Adjust Including Remove, unit of measure NO | Planned-3241AB | Y | Y | Y | Y | Y
M3NHFScheduleOfRatesCode | Planned/Door:Refix Loose Glazing Beads | Planned - Door:Refix Loose Glazing Beads, unit of measure NO | Planned-3241AC | Y | Y | Y
M3NHFScheduleOfRatesCode | Planned/Door:Renew Plywood Panel | Planned - Door:Renew Plywood Panel, unit of measure NO | Planned-3241AD | Y | Y | Y
M3NHFScheduleOfRatesCode | Planned/Door:Patch Or Repair Door Stile | Planned - Door:Patch Or Repair Door Stile, unit of measure NO | Planned-3241AE | Y | Y | Y
M3NHFScheduleOfRatesCode | Planned/Door:Renew Softwood Door Stile | Planned - Door:Renew Softwood Door Stile, unit of measure IT | Planned-3241AF | Y | Y | Y
M3NHFScheduleOfRatesCode | Planned/Door:Supply And Fix Weatherboard | Planned - Door:Supply And Fix Weatherboard, unit of measure NO | Planned-3241AG | Y | Y | Y
M3NHFScheduleOfRatesCode | Planned/Door:Provide Hardwood Rain Deflector | Planned - Door:Provide Hardwood Rain Deflector, unit of measure NO | Planned-3241AH | Y | Y | Y
M3NHFScheduleOfRatesCode | Planned/Door:Renew Hardwood Glazing Beads | Planned - Door:Renew Hardwood Glazing Beads, unit of measure LM | Planned-3241AJ | Y | Y | Y
M3NHFScheduleOfRatesCode | Planned/Door:Renew Hardwood Door Stile | Planned - Door:Renew Hardwood Door Stile, unit of measure IT | Planned-3241AK | Y | Y | Y
M3NHFScheduleOfRatesCode | Planned/Door:Renew Board To Ledged And Braced Door | Planned - Door:Renew Board To Ledged And Braced Door, unit of measure IT | Planned-3241AL | Y | Y | Y
M3NHFScheduleOfRatesCode | Planned/Door:Renew Ledge Or Brace To Door | Planned - Door:Renew Ledge Or Brace To Door, unit of measure IT | Planned-3241AM | Y | Y | Y
M3NHFScheduleOfRatesCode | Planned/Door:Refix Plywood Panel | Planned - Door:Refix Plywood Panel, unit of measure SM | Planned-3241AN | Y
M3NHFScheduleOfRatesCode | Planned/Door:Overhaul External Complete | Planned - Door:Overhaul External Complete, unit of measure NO | Planned-3241DA | Y | Y | Y | Y | Y
M3NHFScheduleOfRatesCode | Planned/Door:Overhaul External Complete Fanlight | Planned - Door:Overhaul External Complete Fanlight, unit of measure NO | Planned-3241DB | Y | Y | Y | Y | Y
M3NHFScheduleOfRatesCode | Planned/Door:Renew Any Butt Hinge To Pvcu/Composite | Planned - Door:Renew Any Butt Hinge To Pvcu/Composite, unit of measure NO | Planned-3251AA | Y | Y | Y | Y | Y
M3NHFScheduleOfRatesCode | Planned/Door:Overhaul Multipoint Lock To Pvcu/Composite | Planned - Door:Overhaul Multipoint Lock To Pvcu/Composite, unit of measure IT | Planned-3251AB | Y | Y | Y | Y | Y
M3NHFScheduleOfRatesCode | Planned/Door:Adjust Lock To Pvcu/Composite | Planned - Door:Adjust Lock To Pvcu/Composite, unit of measure NO | Planned-3251AC | Y | Y | Y | Y | Y
M3NHFScheduleOfRatesCode | Planned/Door:Renew Multipoint Lock To Pvcu/Composite | Planned - Door:Renew Multipoint Lock To Pvcu/Composite, unit of measure NO | Planned-3251AD | Y | Y | Y | Y | Y
M3NHFScheduleOfRatesCode | Planned/Door:Renew Handles To Pvcu/Composite | Planned - Door:Renew Handles To Pvcu/Composite, unit of measure NO | Planned-3251AE | Y | Y | Y | Y | Y
M3NHFScheduleOfRatesCode | Planned/Door:Renew Lock Cylinder To Pvcu/Composite | Planned - Door:Renew Lock Cylinder To Pvcu/Composite, unit of measure NO | Planned-3251AF | Y | Y | Y
M3NHFScheduleOfRatesCode | Planned/Door:Renew Lock Catch Or Keep To Pvcu/Composite | Planned - Door:Renew Lock Catch Or Keep To Pvcu/Composite, unit of measure NO | Planned-3251AG | Y | Y | Y
M3NHFScheduleOfRatesCode | Planned/Door:Repair Handles To Pvcu/Composite | Planned - Door:Repair Handles To Pvcu/Composite, unit of measure NO | Planned-3251AH | Y | Y | Y
M3NHFScheduleOfRatesCode | Planned/Door:Overhaul Pvcu/Composite | Planned - Door:Overhaul Pvcu/Composite, unit of measure NO | Planned-3251BA | Y | Y | Y | Y | Y
M3NHFScheduleOfRatesCode | Planned/Door:Renew Panel Ne 0.5Sm To Pvcu/Composite | Planned - Door:Renew Panel Ne 0.5Sm To Pvcu/Composite, unit of measure NO | Planned-3251CA | Y | Y | Y
M3NHFScheduleOfRatesCode | Planned/Door:Renew Panel 0.5-1.0Sm To Pvcu/Composite | Planned - Door:Renew Panel 0.5-1.0Sm To Pvcu/Composite, unit of measure NO | Planned-3251CB | Y | Y | Y
M3NHFScheduleOfRatesCode | Planned/Door:Renew Letterplate To Pvcu/Composite | Planned - Door:Renew Letterplate To Pvcu/Composite, unit of measure NO | Planned-3251DA | Y
M3NHFScheduleOfRatesCode | Planned/Door:Renew Draught-Proofing To Pvcu/Composite | Planned - Door:Renew Draught-Proofing To Pvcu/Composite, unit of measure NO | Planned-3251DB | Y
M3NHFScheduleOfRatesCode | Planned/Door:Renew Door Closer To Pvcu/Composite | Planned - Door:Renew Door Closer To Pvcu/Composite, unit of measure NO | Planned-3251DC | Y
M3NHFScheduleOfRatesCode | Planned/Door:Renew Threshold To Pvcu/Composite | Planned - Door:Renew Threshold To Pvcu/Composite, unit of measure NO | Planned-3251DD | Y
M3NHFScheduleOfRatesCode | Planned/Door:Renew Glazed Steel Door | Planned - Door:Renew Glazed Steel Door, unit of measure NO | Planned-3261AA | Y | Y | Y | Y | Y
M3NHFScheduleOfRatesCode | Planned/Door:Renew Polyester Powder Coated Glazed Steel | Planned - Door:Renew Polyester Powder Coated Glazed Steel, unit of measure NO | Planned-3261AB | Y | Y | Y | Y | Y
M3NHFScheduleOfRatesCode | Planned/Door:Ease Oil And Adjust Steel | Planned - Door:Ease Oil And Adjust Steel, unit of measure NO | Planned-3261BA | Y | Y | Y | Y | Y
M3NHFScheduleOfRatesCode | Planned/Door:Renew Lock To Steel | Planned - Door:Renew Lock To Steel, unit of measure NO | Planned-3261CA | Y | Y | Y | Y | Y
M3NHFScheduleOfRatesCode | Planned/Door:Overhaul Metal | Planned - Door:Overhaul Metal, unit of measure NO | Planned-3261DA | Y | Y | Y | Y | Y
M3NHFScheduleOfRatesCode | Planned/Door:Renew Glazed Aluminium Door | Planned - Door:Renew Glazed Aluminium Door, unit of measure NO | Planned-3271AA | Y | Y | Y | Y | Y
M3NHFScheduleOfRatesCode | Planned/Patio Door:Renew Double Glazed Aluminium Door | Planned - Patio Door:Renew Double Glazed Aluminium Door, unit of measure NO | Planned-3271BA | Y | Y | Y | Y | Y
M3NHFScheduleOfRatesCode | Planned/Door:Install Glazed Aluminium Patio Door | Planned - Door:Install Glazed Aluminium Patio Door, unit of measure NO | Planned-3271CA | Y | Y | Y | Y | Y
M3NHFScheduleOfRatesCode | Planned/Door:Ease Oil And Adjust Aluminium | Planned - Door:Ease Oil And Adjust Aluminium, unit of measure NO | Planned-3271DA | Y | Y | Y | Y | Y
M3NHFScheduleOfRatesCode | Planned/Door:Renew Lock To Aluminium | Planned - Door:Renew Lock To Aluminium, unit of measure NO | Planned-3271EA | Y | Y | Y | Y | Y
M3NHFScheduleOfRatesCode | Planned/Door:Overhaul Aluminium | Planned - Door:Overhaul Aluminium, unit of measure NO | Planned-3271FA | Y | Y | Y | Y | Y
M3NHFScheduleOfRatesCode | Planned/Door:Renew L And B Door | Planned - Door:Renew L And B Door, unit of measure NO | Planned-3281AA | Y | Y | Y | Y | Y
M3NHFScheduleOfRatesCode | Planned/Door:Renew Pair L And B Doors | Planned - Door:Renew Pair L And B Doors, unit of measure NO | Planned-3281AB | Y | Y | Y | Y | Y
M3NHFScheduleOfRatesCode | Planned/Door:Renew Fl And B Door | Planned - Door:Renew Fl And B Door, unit of measure NO | Planned-3281BA | Y | Y | Y | Y | Y
M3NHFScheduleOfRatesCode | Planned/Door:Renew Pair Framed L And B Doors | Planned - Door:Renew Pair Framed L And B Doors, unit of measure NO | Planned-3281BB | Y | Y | Y | Y | Y
M3NHFScheduleOfRatesCode | Planned/Door:Ease/Adjust Including Remove | Planned - Door:Ease/Adjust Including Remove, unit of measure NO | Planned-3281CA | Y | Y | Y | Y | Y
M3NHFScheduleOfRatesCode | Planned/Door/Screen:Install Softwood Ne 1.25X2.4M | Planned - Door/Screen:Install Softwood Ne 1.25X2.4M, unit of measure NO | Planned-3290AA | Y | Y | Y | Y | Y
M3NHFScheduleOfRatesCode | Planned/Door/Screen:Install Softwood Ne 1.6X2.4M | Planned - Door/Screen:Install Softwood Ne 1.6X2.4M, unit of measure NO | Planned-3290AB | Y | Y | Y | Y | Y
M3NHFScheduleOfRatesCode | Planned/Door/Screen:Install Softwood Ne 2.1X2.4M | Planned - Door/Screen:Install Softwood Ne 2.1X2.4M, unit of measure NO | Planned-3290AC | Y | Y | Y | Y | Y
M3NHFScheduleOfRatesCode | Planned/Door/Screen:Install Softwood Ne 2.7X2.4M | Planned - Door/Screen:Install Softwood Ne 2.7X2.4M, unit of measure NO | Planned-3290AD | Y | Y | Y | Y | Y
M3NHFScheduleOfRatesCode | Planned/Door/Screen:Install Hardwood Ne 1.2X2.4M | Planned - Door/Screen:Install Hardwood Ne 1.2X2.4M, unit of measure NO | Planned-3291AA | Y | Y | Y | Y | Y
M3NHFScheduleOfRatesCode | Planned/Door/Screen:Install Hardwood Ne 1.6X2.4M | Planned - Door/Screen:Install Hardwood Ne 1.6X2.4M, unit of measure NO | Planned-3291AB | Y | Y | Y | Y | Y
M3NHFScheduleOfRatesCode | Planned/Door/Screen:Install Hardwood Ne 2.1X2.4M | Planned - Door/Screen:Install Hardwood Ne 2.1X2.4M, unit of measure NO | Planned-3291AC | Y | Y | Y | Y | Y
M3NHFScheduleOfRatesCode | Planned/Door/Screen:Install Hardwood Ne 2.7X2.4M | Planned - Door/Screen:Install Hardwood Ne 2.7X2.4M, unit of measure NO | Planned-3291AD | Y | Y | Y | Y | Y
M3NHFScheduleOfRatesCode | Planned/Door/Screen:Install Flush Ne 1.25X2.4M | Planned - Door/Screen:Install Flush Ne 1.25X2.4M, unit of measure NO | Planned-3292AA | Y | Y | Y | Y | Y
M3NHFScheduleOfRatesCode | Planned/Door/Screen:Install Flush Ne 1.6X2.4M | Planned - Door/Screen:Install Flush Ne 1.6X2.4M, unit of measure NO | Planned-3292AB | Y | Y | Y | Y | Y
M3NHFScheduleOfRatesCode | Planned/Door/Screen:Install Flush Ne 2.1X2.4M | Planned - Door/Screen:Install Flush Ne 2.1X2.4M, unit of measure NO | Planned-3292AC | Y | Y | Y | Y | Y
M3NHFScheduleOfRatesCode | Planned/Door/Screen:Install Flush Ne 2.7X2.4M | Planned - Door/Screen:Install Flush Ne 2.7X2.4M, unit of measure NO | Planned-3292AD | Y | Y | Y | Y | Y
M3NHFScheduleOfRatesCode | Planned/Door/Screen:Install Polyester Coated Ne 1.25X2.4M | Planned - Door/Screen:Install Polyester Coated Ne 1.25X2.4M, unit of measure NO | Planned-3293AA | Y | Y | Y | Y
M3NHFScheduleOfRatesCode | Planned/Door/Screen:Install Polyester Coated Ne 1.60X2.4M | Planned - Door/Screen:Install Polyester Coated Ne 1.60X2.4M, unit of measure NO | Planned-3293AB | Y | Y | Y | Y
M3NHFScheduleOfRatesCode | Planned/Door/Screen:Install Polyester Coated Ne 2.10X2.4M | Planned - Door/Screen:Install Polyester Coated Ne 2.10X2.4M, unit of measure NO | Planned-3293AC | Y | Y | Y | Y
M3NHFScheduleOfRatesCode | Planned/Door/Screen:Install Polyester Coated Ne 2.70X2.4M | Planned - Door/Screen:Install Polyester Coated Ne 2.70X2.4M, unit of measure NO | Planned-3293AD | Y | Y | Y | Y
M3NHFScheduleOfRatesCode | Planned/Door:Renew Internal Ply Flush | Planned - Door:Renew Internal Ply Flush, unit of measure NO | Planned-3300AA | Y | Y | Y | Y | Y
M3NHFScheduleOfRatesCode | Planned/Door:Renew Internal Hardboard Faced | Planned - Door:Renew Internal Hardboard Faced, unit of measure NO | Planned-3300AB | Y | Y | Y | Y | Y
M3NHFScheduleOfRatesCode | Planned/Door:Renew Internal Embossed Panelled | Planned - Door:Renew Internal Embossed Panelled, unit of measure NO | Planned-3300AC | Y | Y | Y | Y | Y
M3NHFScheduleOfRatesCode | Planned/Door:Renew Internal Softwood Glazed | Planned - Door:Renew Internal Softwood Glazed, unit of measure NO | Planned-3300AD | Y | Y | Y | Y | Y
M3NHFScheduleOfRatesCode | Planned/Door:Renew Internal Hardwood Glazed | Planned - Door:Renew Internal Hardwood Glazed, unit of measure NO | Planned-3300AE | Y | Y | Y | Y | Y
M3NHFScheduleOfRatesCode | Planned/Door:Renew Internal Hardwood Veneered | Planned - Door:Renew Internal Hardwood Veneered, unit of measure NO | Planned-3300AF | Y | Y | Y | Y | Y
M3NHFScheduleOfRatesCode | Planned/Door:Renew 1/2Hr Fire Internal | Planned - Door:Renew 1/2Hr Fire Internal, unit of measure NO | Planned-3300BA | Y | Y | Y | Y | Y
M3NHFScheduleOfRatesCode | Planned/Door:Renew 1Hr Fire Internal-Standard Size | Planned - Door:Renew 1Hr Fire Internal-Standard Size, unit of measure NO | Planned-3300BB | Y | Y | Y | Y | Y
M3NHFScheduleOfRatesCode | Planned/Door:Renew T90 Fire Internal | Planned - Door:Renew T90 Fire Internal, unit of measure NO | Planned-3300BC | Y | Y | Y | Y | Y
M3NHFScheduleOfRatesCode | Planned/Door:Renew 1/2Hr Glazed Fire Internal | Planned - Door:Renew 1/2Hr Glazed Fire Internal, unit of measure NO | Planned-3300BD | Y | Y | Y | Y | Y
M3NHFScheduleOfRatesCode | Planned/Door:Renew 1/2Hr Fd30 Fire Internal And Stops | Planned - Door:Renew 1/2Hr Fd30 Fire Internal And Stops, unit of measure NO | Planned-3300BE | Y | Y | Y | Y | Y
M3NHFScheduleOfRatesCode | Planned/Door:Renew 1Hr Fd60 Fire Internal And Stops | Planned - Door:Renew 1Hr Fd60 Fire Internal And Stops, unit of measure NO | Planned-3300BF | Y | Y | Y | Y | Y
M3NHFScheduleOfRatesCode | Planned/Door:Cut Openings/Supply And Fix 225X75Mm Vents | Planned - Door:Cut Openings/Supply And Fix 225X75Mm Vents, unit of measure IT | Planned-3300CA | Y | Y | Y | Y | Y
M3NHFScheduleOfRatesCode | Planned/Door:Form Vision Panel To Internal | Planned - Door:Form Vision Panel To Internal, unit of measure NO | Planned-3300CB | Y | Y | Y | Y | Y
M3NHFScheduleOfRatesCode | Planned/Door And Frame:Upgrade To Fd30S | Planned - Door And Frame:Upgrade To Fd30S, unit of measure NO | Planned-3300DA | Y | Y | Y | Y | Y
M3NHFScheduleOfRatesCode | Planned/Door:Renew Internal Ply Flush - Decorate | Planned - Door:Renew Internal Ply Flush - Decorate, unit of measure NO | Planned-3300EA | Y | Y | Y
M3NHFScheduleOfRatesCode | Planned/Door:Renew Internal Hardboard Faced - Decorate | Planned - Door:Renew Internal Hardboard Faced - Decorate, unit of measure NO | Planned-3300EB | Y | Y | Y
M3NHFScheduleOfRatesCode | Planned/Door:Renew Internal Embossed Panelled - Decorate | Planned - Door:Renew Internal Embossed Panelled - Decorate, unit of measure NO | Planned-3300EC | Y | Y | Y
M3NHFScheduleOfRatesCode | Planned/Door:Renew Internal Hardwood Veneered - Decorate | Planned - Door:Renew Internal Hardwood Veneered - Decorate, unit of measure NO | Planned-3300ED | Y | Y | Y
M3NHFScheduleOfRatesCode | Planned/Door:Renew Internal Softwood Glazed - Decorate | Planned - Door:Renew Internal Softwood Glazed - Decorate, unit of measure NO | Planned-3300EE | Y | Y | Y
M3NHFScheduleOfRatesCode | Planned/Door:Renew Internal Hardwood Glazed - Decorate | Planned - Door:Renew Internal Hardwood Glazed - Decorate, unit of measure NO | Planned-3300EF | Y | Y | Y
M3NHFScheduleOfRatesCode | Planned/Door:Renew 1/2Hr Fire Internal - Decorate | Planned - Door:Renew 1/2Hr Fire Internal - Decorate, unit of measure NO | Planned-3300FA | Y | Y | Y
M3NHFScheduleOfRatesCode | Planned/Door:Renew 1Hr Fire Internal - Decorate | Planned - Door:Renew 1Hr Fire Internal - Decorate, unit of measure NO | Planned-3300FB | Y | Y | Y
M3NHFScheduleOfRatesCode | Planned/Door:Renew 1/2Hr Glazed Fire Internal - Decorate | Planned - Door:Renew 1/2Hr Glazed Fire Internal - Decorate, unit of measure NO | Planned-3300FC | Y | Y | Y
M3NHFScheduleOfRatesCode | Planned/Door:Renew Sliding - Hardwood | Planned - Door:Renew Sliding - Hardwood, unit of measure NO | Planned-3301AA | Y | Y | Y | Y | Y
M3NHFScheduleOfRatesCode | Planned/Door:Renew Sliding - Softwood | Planned - Door:Renew Sliding - Softwood, unit of measure NO | Planned-3301AB | Y | Y | Y | Y | Y
M3NHFScheduleOfRatesCode | Planned/Door:Renew Sliding - Plywood Faced | Planned - Door:Renew Sliding - Plywood Faced, unit of measure NO | Planned-3301AC | Y | Y | Y | Y | Y
M3NHFScheduleOfRatesCode | Planned/Door:Renew Sliding - Hardboard Faced | Planned - Door:Renew Sliding - Hardboard Faced, unit of measure NO | Planned-3301AD | Y | Y | Y | Y | Y
M3NHFScheduleOfRatesCode | Planned/Door:Supply And Fix Sliding Door Gear | Planned - Door:Supply And Fix Sliding Door Gear, unit of measure NO | Planned-3301BA | Y | Y | Y | Y | Y
M3NHFScheduleOfRatesCode | Planned/Stable Door:Renew Softwood Complete | Planned - Stable Door:Renew Softwood Complete, unit of measure NO | Planned-3302AA | Y | Y | Y | Y | Y
M3NHFScheduleOfRatesCode | Planned/Stable Door:Renew Hardwood Complete | Planned - Stable Door:Renew Hardwood Complete, unit of measure NO | Planned-3302AB | Y | Y | Y | Y | Y
M3NHFScheduleOfRatesCode | Planned/Door:Renew With Bi Fold | Planned - Door:Renew With Bi Fold, unit of measure IT | Planned-3303AA | Y | Y | Y | Y | Y
M3NHFScheduleOfRatesCode | Planned/Door:Change To Two Way Operation | Planned - Door:Change To Two Way Operation, unit of measure IT | Planned-3304AA | Y | Y | Y | Y | Y
M3NHFScheduleOfRatesCode | Planned/Door:Change Inward To Out Opening | Planned - Door:Change Inward To Out Opening, unit of measure IT | Planned-3304AB | Y | Y | Y | Y | Y
M3NHFScheduleOfRatesCode | Planned/Door:Change To Sliding | Planned - Door:Change To Sliding, unit of measure IT | Planned-3304AC | Y | Y | Y | Y | Y
M3NHFScheduleOfRatesCode | Planned/Door:Renew Pvcu 2 Panel Door And Frame Ne 2Sm | Planned - Door:Renew Pvcu 2 Panel Door And Frame Ne 2Sm, unit of measure NO | Planned-3310AB | Y | Y | Y | Y | Y
M3NHFScheduleOfRatesCode | Planned/Door:Renew Pair Of Doors/Frame | Planned - Door:Renew Pair Of Doors/Frame, unit of measure IT | Planned-3310BA | Y | Y | Y | Y | Y
M3NHFScheduleOfRatesCode | Planned/Door:Renew Pvcu 2 Panel Door Ne 2Sm | Planned - Door:Renew Pvcu 2 Panel Door Ne 2Sm, unit of measure NO | Planned-3310CB | Y | Y | Y | Y | Y
M3NHFScheduleOfRatesCode | Planned/Door:Renew Any Butt Hinge To Internal Pvcu | Planned - Door:Renew Any Butt Hinge To Internal Pvcu, unit of measure NO | Planned-3311AA | Y | Y | Y | Y | Y
M3NHFScheduleOfRatesCode | Planned/Door:Overhaul Multi-Point Lock To Internal Pvcu | Planned - Door:Overhaul Multi-Point Lock To Internal Pvcu, unit of measure IT | Planned-3311AB | Y | Y | Y | Y | Y
M3NHFScheduleOfRatesCode | Planned/Door:Renew Handles To Internal Pvcu | Planned - Door:Renew Handles To Internal Pvcu, unit of measure NO | Planned-3311AD | Y | Y | Y | Y | Y
M3NHFScheduleOfRatesCode | Planned/Door:Repair Internal Pvcu | Planned - Door:Repair Internal Pvcu, unit of measure NO | Planned-3311AE | Y | Y | Y | Y | Y
M3NHFScheduleOfRatesCode | Planned/Door:Ease Adjust Rehang Internal New Butts | Planned - Door:Ease Adjust Rehang Internal New Butts, unit of measure NO | Planned-3350AB | Y | Y | Y | Y | Y
M3NHFScheduleOfRatesCode | Planned/Door:Overhaul Internal Complete | Planned - Door:Overhaul Internal Complete, unit of measure NO | Planned-3350BA | Y | Y | Y | Y | Y
M3NHFScheduleOfRatesCode | Planned/Door:Overhaul Internal With Fanlight Complete | Planned - Door:Overhaul Internal With Fanlight Complete, unit of measure NO | Planned-3350BB | Y | Y | Y | Y | Y
M3NHFScheduleOfRatesCode | Planned/Frame:Renew Softwood Ext Door Complete | Planned - Frame:Renew Softwood Ext Door Complete, unit of measure NO | Planned-3411AA | Y | Y | Y | Y | Y
M3NHFScheduleOfRatesCode | Planned/Frame:Renew Softwood Ext Door With Cill Complete | Planned - Frame:Renew Softwood Ext Door With Cill Complete, unit of measure NO | Planned-3411AB | Y | Y | Y | Y | Y
M3NHFScheduleOfRatesCode | Planned/Frame:Renew Softwood Ext Door Fanlight Complete | Planned - Frame:Renew Softwood Ext Door Fanlight Complete, unit of measure NO | Planned-3411AC | Y | Y | Y | Y | Y
M3NHFScheduleOfRatesCode | Planned/Frame:Renew Softwood Ext Door Fanlight Cill | Planned - Frame:Renew Softwood Ext Door Fanlight Cill, unit of measure NO | Planned-3411AD | Y | Y | Y | Y | Y
M3NHFScheduleOfRatesCode | Planned/Frame:Renew Pair Softwood Ext Doors Complete | Planned - Frame:Renew Pair Softwood Ext Doors Complete, unit of measure NO | Planned-3411BA | Y | Y | Y | Y | Y
M3NHFScheduleOfRatesCode | Planned/Frame:Renew Pair Softwood Ext Doors Cill Complete | Planned - Frame:Renew Pair Softwood Ext Doors Cill Complete, unit of measure NO | Planned-3411BB | Y | Y | Y | Y | Y
M3NHFScheduleOfRatesCode | Planned/Frame:Renew Pair Softwood Ext Doors With Fanlight | Planned - Frame:Renew Pair Softwood Ext Doors With Fanlight, unit of measure NO | Planned-3411BC | Y | Y | Y | Y | Y
M3NHFScheduleOfRatesCode | Planned/Frame:Renew Pair Softwood Ext Doors Fanlight Cill | Planned - Frame:Renew Pair Softwood Ext Doors Fanlight Cill, unit of measure NO | Planned-3411BD | Y | Y | Y | Y | Y
M3NHFScheduleOfRatesCode | Planned/Frame:Renew Hardwood Ext Door Complete | Planned - Frame:Renew Hardwood Ext Door Complete, unit of measure NO | Planned-3412AA | Y | Y | Y | Y | Y
M3NHFScheduleOfRatesCode | Planned/Frame:Renew Hardwood Ext Door With Cill Complete | Planned - Frame:Renew Hardwood Ext Door With Cill Complete, unit of measure NO | Planned-3412AB | Y | Y | Y | Y | Y
M3NHFScheduleOfRatesCode | Planned/Frame:Renew Hardwood Ext Door Fanlight Complete | Planned - Frame:Renew Hardwood Ext Door Fanlight Complete, unit of measure NO | Planned-3412AC | Y | Y | Y | Y | Y
M3NHFScheduleOfRatesCode | Planned/Frame:Renew Hardwood Ext Door Fanlight Cill | Planned - Frame:Renew Hardwood Ext Door Fanlight Cill, unit of measure NO | Planned-3412AD | Y | Y | Y | Y | Y
M3NHFScheduleOfRatesCode | Planned/Frame:Renew Softwood Combination Unit | Planned - Frame:Renew Softwood Combination Unit, unit of measure SM | Planned-3413AC | Y | Y | Y | Y | Y
M3NHFScheduleOfRatesCode | Planned/Frame:Renew Prefinished Softwood Combination Unit | Planned - Frame:Renew Prefinished Softwood Combination Unit, unit of measure SM | Planned-3413AD | Y
M3NHFScheduleOfRatesCode | Planned/Frame:Renew Softwood Fixed Light Unit | Planned - Frame:Renew Softwood Fixed Light Unit, unit of measure SM | Planned-3413BA | Y | Y | Y | Y | Y
M3NHFScheduleOfRatesCode | Planned/Frame:Renew External Proprietary | Planned - Frame:Renew External Proprietary, unit of measure NO | Planned-3414AA | Y | Y | Y | Y | Y
M3NHFScheduleOfRatesCode | Planned/Frame:Renew Proprietary Frame With Cill Complete | Planned - Frame:Renew Proprietary Frame With Cill Complete, unit of measure NO | Planned-3414AB | Y | Y | Y | Y | Y
M3NHFScheduleOfRatesCode | Planned/Frame:Renew Proprietary Fanlight Complete | Planned - Frame:Renew Proprietary Fanlight Complete, unit of measure NO | Planned-3414AC | Y | Y | Y | Y | Y
M3NHFScheduleOfRatesCode | Planned/Frame:Renew Proprietary Fanlight Cill | Planned - Frame:Renew Proprietary Fanlight Cill, unit of measure NO | Planned-3414AD | Y | Y | Y | Y | Y
M3NHFScheduleOfRatesCode | Planned/Frame:Renew Hardwood Combination Unit | Planned - Frame:Renew Hardwood Combination Unit, unit of measure SM | Planned-3415AA | Y | Y | Y | Y | Y
M3NHFScheduleOfRatesCode | Planned/Frame:Renew Hardwood Fixed Light Unit | Planned - Frame:Renew Hardwood Fixed Light Unit, unit of measure SM | Planned-3415BA | Y | Y | Y | Y | Y
M3NHFScheduleOfRatesCode | Planned/Frame:Renew Pvcu Combination Unit - Opening Lights | Planned - Frame:Renew Pvcu Combination Unit - Opening Lights, unit of measure SM | Planned-3416AA | Y | Y | Y | Y | Y
M3NHFScheduleOfRatesCode | Planned/Frame:Renew Pvcu Combination Unit | Planned - Frame:Renew Pvcu Combination Unit, unit of measure SM | Planned-3416BA | Y | Y | Y | Y | Y
M3NHFScheduleOfRatesCode | Planned/Frame:Renew Pvcu Storey Height Frame - 1 Opg Light | Planned - Frame:Renew Pvcu Storey Height Frame - 1 Opg Light, unit of measure SM | Planned-3416CA | Y | Y | Y | Y
M3NHFScheduleOfRatesCode | Planned/Frame:Renew Pvcu Storey Height Frame - 2 Opg Light | Planned - Frame:Renew Pvcu Storey Height Frame - 2 Opg Light, unit of measure SM | Planned-3416CB | Y | Y | Y | Y
M3NHFScheduleOfRatesCode | Planned/Frame:Renew Pvcu Storey Height Frame - 3 Opg Light | Planned - Frame:Renew Pvcu Storey Height Frame - 3 Opg Light, unit of measure SM | Planned-3416CC | Y | Y | Y | Y
M3NHFScheduleOfRatesCode | Planned/Frame:Renew Pvcu Storey Height Frame - 4 Opg Light | Planned - Frame:Renew Pvcu Storey Height Frame - 4 Opg Light, unit of measure SM | Planned-3416CD | Y | Y | Y | Y
M3NHFScheduleOfRatesCode | Planned/Frame:Renew Pvcu Storey Ht Door Frame -1 Opg Light | Planned - Frame:Renew Pvcu Storey Ht Door Frame -1 Opg Light, unit of measure SM | Planned-3416DA | Y | Y | Y | Y
M3NHFScheduleOfRatesCode | Planned/Frame:Renew Pvcu Storey Ht Door Frame- 2 Opg Light | Planned - Frame:Renew Pvcu Storey Ht Door Frame- 2 Opg Light, unit of measure SM | Planned-3416DB | Y | Y | Y | Y
M3NHFScheduleOfRatesCode | Planned/Frame:Renew Pvcu Storey Ht Insul Frame-1 Opg Light | Planned - Frame:Renew Pvcu Storey Ht Insul Frame-1 Opg Light, unit of measure SM | Planned-3416EA | Y | Y | Y | Y
M3NHFScheduleOfRatesCode | Planned/Frame:Renew Pvcu Storey Ht Insul Frame-2 Opg Light | Planned - Frame:Renew Pvcu Storey Ht Insul Frame-2 Opg Light, unit of measure SM | Planned-3416EB | Y | Y | Y | Y
M3NHFScheduleOfRatesCode | Planned/Frame:Renew Pvcu St Ht Insul Doorframe-1 Opg Light | Planned - Frame:Renew Pvcu St Ht Insul Doorframe-1 Opg Light, unit of measure SM | Planned-3416FA | Y | Y | Y | Y
M3NHFScheduleOfRatesCode | Planned/Frame:Renew Pvcu St Ht Insul Doorframe-2 Opg Light | Planned - Frame:Renew Pvcu St Ht Insul Doorframe-2 Opg Light, unit of measure SM | Planned-3416FB | Y | Y | Y | Y
M3NHFScheduleOfRatesCode | Planned/Frame:Renew Pvcu St Ht 30%Insul Unit- Fixed Lights | Planned - Frame:Renew Pvcu St Ht 30%Insul Unit- Fixed Lights, unit of measure SM | Planned-3416GA | Y | Y | Y | Y
M3NHFScheduleOfRatesCode | Planned/Frame:Renew Pvcu St Ht 40%Insul Unit- Fixed Lights | Planned - Frame:Renew Pvcu St Ht 40%Insul Unit- Fixed Lights, unit of measure SM | Planned-3416GB | Y | Y | Y | Y
M3NHFScheduleOfRatesCode | Planned/Frame:Renew Pvcu St Ht 50%Insul Unit- Fixed Lights | Planned - Frame:Renew Pvcu St Ht 50%Insul Unit- Fixed Lights, unit of measure SM | Planned-3416GC | Y | Y | Y | Y
M3NHFScheduleOfRatesCode | Planned/Waterbar:Renew | Planned - Waterbar:Renew, unit of measure NO | Planned-3417AA | Y | Y | Y | Y | Y
M3NHFScheduleOfRatesCode | Planned/Waterbar:Refix Waterbar | Planned - Waterbar:Refix Waterbar, unit of measure NO | Planned-3417AC | Y | Y | Y | Y | Y
M3NHFScheduleOfRatesCode | Planned/Frame:Renew External Door Steel | Planned - Frame:Renew External Door Steel, unit of measure NO | Planned-3418AA | Y | Y | Y | Y | Y
M3NHFScheduleOfRatesCode | Planned/Frame:Renew External Door Steel - Pair | Planned - Frame:Renew External Door Steel - Pair, unit of measure NO | Planned-3418AB | Y | Y | Y | Y | Y
M3NHFScheduleOfRatesCode | Planned/Frame:Renew External Pp Aluminium Door Frame | Planned - Frame:Renew External Pp Aluminium Door Frame, unit of measure NO | Planned-3418BA | Y | Y | Y | Y | Y
M3NHFScheduleOfRatesCode | Planned/Frame:Renew External Pp Aluminium Door Sidelight | Planned - Frame:Renew External Pp Aluminium Door Sidelight, unit of measure NO | Planned-3418CA | Y | Y | Y | Y | Y
M3NHFScheduleOfRatesCode | Planned/Weatherstrip:Fix Aa To Door And Frame | Planned - Weatherstrip:Fix Aa To Door And Frame, unit of measure NO | Planned-3419AA | Y | Y | Y | Y | Y
M3NHFScheduleOfRatesCode | Planned/Weatherstrip:Renew Rebated To Door | Planned - Weatherstrip:Renew Rebated To Door, unit of measure NO | Planned-3419AB | Y | Y | Y | Y | Y
M3NHFScheduleOfRatesCode | Planned/Cill:Renew Or Supply And Fix Proprietary Cill | Planned - Cill:Renew Or Supply And Fix Proprietary Cill, unit of measure NO | Planned-3419BA | Y | Y | Y | Y | Y
M3NHFScheduleOfRatesCode | Planned/Draughtproof:Renew Foam Strip | Planned - Draughtproof:Renew Foam Strip, unit of measure LM | Planned-3419CA | Y | Y | Y | Y | Y
M3NHFScheduleOfRatesCode | Planned/Draughtproof:Renew Plastic Brush Type | Planned - Draughtproof:Renew Plastic Brush Type, unit of measure LM | Planned-3419CB | Y | Y | Y | Y | Y
M3NHFScheduleOfRatesCode | Planned/Draughtproof:Provide To Doors | Planned - Draughtproof:Provide To Doors, unit of measure LM | Planned-3419XA | Y | Y | Y | Y
M3NHFScheduleOfRatesCode | Planned/Draughtproof:Provide To Windows | Planned - Draughtproof:Provide To Windows, unit of measure LM | Planned-3419XB | Y | Y | Y | Y
M3NHFScheduleOfRatesCode | Planned/Frame:Renew Internal | Planned - Frame:Renew Internal, unit of measure NO | Planned-3421AA | Y | Y | Y | Y | Y
M3NHFScheduleOfRatesCode | Planned/Frame:Renew Internal Including Stops | Planned - Frame:Renew Internal Including Stops, unit of measure NO | Planned-3421AB | Y | Y | Y | Y | Y
M3NHFScheduleOfRatesCode | Planned/Frame:Renew Internal With Stops And Architraves | Planned - Frame:Renew Internal With Stops And Architraves, unit of measure NO | Planned-3421AC | Y | Y | Y | Y | Y
M3NHFScheduleOfRatesCode | Planned/Frame:Renew Internal Stops+Archs+Door Removal | Planned - Frame:Renew Internal Stops+Archs+Door Removal, unit of measure NO | Planned-3421AD | Y | Y | Y | Y | Y
M3NHFScheduleOfRatesCode | Planned/Frame:Renew Internal Refix Architrave Stops | Planned - Frame:Renew Internal Refix Architrave Stops, unit of measure NO | Planned-3421AE | Y | Y | Y | Y | Y
M3NHFScheduleOfRatesCode | Planned/Frame:Renew Internal With Fanlight | Planned - Frame:Renew Internal With Fanlight, unit of measure NO | Planned-3421AF | Y | Y | Y | Y | Y
M3NHFScheduleOfRatesCode | Planned/Frame:Renew Internal With Fanlight Stops | Planned - Frame:Renew Internal With Fanlight Stops, unit of measure NO | Planned-3421AG | Y | Y | Y | Y | Y
M3NHFScheduleOfRatesCode | Planned/Frame:Renew Internal Fanlight Architrave Stops | Planned - Frame:Renew Internal Fanlight Architrave Stops, unit of measure NO | Planned-3421AH | Y | Y | Y | Y | Y
M3NHFScheduleOfRatesCode | Planned/Frame:Renew Closing External Softwood Jamb | Planned - Frame:Renew Closing External Softwood Jamb, unit of measure NO | Planned-3423AA | Y | Y | Y
M3NHFScheduleOfRatesCode | Planned/Frame:Renew Hanging External Softwood Jamb | Planned - Frame:Renew Hanging External Softwood Jamb, unit of measure NO | Planned-3423AB | Y | Y | Y
M3NHFScheduleOfRatesCode | Planned/Frame:Splice External Repair Ne 1.0M | Planned - Frame:Splice External Repair Ne 1.0M, unit of measure NO | Planned-3423AC | Y | Y | Y
M3NHFScheduleOfRatesCode | Planned/Frame:Renew Closing External Hardwood Jamb | Planned - Frame:Renew Closing External Hardwood Jamb, unit of measure NO | Planned-3423AD | Y
M3NHFScheduleOfRatesCode | Planned/Frame:Renew Hanging External Hardwood Jamb | Planned - Frame:Renew Hanging External Hardwood Jamb, unit of measure NO | Planned-3423AE | Y
M3NHFScheduleOfRatesCode | Planned/Frame:Refix Loose External Frame | Planned - Frame:Refix Loose External Frame, unit of measure NO | Planned-3423BA | Y | Y | Y | Y | Y
M3NHFScheduleOfRatesCode | Planned/Frame:Rake Out And Repoint External Sealant | Planned - Frame:Rake Out And Repoint External Sealant, unit of measure LM | Planned-3423CA | Y | Y | Y | Y | Y
M3NHFScheduleOfRatesCode | Planned/Frame:Renew Hardwood Cill | Planned - Frame:Renew Hardwood Cill, unit of measure NO | Planned-3423DA | Y | Y | Y | Y | Y
M3NHFScheduleOfRatesCode | Planned/Frame:Refix Loose Internal Door Frame | Planned - Frame:Refix Loose Internal Door Frame, unit of measure NO | Planned-3423EA | Y | Y | Y | Y | Y
M3NHFScheduleOfRatesCode | Planned/Stop:Renew Softwood Door Stop Set | Planned - Stop:Renew Softwood Door Stop Set, unit of measure IT | Planned-3425AB | Y | Y | Y | Y | Y
M3NHFScheduleOfRatesCode | Planned/Stop:Refix Loose Door Set | Planned - Stop:Refix Loose Door Set, unit of measure IT | Planned-3425BA | Y | Y | Y | Y | Y
M3NHFScheduleOfRatesCode | Planned/Stop:Renew Or Supply 25X50Mm Softwood Fire Door | Planned - Stop:Renew Or Supply 25X50Mm Softwood Fire Door, unit of measure IT | Planned-3425CA | Y | Y | Y | Y | Y
M3NHFScheduleOfRatesCode | Planned/Stop:Fix 25Mm Fire Door Stop | Planned - Stop:Fix 25Mm Fire Door Stop, unit of measure IT | Planned-3425CB | Y | Y | Y | Y | Y
M3NHFScheduleOfRatesCode | Planned/Intumescent Strip:Renew Upto 1 Hour | Planned - Intumescent Strip:Renew Upto 1 Hour, unit of measure LM | Planned-3431AB | Y | Y | Y | Y | Y
M3NHFScheduleOfRatesCode | Planned/Intumescent Strip:Renew Upto 1 Hour Smoke Seal | Planned - Intumescent Strip:Renew Upto 1 Hour Smoke Seal, unit of measure LM | Planned-3431AC | Y | Y | Y | Y | Y
M3NHFScheduleOfRatesCode | Planned/Intumescent Strip:Renew Upto 1 Hour To Glass | Planned - Intumescent Strip:Renew Upto 1 Hour To Glass, unit of measure LM | Planned-3431AE | Y | Y | Y | Y | Y
M3NHFScheduleOfRatesCode | Planned/Smoke Seal:Renew To Frame 1/2 Hour | Planned - Smoke Seal:Renew To Frame 1/2 Hour, unit of measure LM | Planned-3431BB | Y | Y | Y | Y | Y
M3NHFScheduleOfRatesCode | Planned/Smoke Seal:Renew To Frame 1 Hour | Planned - Smoke Seal:Renew To Frame 1 Hour, unit of measure LM | Planned-3431BC | Y | Y | Y | Y | Y
M3NHFScheduleOfRatesCode | Planned/Smoke Seal:Renew To Glass 1/2 Hour | Planned - Smoke Seal:Renew To Glass 1/2 Hour, unit of measure LM | Planned-3431BD | Y | Y | Y | Y | Y
M3NHFScheduleOfRatesCode | Planned/Smoke Seal:Renew To Glass 1 Hour | Planned - Smoke Seal:Renew To Glass 1 Hour, unit of measure LM | Planned-3431BE | Y | Y | Y | Y | Y
M3NHFScheduleOfRatesCode | Planned/Doors:Renew Pair L And B To Garage | Planned - Doors:Renew Pair L And B To Garage, unit of measure IT | Planned-3452AA | Y | Y | Y | Y | Y
M3NHFScheduleOfRatesCode | Planned/Door:Renew Single Leaf L And B To Garage | Planned - Door:Renew Single Leaf L And B To Garage, unit of measure IT | Planned-3452AB | Y
M3NHFScheduleOfRatesCode | Planned/Door:Overhaul Pair Garage | Planned - Door:Overhaul Pair Garage, unit of measure NO | Planned-3452BA | Y | Y | Y | Y | Y
M3NHFScheduleOfRatesCode | Planned/Garage Door:Ease Adjust Including Remove | Planned - Garage Door:Ease Adjust Including Remove, unit of measure NO | Planned-3452CA | Y
M3NHFScheduleOfRatesCode | Planned/Garage Frame:Renew Complete | Planned - Garage Frame:Renew Complete, unit of measure IT | Planned-3453AA | Y | Y | Y | Y | Y
M3NHFScheduleOfRatesCode | Planned/Garage Frame:Renew Head Or Jamb | Planned - Garage Frame:Renew Head Or Jamb, unit of measure NO | Planned-3453AB | Y | Y | Y
M3NHFScheduleOfRatesCode | Planned/Garage Frame:Renew To Side Door | Planned - Garage Frame:Renew To Side Door, unit of measure NO | Planned-3453AC | Y | Y | Y
M3NHFScheduleOfRatesCode | Planned/Garage Frame:Renew 25X75Mm Fillet | Planned - Garage Frame:Renew 25X75Mm Fillet, unit of measure LM | Planned-3453BA | Y | Y | Y | Y | Y
M3NHFScheduleOfRatesCode | Planned/Garage Door:Renew Metal Up And Over | Planned - Garage Door:Renew Metal Up And Over, unit of measure IT | Planned-3454AA | Y | Y | Y | Y | Y
M3NHFScheduleOfRatesCode | Planned/Garage Door:Renew Metal Up And Over And Frame | Planned - Garage Door:Renew Metal Up And Over And Frame, unit of measure IT | Planned-3454AB | Y
M3NHFScheduleOfRatesCode | Planned/Garage Door:Remove And Refix Up And Over | Planned - Garage Door:Remove And Refix Up And Over, unit of measure IT | Planned-3456AA | Y | Y | Y | Y | Y
M3NHFScheduleOfRatesCode | Planned/Garage Door:Repair Up And Over Metal | Planned - Garage Door:Repair Up And Over Metal, unit of measure IT | Planned-3456AB | Y | Y | Y | Y | Y
M3NHFScheduleOfRatesCode | Planned/Garage Door:Ease And Adjust Up And Over | Planned - Garage Door:Ease And Adjust Up And Over, unit of measure IT | Planned-3456AC | Y
M3NHFScheduleOfRatesCode | Planned/Garage Door:Renew Spindle/Roller/Cable | Planned - Garage Door:Renew Spindle/Roller/Cable, unit of measure NO | Planned-3456BA | Y | Y | Y
M3NHFScheduleOfRatesCode | Planned/Garage Door:Renew Locking Bar To Up And Over | Planned - Garage Door:Renew Locking Bar To Up And Over, unit of measure NO | Planned-3456BB | Y | Y | Y
M3NHFScheduleOfRatesCode | Planned/Garage Door:Renew Lock Handle To Up And Over | Planned - Garage Door:Renew Lock Handle To Up And Over, unit of measure NO | Planned-3456BC | Y | Y | Y
M3NHFScheduleOfRatesCode | Planned/Garage Door:Renew Lock To Up And Over | Planned - Garage Door:Renew Lock To Up And Over, unit of measure NO | Planned-3456BD | Y | Y | Y
M3NHFScheduleOfRatesCode | Planned/Garage Door:Renew Rollers And Channels | Planned - Garage Door:Renew Rollers And Channels, unit of measure IT | Planned-3456BE | Y | Y | Y
M3NHFScheduleOfRatesCode | Planned/Garage Door:Supply Counterbalance Door Spring | Planned - Garage Door:Supply Counterbalance Door Spring, unit of measure NO | Planned-3456BF | Y | Y | Y
M3NHFScheduleOfRatesCode | Planned/Garage Door:Renew Keep | Planned - Garage Door:Renew Keep, unit of measure NO | Planned-3456BG | Y | Y | Y
M3NHFScheduleOfRatesCode | Planned/Garage Door:Renew Support Arm | Planned - Garage Door:Renew Support Arm, unit of measure IT | Planned-3456BH | Y | Y | Y
M3NHFScheduleOfRatesCode | Planned/Lining:Take Down And Clear | Planned - Lining:Take Down And Clear, unit of measure SM | Planned-3500AA | Y | Y | Y | Y | Y
M3NHFScheduleOfRatesCode | Planned/Panelling:Renew In Hardboard | Planned - Panelling:Renew In Hardboard, unit of measure SM | Planned-3500BA | Y | Y | Y | Y | Y
M3NHFScheduleOfRatesCode | Planned/Panelling:Renew In Mahogany Plywood | Planned - Panelling:Renew In Mahogany Plywood, unit of measure SM | Planned-3500BB | Y | Y | Y | Y | Y
M3NHFScheduleOfRatesCode | Planned/Panelling:Renew In Self Finished | Planned - Panelling:Renew In Self Finished, unit of measure SM | Planned-3500CA | Y
M3NHFScheduleOfRatesCode | Planned/Panelling:Renew In Waterproof Self Finished | Planned - Panelling:Renew In Waterproof Self Finished, unit of measure SM | Planned-3500CB | Y
M3NHFScheduleOfRatesCode | Planned/Lining To Shower Rooms:Inst Proprietary For Tiling | Planned - Lining To Shower Rooms:Inst Proprietary For Tiling, unit of measure SM | Planned-3500DA | Y
M3NHFScheduleOfRatesCode | Planned/Lining To Shower Rooms:Install 19Mm Wbp | Planned - Lining To Shower Rooms:Install 19Mm Wbp, unit of measure SM | Planned-3500DB | Y
M3NHFScheduleOfRatesCode | Planned/Lining To Shower Rooms:Install Proprietary Acrylic | Planned - Lining To Shower Rooms:Install Proprietary Acrylic, unit of measure SM | Planned-3500EA | Y
M3NHFScheduleOfRatesCode | Planned/Staircase:Renew Tread And Riser Unit | Planned - Staircase:Renew Tread And Riser Unit, unit of measure NO | Planned-3510AA | Y | Y | Y | Y | Y
M3NHFScheduleOfRatesCode | Planned/Staircase:Renew Winder Tread-300Mm | Planned - Staircase:Renew Winder Tread-300Mm, unit of measure NO | Planned-3510AB | Y | Y | Y | Y | Y
M3NHFScheduleOfRatesCode | Planned/Staircase:Renew Newel Post | Planned - Staircase:Renew Newel Post, unit of measure NO | Planned-3510AC | Y | Y | Y | Y | Y
M3NHFScheduleOfRatesCode | Planned/Staircase:Renew Softwood Baluster | Planned - Staircase:Renew Softwood Baluster, unit of measure NO | Planned-3510AD | Y | Y | Y | Y | Y
M3NHFScheduleOfRatesCode | Planned/Staircase:Renew Standard Straight | Planned - Staircase:Renew Standard Straight, unit of measure IT | Planned-3510BA | Y | Y | Y | Y | Y
M3NHFScheduleOfRatesCode | Planned/Staircase:Renew Standard Dog Leg Quarter Landing | Planned - Staircase:Renew Standard Dog Leg Quarter Landing, unit of measure IT | Planned-3510BB | Y | Y | Y | Y | Y
M3NHFScheduleOfRatesCode | Planned/Staircase:Renew Standard Dog Leg Half Landing | Planned - Staircase:Renew Standard Dog Leg Half Landing, unit of measure IT | Planned-3510BC | Y | Y | Y | Y | Y
M3NHFScheduleOfRatesCode | Planned/Staircase:Overhaul | Planned - Staircase:Overhaul, unit of measure IT | Planned-3510CA | Y | Y | Y | Y | Y
M3NHFScheduleOfRatesCode | Planned/Handrail:Renew 44X69Mm Newel Type | Planned - Handrail:Renew 44X69Mm Newel Type, unit of measure LM | Planned-3520AA | Y | Y | Y | Y | Y
M3NHFScheduleOfRatesCode | Planned/Handrail:Renew 32X119Mm Newel Type | Planned - Handrail:Renew 32X119Mm Newel Type, unit of measure LM | Planned-3520AB | Y | Y | Y | Y | Y
M3NHFScheduleOfRatesCode | Planned/Handrail:Renew 44X69Mm On Brackets | Planned - Handrail:Renew 44X69Mm On Brackets, unit of measure LM | Planned-3520BA | Y | Y | Y | Y | Y
M3NHFScheduleOfRatesCode | Planned/Handrail:Renew 32X119Mm On Brackets | Planned - Handrail:Renew 32X119Mm On Brackets, unit of measure LM | Planned-3520BB | Y | Y | Y | Y | Y
M3NHFScheduleOfRatesCode | Planned/Handrail:Supply Softwood Mopstick Inc Brackets | Planned - Handrail:Supply Softwood Mopstick Inc Brackets, unit of measure LM | Planned-3520CA | Y | Y | Y | Y | Y
M3NHFScheduleOfRatesCode | Planned/Handrail:Supply Or Renew Galvanised Ms Bracket | Planned - Handrail:Supply Or Renew Galvanised Ms Bracket, unit of measure NO | Planned-3520DA | Y | Y | Y | Y | Y
M3NHFScheduleOfRatesCode | Planned/Handrail:Supply Proprietary To Wall | Planned - Handrail:Supply Proprietary To Wall, unit of measure LM | Planned-3521AA | Y | Y | Y | Y | Y
M3NHFScheduleOfRatesCode | Planned/Balustrade:Supply And Fix Proprietary 1.1M High | Planned - Balustrade:Supply And Fix Proprietary 1.1M High, unit of measure LM | Planned-3521BA | Y | Y | Y | Y | Y
M3NHFScheduleOfRatesCode | Planned/Handrail:Supply And Fix Kee Klamp To Wall | Planned - Handrail:Supply And Fix Kee Klamp To Wall, unit of measure LM | Planned-3521CA | Y | Y | Y | Y | Y
M3NHFScheduleOfRatesCode | Planned/Balustrade:Supply And Fix Kee Klamp Disabled | Planned - Balustrade:Supply And Fix Kee Klamp Disabled, unit of measure LM | Planned-3521CB | Y | Y | Y | Y | Y
M3NHFScheduleOfRatesCode | Planned/Stool:Renew To Cylinder | Planned - Stool:Renew To Cylinder, unit of measure NO | Planned-3610AA | Y | Y | Y | Y | Y
M3NHFScheduleOfRatesCode | Planned/Tank Stand:New For Cwst In Loft | Planned - Tank Stand:New For Cwst In Loft, unit of measure NO | Planned-3611AA | Y | Y | Y | Y | Y
M3NHFScheduleOfRatesCode | Planned/Tank Stand:New Remove And Refix Tank In Loft | Planned - Tank Stand:New Remove And Refix Tank In Loft, unit of measure NO | Planned-3611AB | Y | Y | Y | Y | Y
M3NHFScheduleOfRatesCode | Planned/Tank Stand:Renew 25Mm Boards | Planned - Tank Stand:Renew 25Mm Boards, unit of measure NO | Planned-3611BA | Y | Y | Y | Y | Y
M3NHFScheduleOfRatesCode | Planned/Hanging Rail:Supply 25Mm Diameter | Planned - Hanging Rail:Supply 25Mm Diameter, unit of measure LM | Planned-3620AA | Y | Y | Y | Y | Y
M3NHFScheduleOfRatesCode | Planned/Hook:Supply And Fix Hat And Coat Hook | Planned - Hook:Supply And Fix Hat And Coat Hook, unit of measure NO | Planned-3620AB | Y | Y | Y | Y | Y
M3NHFScheduleOfRatesCode | Planned/Hat And Coat Rail:Renew Or Supply Complete | Planned - Hat And Coat Rail:Renew Or Supply Complete, unit of measure LM | Planned-3620BA | Y | Y | Y | Y | Y
M3NHFScheduleOfRatesCode | Planned/Curtain Batten:Renew Or Fix New | Planned - Curtain Batten:Renew Or Fix New, unit of measure LM | Planned-3630AA | Y | Y | Y | Y | Y
M3NHFScheduleOfRatesCode | Planned/Curtain Track:Renew Including Runners | Planned - Curtain Track:Renew Including Runners, unit of measure LM | Planned-3630AB | Y | Y | Y | Y | Y
M3NHFScheduleOfRatesCode | Planned/Canopy:Renew Single Flat Grp | Planned - Canopy:Renew Single Flat Grp, unit of measure NO | Planned-3635AA | Y | Y | Y | Y | Y
M3NHFScheduleOfRatesCode | Planned/Canopy:Renew Double Flat Grp | Planned - Canopy:Renew Double Flat Grp, unit of measure NO | Planned-3635AB | Y | Y | Y | Y | Y
M3NHFScheduleOfRatesCode | Planned/Canopy:Renew Single Pitch Grp | Planned - Canopy:Renew Single Pitch Grp, unit of measure NO | Planned-3635BA | Y | Y | Y | Y | Y
M3NHFScheduleOfRatesCode | Planned/Canopy:Renew Double Pitch Grp | Planned - Canopy:Renew Double Pitch Grp, unit of measure NO | Planned-3635BB | Y | Y | Y | Y | Y
M3NHFScheduleOfRatesCode | Planned/Canopy:Renew In Timber | Planned - Canopy:Renew In Timber, unit of measure SM | Planned-3636AA | Y | Y | Y | Y | Y
M3NHFScheduleOfRatesCode | Planned/Canopy:Renew Any Exposed Structural Timber Members | Planned - Canopy:Renew Any Exposed Structural Timber Members, unit of measure IT | Planned-3636AB | Y
M3NHFScheduleOfRatesCode | Planned/Canopy:Renew Any Hidden Structural Timber Member | Planned - Canopy:Renew Any Hidden Structural Timber Member, unit of measure IT | Planned-3636AC | Y
M3NHFScheduleOfRatesCode | Planned/Kitchen Unit:Renew Single Base 300X500 | Planned - Kitchen Unit:Renew Single Base 300X500, unit of measure NO | Planned-3710AA | Y | Y | Y | Y | Y
M3NHFScheduleOfRatesCode | Planned/Kitchen Unit:Renew Single Base 600X500 | Planned - Kitchen Unit:Renew Single Base 600X500, unit of measure NO | Planned-3710AB | Y | Y | Y | Y | Y
M3NHFScheduleOfRatesCode | Planned/Kitchen Unit:Renew Single Base 300X600 | Planned - Kitchen Unit:Renew Single Base 300X600, unit of measure NO | Planned-3710AC | Y | Y | Y | Y | Y
M3NHFScheduleOfRatesCode | Planned/Kitchen Unit:Renew Single Base 400X600 | Planned - Kitchen Unit:Renew Single Base 400X600, unit of measure NO | Planned-3710AD | Y | Y | Y | Y | Y
M3NHFScheduleOfRatesCode | Planned/Kitchen Unit:Renew Single Base 500X600 | Planned - Kitchen Unit:Renew Single Base 500X600, unit of measure NO | Planned-3710AE | Y | Y | Y | Y | Y
M3NHFScheduleOfRatesCode | Planned/Kitchen Unit:Renew Single Base 600X600 | Planned - Kitchen Unit:Renew Single Base 600X600, unit of measure NO | Planned-3710AF | Y | Y | Y | Y | Y
M3NHFScheduleOfRatesCode | Planned/Kitchen Unit:Renew Double Base 800Mm | Planned - Kitchen Unit:Renew Double Base 800Mm, unit of measure NO | Planned-3710BA | Y | Y | Y | Y | Y
M3NHFScheduleOfRatesCode | Planned/Kitchen Unit:Renew Double Base 1000Mm | Planned - Kitchen Unit:Renew Double Base 1000Mm, unit of measure NO | Planned-3710BB | Y | Y | Y | Y | Y
M3NHFScheduleOfRatesCode | Planned/Kitchen Unit:Renew Double Base 1200Mm | Planned - Kitchen Unit:Renew Double Base 1200Mm, unit of measure NO | Planned-3710BC | Y | Y | Y | Y | Y
M3NHFScheduleOfRatesCode | Planned/Kitchen Unit:Renew Double Sink Base 1000Mm | Planned - Kitchen Unit:Renew Double Sink Base 1000Mm, unit of measure NO | Planned-3710BD | Y | Y | Y | Y | Y
M3NHFScheduleOfRatesCode | Planned/Kitchen Unit:Renew Double Sink Base 1200Mm | Planned - Kitchen Unit:Renew Double Sink Base 1200Mm, unit of measure NO | Planned-3710BE | Y | Y | Y | Y | Y
M3NHFScheduleOfRatesCode | Planned/Kitchen Unit:Renew Corner Base 800Mm | Planned - Kitchen Unit:Renew Corner Base 800Mm, unit of measure NO | Planned-3710CA | Y | Y | Y | Y | Y
M3NHFScheduleOfRatesCode | Planned/Kitchen Unit:Renew Corner Base 1000Mm | Planned - Kitchen Unit:Renew Corner Base 1000Mm, unit of measure NO | Planned-3710CB | Y | Y | Y | Y | Y
M3NHFScheduleOfRatesCode | Planned/Kitchen Unit:Renew Corner Base 1200Mm | Planned - Kitchen Unit:Renew Corner Base 1200Mm, unit of measure NO | Planned-3710CC | Y | Y | Y | Y | Y
M3NHFScheduleOfRatesCode | Planned/Kitchen Unit:Renew Larder Unit | Planned - Kitchen Unit:Renew Larder Unit, unit of measure NO | Planned-3710DA | Y | Y | Y | Y | Y
M3NHFScheduleOfRatesCode | Planned/Kitchen Unit:Renew Appliance Unit 1950Mm | Planned - Kitchen Unit:Renew Appliance Unit 1950Mm, unit of measure NO | Planned-3710EA | Y | Y | Y | Y | Y
M3NHFScheduleOfRatesCode | Planned/Kitchen Unit:Renew Appliance Unit 600Mm | Planned - Kitchen Unit:Renew Appliance Unit 600Mm, unit of measure NO | Planned-3710EB | Y | Y | Y | Y | Y
M3NHFScheduleOfRatesCode | Planned/Kitchen Unit:Renew Single Wall 300X300 900Mm High | Planned - Kitchen Unit:Renew Single Wall 300X300 900Mm High, unit of measure NO | Planned-3710FA | Y | Y | Y | Y | Y
M3NHFScheduleOfRatesCode | Planned/Kitchen Unit:Renew Single Wall 400X300 900Mm High | Planned - Kitchen Unit:Renew Single Wall 400X300 900Mm High, unit of measure NO | Planned-3710FB | Y | Y | Y | Y | Y
M3NHFScheduleOfRatesCode | Planned/Kitchen Unit:Renew Single Wall 500X300 900Mm High | Planned - Kitchen Unit:Renew Single Wall 500X300 900Mm High, unit of measure NO | Planned-3710FC | Y | Y | Y | Y | Y
M3NHFScheduleOfRatesCode | Planned/Kitchen Unit:Renew Single Wall 600X300 900Mm High | Planned - Kitchen Unit:Renew Single Wall 600X300 900Mm High, unit of measure NO | Planned-3710FD | Y | Y | Y | Y | Y
M3NHFScheduleOfRatesCode | Planned/Kitchen Unit:Renew Double Wall 1000X300 500Mm High | Planned - Kitchen Unit:Renew Double Wall 1000X300 500Mm High, unit of measure NO | Planned-3710FE | Y | Y | Y | Y | Y
M3NHFScheduleOfRatesCode | Planned/Kitchen Unit:Renew Double Wall 1200X300 500Mm High | Planned - Kitchen Unit:Renew Double Wall 1200X300 500Mm High, unit of measure NO | Planned-3710FF | Y | Y | Y | Y | Y
M3NHFScheduleOfRatesCode | Planned/Kitchen Unit:Renew Double Wall 1200X300 900Mm High | Planned - Kitchen Unit:Renew Double Wall 1200X300 900Mm High, unit of measure NO | Planned-3710FG | Y | Y | Y | Y | Y
M3NHFScheduleOfRatesCode | Planned/Kitchen Unit:Renew Double Wall 1000X300 900Mm High | Planned - Kitchen Unit:Renew Double Wall 1000X300 900Mm High, unit of measure NO | Planned-3710FH | Y | Y | Y | Y | Y
M3NHFScheduleOfRatesCode | Planned/Kitchen Unit:Renew Corner Wall 500X300 500Mm High | Planned - Kitchen Unit:Renew Corner Wall 500X300 500Mm High, unit of measure NO | Planned-3710GA | Y | Y | Y | Y | Y
M3NHFScheduleOfRatesCode | Planned/Kitchen Unit:Renew Corner Wall 500X300 900Mm High | Planned - Kitchen Unit:Renew Corner Wall 500X300 900Mm High, unit of measure NO | Planned-3710GC | Y
M3NHFScheduleOfRatesCode | Planned/Kitchen Unit:Renew Corner Wall 600X300 500Mm High | Planned - Kitchen Unit:Renew Corner Wall 600X300 500Mm High, unit of measure NO | Planned-3710GH | Y | Y | Y | Y | Y
M3NHFScheduleOfRatesCode | Planned/Kitchen Unit:Renew Corner Wall 600X300 900Mm High | Planned - Kitchen Unit:Renew Corner Wall 600X300 900Mm High, unit of measure NO | Planned-3710GJ | Y
M3NHFScheduleOfRatesCode | Planned/Kitchen Unit:Renew Drawer Pack 500X600 | Planned - Kitchen Unit:Renew Drawer Pack 500X600, unit of measure NO | Planned-3710HA | Y | Y | Y | Y | Y
M3NHFScheduleOfRatesCode | Planned/Kitchen Unit:Renew Drawer Pack 600X600 | Planned - Kitchen Unit:Renew Drawer Pack 600X600, unit of measure NO | Planned-3710HB | Y | Y | Y | Y | Y
M3NHFScheduleOfRatesCode | Planned/Kitchen Unit:Renew Cooker Hood Cover | Planned - Kitchen Unit:Renew Cooker Hood Cover, unit of measure NO | Planned-3710JA | Y
M3NHFScheduleOfRatesCode | Planned/Worktop:Renew Ne 40Mm Thick Post Formed | Planned - Worktop:Renew Ne 40Mm Thick Post Formed, unit of measure LM | Planned-3720AA | Y | Y | Y | Y | Y
M3NHFScheduleOfRatesCode | Planned/Worktop:Renew Ne 40Mm Thick Double Post Formed | Planned - Worktop:Renew Ne 40Mm Thick Double Post Formed, unit of measure LM | Planned-3720AB | Y | Y | Y | Y | Y
M3NHFScheduleOfRatesCode | Planned/Worktop:25X25Mm Edge Trim | Planned - Worktop:25X25Mm Edge Trim, unit of measure LM | Planned-3720AG | Y | Y | Y | Y | Y
M3NHFScheduleOfRatesCode | Planned/Worktop:Provide Coverbead | Planned - Worktop:Provide Coverbead, unit of measure NO | Planned-3720AH | Y | Y | Y | Y | Y
M3NHFScheduleOfRatesCode | Planned/Worktop:Remove And Refix | Planned - Worktop:Remove And Refix, unit of measure LM | Planned-3720CA | Y | Y | Y | Y | Y
M3NHFScheduleOfRatesCode | Planned/Worktop:Renew Leg To Worktop | Planned - Worktop:Renew Leg To Worktop, unit of measure NO | Planned-3720DB | Y | Y | Y | Y | Y
M3NHFScheduleOfRatesCode | Planned/Worktop:Renew Joint Strip | Planned - Worktop:Renew Joint Strip, unit of measure NO | Planned-3720DC | Y | Y | Y | Y | Y
M3NHFScheduleOfRatesCode | Planned/Cornice And Pelmet:Provide And Fix | Planned - Cornice And Pelmet:Provide And Fix, unit of measure LM | Planned-3720EA |  | Y | Y | Y | Y
M3NHFScheduleOfRatesCode | Planned/Kitchen Unit:Renew Cornice | Planned - Kitchen Unit:Renew Cornice, unit of measure LM | Planned-3720EB | Y
M3NHFScheduleOfRatesCode | Planned/Kitchen Unit:Renew Pelmet | Planned - Kitchen Unit:Renew Pelmet, unit of measure LM | Planned-3720EC | Y
M3NHFScheduleOfRatesCode | Planned/Kitchen Unit:Renew Upstand To Worktop | Planned - Kitchen Unit:Renew Upstand To Worktop, unit of measure LM | Planned-3720ED | Y
M3NHFScheduleOfRatesCode | Planned/Kitchen Units:Renew Door Or Drawer Handles Ne 5 | Planned - Kitchen Units:Renew Door Or Drawer Handles Ne 5, unit of measure NO | Planned-3720EE | Y
M3NHFScheduleOfRatesCode | Planned/Kitchen Units:Renew Door Or Drawer Handles Ne 10 | Planned - Kitchen Units:Renew Door Or Drawer Handles Ne 10, unit of measure NO | Planned-3720EF | Y
M3NHFScheduleOfRatesCode | Planned/Kitchen Units:Renew Door Or Drawer Handles Ne 15 | Planned - Kitchen Units:Renew Door Or Drawer Handles Ne 15, unit of measure NO | Planned-3720EG | Y
M3NHFScheduleOfRatesCode | Planned/Kitchen Units:Remove And Dispose Unit | Planned - Kitchen Units:Remove And Dispose Unit, unit of measure NO | Planned-3720EH | Y
M3NHFScheduleOfRatesCode | Planned/Kitchen Units:Remove And Dispose Worktop | Planned - Kitchen Units:Remove And Dispose Worktop, unit of measure NO | Planned-3720EJ | Y
M3NHFScheduleOfRatesCode | Planned/Kitchen Unit:Remove And Refix Any Type | Planned - Kitchen Unit:Remove And Refix Any Type, unit of measure NO | Planned-3730AA | Y | Y | Y | Y | Y
M3NHFScheduleOfRatesCode | Planned/Kitchen Unit:Renew Plinth | Planned - Kitchen Unit:Renew Plinth, unit of measure NO | Planned-3730PA | Y | Y | Y | Y | Y
M3NHFScheduleOfRatesCode | Planned/Kitchen Unit:Renew Base Unit Door | Planned - Kitchen Unit:Renew Base Unit Door, unit of measure NO | Planned-3730UA | Y | Y | Y | Y | Y
M3NHFScheduleOfRatesCode | Planned/Kitchen Unit:Renew Wall Unit Door | Planned - Kitchen Unit:Renew Wall Unit Door, unit of measure NO | Planned-3730UB | Y | Y | Y | Y | Y
M3NHFScheduleOfRatesCode | Planned/Kitchen Unit:Renew Tall Floor Unit Door | Planned - Kitchen Unit:Renew Tall Floor Unit Door, unit of measure NO | Planned-3730UC | Y | Y | Y | Y | Y
M3NHFScheduleOfRatesCode | Planned/Kitchen Unit:Renew Front To Drawer | Planned - Kitchen Unit:Renew Front To Drawer, unit of measure NO | Planned-3730UD | Y | Y | Y | Y | Y
M3NHFScheduleOfRatesCode | Planned/Kitchen Unit:Renew Drawer Complete | Planned - Kitchen Unit:Renew Drawer Complete, unit of measure NO | Planned-3730UE | Y | Y | Y | Y | Y
M3NHFScheduleOfRatesCode | Planned/Wall:Remove And Refix Base Unit In Association | Planned - Wall:Remove And Refix Base Unit In Association, unit of measure IT | Planned-3740AA | Y | Y | Y | Y | Y
M3NHFScheduleOfRatesCode | Planned/Wall:Remove Refix Sink Base Unit In Association | Planned - Wall:Remove Refix Sink Base Unit In Association, unit of measure IT | Planned-3740AB | Y | Y | Y | Y | Y
M3NHFScheduleOfRatesCode | Planned/Wall:Remove And Refix Worktop In Association | Planned - Wall:Remove And Refix Worktop In Association, unit of measure LM | Planned-3740AC | Y | Y | Y | Y | Y
M3NHFScheduleOfRatesCode | Planned/Kitchen:Upgrade To Standard 1P Or 2P | Planned - Kitchen:Upgrade To Standard 1P Or 2P, unit of measure IT | Planned-3745ZA | Y | Y | Y | Y | Y
M3NHFScheduleOfRatesCode | Planned/Kitchen:Upgrade To Standard 3P Or 4P | Planned - Kitchen:Upgrade To Standard 3P Or 4P, unit of measure IT | Planned-3745ZB | Y | Y | Y | Y | Y
M3NHFScheduleOfRatesCode | Planned/Kitchen:Upgrade To Standard 5P | Planned - Kitchen:Upgrade To Standard 5P, unit of measure IT | Planned-3745ZC | Y | Y | Y | Y | Y
M3NHFScheduleOfRatesCode | Planned/Kitchen:Upgrade To Standard 6P | Planned - Kitchen:Upgrade To Standard 6P, unit of measure IT | Planned-3745ZD | Y | Y | Y | Y | Y
M3NHFScheduleOfRatesCode | Planned/Kitchen:Upgrade To Standard 7P | Planned - Kitchen:Upgrade To Standard 7P, unit of measure IT | Planned-3745ZE | Y | Y | Y | Y | Y
M3NHFScheduleOfRatesCode | Planned/Skirting:Renew Softwood Skirting | Planned - Skirting:Renew Softwood Skirting, unit of measure LM | Planned-3810AA | Y | Y | Y | Y | Y
M3NHFScheduleOfRatesCode | Planned/Rail:Take Off Existing And Make Good | Planned - Rail:Take Off Existing And Make Good, unit of measure LM | Planned-3820AA | Y | Y | Y | Y | Y
M3NHFScheduleOfRatesCode | Planned/Architrave:Renew Sw Set To One Side Of Door | Planned - Architrave:Renew Sw Set To One Side Of Door, unit of measure IT | Planned-3830AA | Y | Y | Y | Y | Y
M3NHFScheduleOfRatesCode | Planned/Architrave:Renew Sw Leg Or Head One Side | Planned - Architrave:Renew Sw Leg Or Head One Side, unit of measure IT | Planned-3830AB | Y | Y | Y | Y | Y
M3NHFScheduleOfRatesCode | Planned/Architrave:Refix Any Loose | Planned - Architrave:Refix Any Loose, unit of measure IT | Planned-3830AD | Y | Y | Y | Y | Y
M3NHFScheduleOfRatesCode | Planned/Architrave:Renew Hw Set To One Side Of Door | Planned - Architrave:Renew Hw Set To One Side Of Door, unit of measure IT | Planned-3831AA | Y
M3NHFScheduleOfRatesCode | Planned/Architrave:Renew Hw Leg Or Head One Side | Planned - Architrave:Renew Hw Leg Or Head One Side, unit of measure IT | Planned-3831AB | Y
M3NHFScheduleOfRatesCode | Planned/Threshold:Renew To Door Opening | Planned - Threshold:Renew To Door Opening, unit of measure IT | Planned-3840AA | Y | Y | Y | Y | Y
M3NHFScheduleOfRatesCode | Planned/Threshold:Resecure Loose | Planned - Threshold:Resecure Loose, unit of measure IT | Planned-3840BA | Y | Y | Y | Y | Y
M3NHFScheduleOfRatesCode | Planned/Threshold:Remove For Access | Planned - Threshold:Remove For Access, unit of measure NO | Planned-3840CA | Y | Y | Y | Y | Y
M3NHFScheduleOfRatesCode | Planned/Threshold:Form Ramp For Wheelchair | Planned - Threshold:Form Ramp For Wheelchair, unit of measure IT | Planned-3840DA | Y | Y | Y | Y | Y
M3NHFScheduleOfRatesCode | Planned/Shelving:Renew Wrot Softwood Bearers | Planned - Shelving:Renew Wrot Softwood Bearers, unit of measure LM | Planned-3850AA | Y | Y | Y | Y | Y
M3NHFScheduleOfRatesCode | Planned/Shelving:Renew Slatted Complete | Planned - Shelving:Renew Slatted Complete, unit of measure SM | Planned-3850AB | Y | Y | Y | Y | Y
M3NHFScheduleOfRatesCode | Planned/Shelving:Melamine Faced Ne 300Mm | Planned - Shelving:Melamine Faced Ne 300Mm, unit of measure LM | Planned-3850AC | Y | Y | Y | Y | Y
M3NHFScheduleOfRatesCode | Planned/Shelving:12Mm Plywood Hardwood Edged Ne 300Mm | Planned - Shelving:12Mm Plywood Hardwood Edged Ne 300Mm, unit of measure LM | Planned-3850AD | Y | Y | Y | Y | Y
M3NHFScheduleOfRatesCode | Planned/Shelving:Refix Slatted Complete | Planned - Shelving:Refix Slatted Complete, unit of measure SM | Planned-3850AE | Y
M3NHFScheduleOfRatesCode | Planned/Windowboard:Renew Softwood | Planned - Windowboard:Renew Softwood, unit of measure LM | Planned-3860AA | Y | Y | Y | Y | Y
M3NHFScheduleOfRatesCode | Planned/Windowboard:Renew Mdf | Planned - Windowboard:Renew Mdf, unit of measure LM | Planned-3860AB | Y | Y | Y | Y | Y
M3NHFScheduleOfRatesCode | Planned/Windowboard:Renew Hardwood | Planned - Windowboard:Renew Hardwood, unit of measure LM | Planned-3860AC | Y | Y | Y | Y | Y
M3NHFScheduleOfRatesCode | Planned/Windowboard:Renew Pvcu | Planned - Windowboard:Renew Pvcu, unit of measure LM | Planned-3861BA | Y | Y | Y | Y | Y
M3NHFScheduleOfRatesCode | Planned/Fillet:Provide Pvcu Cover | Planned - Fillet:Provide Pvcu Cover, unit of measure LM | Planned-3861BC | Y | Y | Y | Y | Y
M3NHFScheduleOfRatesCode | Planned/Windowboard:Refix Loose | Planned - Windowboard:Refix Loose, unit of measure NO | Planned-3861CA | Y | Y | Y
M3NHFScheduleOfRatesCode | Planned/Duct:Renew 6Mm Plywood Casing Side Ne 300Mm | Planned - Duct:Renew 6Mm Plywood Casing Side Ne 300Mm, unit of measure LM | Planned-3870AA | Y | Y | Y | Y | Y
M3NHFScheduleOfRatesCode | Planned/Duct:Renew 6Mm Plywood Sided Casing Over 300Mm | Planned - Duct:Renew 6Mm Plywood Sided Casing Over 300Mm, unit of measure SM | Planned-3870AB | Y | Y | Y | Y | Y
M3NHFScheduleOfRatesCode | Planned/Duct:Renew Plywood Sided Casing Ne 450Mm | Planned - Duct:Renew Plywood Sided Casing Ne 450Mm, unit of measure LM | Planned-3870AC |  | Y | Y | Y | Y
M3NHFScheduleOfRatesCode | Planned/Duct:Renew Plasterboard Casing Ne 300Mm | Planned - Duct:Renew Plasterboard Casing Ne 300Mm, unit of measure LM | Planned-3870AE | Y | Y | Y | Y | Y
M3NHFScheduleOfRatesCode | Planned/Duct:Renew Plasterboard Casing Over 300Mm | Planned - Duct:Renew Plasterboard Casing Over 300Mm, unit of measure SM | Planned-3870AF | Y | Y | Y | Y | Y
M3NHFScheduleOfRatesCode | Planned/Duct:Renew Plasterboard Sided Ne 450Mm | Planned - Duct:Renew Plasterboard Sided Ne 450Mm, unit of measure LM | Planned-3870AG | Y | Y | Y | Y | Y
M3NHFScheduleOfRatesCode | Planned/Duct:Form Access Panel In Existing | Planned - Duct:Form Access Panel In Existing, unit of measure IT | Planned-3870CA | Y | Y | Y | Y | Y
M3NHFScheduleOfRatesCode | Planned/Duct:Remove Ducting And Dispose | Planned - Duct:Remove Ducting And Dispose, unit of measure NO | Planned-3870CB | Y
M3NHFScheduleOfRatesCode | Planned/Duct:Renew Plywood Sided Casing Ne 450Mm | Planned - Duct:Renew Plywood Sided Casing Ne 450Mm, unit of measure LM | Planned-3870XA | Y | Y | Y | Y
M3NHFScheduleOfRatesCode | Planned/Duct:Renew Plywood Sided Casing - 300Mm | Planned - Duct:Renew Plywood Sided Casing - 300Mm, unit of measure LM | Planned-3870XB | Y | Y | Y | Y
M3NHFScheduleOfRatesCode | Planned/Duct:Renew 12Mm Plywood Casing Side Ne 300Mm | Planned - Duct:Renew 12Mm Plywood Casing Side Ne 300Mm, unit of measure LM | Planned-3872AA | Y
M3NHFScheduleOfRatesCode | Planned/Duct:Renew 12Mm Plywood Sided Casing Over 300Mm | Planned - Duct:Renew 12Mm Plywood Sided Casing Over 300Mm, unit of measure SM | Planned-3872AB | Y
M3NHFScheduleOfRatesCode | Planned/Hinges:Renew 63Mm Stormproof | Planned - Hinges:Renew 63Mm Stormproof, unit of measure PR | Planned-3901AA | Y | Y | Y | Y | Y
M3NHFScheduleOfRatesCode | Planned/Hinges:Renew Pair Of Friction Pivots | Planned - Hinges:Renew Pair Of Friction Pivots, unit of measure PR | Planned-3901AB | Y | Y | Y | Y | Y
M3NHFScheduleOfRatesCode | Planned/Hinges:Renew Steel Butt Hinges | Planned - Hinges:Renew Steel Butt Hinges, unit of measure IT | Planned-3901AC | Y | Y | Y | Y | Y
M3NHFScheduleOfRatesCode | Planned/Hinges:Renew Brass Butt Hinges | Planned - Hinges:Renew Brass Butt Hinges, unit of measure IT | Planned-3901AD | Y | Y | Y | Y | Y
M3NHFScheduleOfRatesCode | Planned/Hinges:Renew Pair Tee Hinges | Planned - Hinges:Renew Pair Tee Hinges, unit of measure PR | Planned-3901AE | Y | Y | Y | Y | Y
M3NHFScheduleOfRatesCode | Planned/Hinges:Renew Pair Of 50Mm Butt Hinges | Planned - Hinges:Renew Pair Of 50Mm Butt Hinges, unit of measure PR | Planned-3901AF | Y
M3NHFScheduleOfRatesCode | Planned/Fastener:Renew Any Type Of Sash Fastener | Planned - Fastener:Renew Any Type Of Sash Fastener, unit of measure NO | Planned-3903AA | Y | Y | Y | Y | Y
M3NHFScheduleOfRatesCode | Planned/Lift:Renew Sash Lift | Planned - Lift:Renew Sash Lift, unit of measure NO | Planned-3903AB | Y | Y | Y | Y | Y
M3NHFScheduleOfRatesCode | Planned/Bolt:Renew Sash Bolt | Planned - Bolt:Renew Sash Bolt, unit of measure NO | Planned-3903AC | Y | Y | Y | Y | Y
M3NHFScheduleOfRatesCode | Planned/Lock:Renew Pair Of Sash Locks | Planned - Lock:Renew Pair Of Sash Locks, unit of measure PR | Planned-3903AD | Y | Y | Y | Y | Y
M3NHFScheduleOfRatesCode | Planned/Sash Pins:Renew Pair Sash Pins | Planned - Sash Pins:Renew Pair Sash Pins, unit of measure PR | Planned-3903AE | Y | Y | Y | Y | Y
M3NHFScheduleOfRatesCode | Planned/Window:Relocate Any Window Fitting | Planned - Window:Relocate Any Window Fitting, unit of measure NO | Planned-3904AA | Y | Y | Y | Y | Y
M3NHFScheduleOfRatesCode | Planned/Window:Replace With Extended Arm Stay | Planned - Window:Replace With Extended Arm Stay, unit of measure NO | Planned-3904AB | Y | Y | Y | Y | Y
M3NHFScheduleOfRatesCode | Planned/Window:Supply And Fix Teleflex Gear | Planned - Window:Supply And Fix Teleflex Gear, unit of measure NO | Planned-3904AC | Y | Y | Y | Y | Y
M3NHFScheduleOfRatesCode | Planned/Window:Supply And Fix Chain Drive Handle | Planned - Window:Supply And Fix Chain Drive Handle, unit of measure NO | Planned-3904AD | Y | Y | Y | Y | Y
M3NHFScheduleOfRatesCode | Planned/Closer:Renew Light Duty Overhead/Door Restrictor | Planned - Closer:Renew Light Duty Overhead/Door Restrictor, unit of measure NO | Planned-3905AA | Y | Y | Y | Y | Y
M3NHFScheduleOfRatesCode | Planned/Closer:Renew Heavy Duty Overhead | Planned - Closer:Renew Heavy Duty Overhead, unit of measure NO | Planned-3905AB | Y | Y | Y | Y | Y
M3NHFScheduleOfRatesCode | Planned/Closer:Renew Or Supply Perko Type | Planned - Closer:Renew Or Supply Perko Type, unit of measure NO | Planned-3905BA | Y | Y | Y | Y | Y
M3NHFScheduleOfRatesCode | Planned/Closer:Ease And Adjust Any Type | Planned - Closer:Ease And Adjust Any Type, unit of measure NO | Planned-3905CA | Y | Y | Y
M3NHFScheduleOfRatesCode | Planned/Floor Spring:Renew Single Action | Planned - Floor Spring:Renew Single Action, unit of measure NO | Planned-3906AA | Y | Y | Y | Y | Y
M3NHFScheduleOfRatesCode | Planned/Floor Spring:Renew Double Action | Planned - Floor Spring:Renew Double Action, unit of measure NO | Planned-3906AB | Y | Y | Y | Y | Y
M3NHFScheduleOfRatesCode | Planned/Floor Spring:Overhaul | Planned - Floor Spring:Overhaul, unit of measure NO | Planned-3906BA | Y | Y | Y | Y | Y
M3NHFScheduleOfRatesCode | Planned/Sliding Door Gear:Renew | Planned - Sliding Door Gear:Renew, unit of measure NO | Planned-3907AA | Y | Y | Y | Y | Y
M3NHFScheduleOfRatesCode | Planned/Rimlock:Renew Complete | Planned - Rimlock:Renew Complete, unit of measure NO | Planned-3909AA | Y | Y | Y | Y | Y
M3NHFScheduleOfRatesCode | Planned/Lock:Renew Mortice Complete | Planned - Lock:Renew Mortice Complete, unit of measure NO | Planned-3909AB | Y | Y | Y | Y | Y
M3NHFScheduleOfRatesCode | Planned/Lock:Renew Mortice Deadlock | Planned - Lock:Renew Mortice Deadlock, unit of measure NO | Planned-3909AC | Y | Y | Y | Y | Y
M3NHFScheduleOfRatesCode | Planned/Lock:Renew 5L Mortice Complete | Planned - Lock:Renew 5L Mortice Complete, unit of measure NO | Planned-3909AD | Y | Y | Y | Y | Y
M3NHFScheduleOfRatesCode | Planned/Lock:Renew 5L Mortice Deadlock | Planned - Lock:Renew 5L Mortice Deadlock, unit of measure NO | Planned-3909AE | Y | Y | Y | Y | Y
M3NHFScheduleOfRatesCode | Planned/Lock:Renew With 5L Mortice | Planned - Lock:Renew With 5L Mortice, unit of measure NO | Planned-3909AF | Y | Y | Y | Y | Y
M3NHFScheduleOfRatesCode | Planned/Door:Renew Multipoint Lock | Planned - Door:Renew Multipoint Lock, unit of measure NO | Planned-3909BA | Y | Y | Y | Y | Y
M3NHFScheduleOfRatesCode | Planned/Lock:Renew Eurolock Complete | Planned - Lock:Renew Eurolock Complete, unit of measure NO | Planned-3909CA | Y | Y | Y | Y | Y
M3NHFScheduleOfRatesCode | Planned/Lock:Supply Thumb-Turn Type Lock | Planned - Lock:Supply Thumb-Turn Type Lock, unit of measure NO | Planned-3909FA | Y | Y | Y | Y | Y
M3NHFScheduleOfRatesCode | Planned/Lock:Overhaul Any Lock Complete | Planned - Lock:Overhaul Any Lock Complete, unit of measure NO | Planned-3909GA | Y | Y | Y
M3NHFScheduleOfRatesCode | Planned/Latch:Renew Mortice Latch Complete | Planned - Latch:Renew Mortice Latch Complete, unit of measure NO | Planned-3911AA | Y | Y | Y | Y | Y
M3NHFScheduleOfRatesCode | Planned/Latch:Overhaul Latch And Furniture | Planned - Latch:Overhaul Latch And Furniture, unit of measure NO | Planned-3911BA | Y | Y | Y
M3NHFScheduleOfRatesCode | Planned/Nightlatch:Renew Complete | Planned - Nightlatch:Renew Complete, unit of measure NO | Planned-3913AA | Y | Y | Y | Y | Y
M3NHFScheduleOfRatesCode | Planned/Nightlatch:Renew Cylinder Barrel | Planned - Nightlatch:Renew Cylinder Barrel, unit of measure NO | Planned-3913AB | Y | Y | Y
M3NHFScheduleOfRatesCode | Planned/Nightlatch:Renew Suited Cylinder Barrel | Planned - Nightlatch:Renew Suited Cylinder Barrel, unit of measure NO | Planned-3913AC | Y | Y | Y
M3NHFScheduleOfRatesCode | Planned/Nightlatch:Overhaul Complete | Planned - Nightlatch:Overhaul Complete, unit of measure NO | Planned-3913AD | Y | Y | Y
M3NHFScheduleOfRatesCode | Planned/Lock:Renew With Keypad Type - Domestic Standard | Planned - Lock:Renew With Keypad Type - Domestic Standard, unit of measure NO | Planned-3913BA | Y | Y | Y
M3NHFScheduleOfRatesCode | Planned/Lock:Renew With Keypad Type - Heavy Duty | Planned - Lock:Renew With Keypad Type - Heavy Duty, unit of measure NO | Planned-3913BB | Y | Y | Y
M3NHFScheduleOfRatesCode | Planned/Catch:Renew Catch And Keep | Planned - Catch:Renew Catch And Keep, unit of measure NO | Planned-3915AA | Y | Y | Y | Y | Y
M3NHFScheduleOfRatesCode | Planned/Cupboard:Renew 50Mm Brass Lock | Planned - Cupboard:Renew 50Mm Brass Lock, unit of measure NO | Planned-3915AB | Y | Y | Y | Y | Y
M3NHFScheduleOfRatesCode | Planned/Bolt:Renew Ne 250Mm Padbolt | Planned - Bolt:Renew Ne 250Mm Padbolt, unit of measure NO | Planned-3917AA | Y | Y | Y | Y | Y
M3NHFScheduleOfRatesCode | Planned/Bolt:Renew 200Mm Tower Bolt | Planned - Bolt:Renew 200Mm Tower Bolt, unit of measure NO | Planned-3917AB | Y | Y | Y | Y | Y
M3NHFScheduleOfRatesCode | Planned/Bolt:Renew Ne 150Mm Barrel Bolt | Planned - Bolt:Renew Ne 150Mm Barrel Bolt, unit of measure NO | Planned-3917AC | Y | Y | Y | Y | Y
M3NHFScheduleOfRatesCode | Planned/Bolt:Renew Indicator Bolt | Planned - Bolt:Renew Indicator Bolt, unit of measure NO | Planned-3917AD | Y | Y | Y | Y | Y
M3NHFScheduleOfRatesCode | Planned/Bolt:Renew Mortice Security Bolt | Planned - Bolt:Renew Mortice Security Bolt, unit of measure NO | Planned-3917AE | Y | Y | Y | Y | Y
M3NHFScheduleOfRatesCode | Planned/Bolt:Renew Single Panic Bolt | Planned - Bolt:Renew Single Panic Bolt, unit of measure NO | Planned-3917AF | Y | Y | Y | Y | Y
M3NHFScheduleOfRatesCode | Planned/Bolt:Renew Fire Security Bolt | Planned - Bolt:Renew Fire Security Bolt, unit of measure NO | Planned-3917AG | Y | Y | Y | Y | Y
M3NHFScheduleOfRatesCode | Planned/Hasp:Renew With Padlock | Planned - Hasp:Renew With Padlock, unit of measure NO | Planned-3917AH | Y | Y | Y | Y | Y
M3NHFScheduleOfRatesCode | Planned/Bolt:Renew Glass To Fire Security Bolt | Planned - Bolt:Renew Glass To Fire Security Bolt, unit of measure NO | Planned-3917AJ | Y | Y | Y
M3NHFScheduleOfRatesCode | Planned/Bolt And Keep:Remove Ease And Refix | Planned - Bolt And Keep:Remove Ease And Refix, unit of measure NO | Planned-3917AK | Y | Y | Y
M3NHFScheduleOfRatesCode | Planned/Padlock:Renew Or Supply Padlock | Planned - Padlock:Renew Or Supply Padlock, unit of measure NO | Planned-3917AL | Y | Y | Y
M3NHFScheduleOfRatesCode | Planned/Window Fitting:Renew Brass Casement Catch | Planned - Window Fitting:Renew Brass Casement Catch, unit of measure NO | Planned-3919AA | Y | Y | Y | Y | Y
M3NHFScheduleOfRatesCode | Planned/Window Fitting:Renew Brass Stay And Fastener | Planned - Window Fitting:Renew Brass Stay And Fastener, unit of measure NO | Planned-3919AB | Y | Y | Y | Y | Y
M3NHFScheduleOfRatesCode | Planned/Window Fitting:Renew Aa Casement Catch | Planned - Window Fitting:Renew Aa Casement Catch, unit of measure NO | Planned-3919BA | Y | Y | Y | Y | Y
M3NHFScheduleOfRatesCode | Planned/Window Fitting:Renew Aa Stay And Fastener | Planned - Window Fitting:Renew Aa Stay And Fastener, unit of measure NO | Planned-3919BB | Y | Y | Y | Y | Y
M3NHFScheduleOfRatesCode | Planned/Window Fitting:Renew Zinc Alloy Casement Catch | Planned - Window Fitting:Renew Zinc Alloy Casement Catch, unit of measure NO | Planned-3919CA | Y | Y | Y | Y | Y
M3NHFScheduleOfRatesCode | Planned/Window Fitting:Renew Zinc Alloy Stay And Fastener | Planned - Window Fitting:Renew Zinc Alloy Stay And Fastener, unit of measure NO | Planned-3919CB | Y | Y | Y | Y | Y
M3NHFScheduleOfRatesCode | Planned/Window Fitting:Renew Galvanised Safety Fastener | Planned - Window Fitting:Renew Galvanised Safety Fastener, unit of measure NO | Planned-3919DA | Y | Y | Y | Y | Y
M3NHFScheduleOfRatesCode | Planned/Window Fitting:Renew Pivot Window Fastener | Planned - Window Fitting:Renew Pivot Window Fastener, unit of measure NO | Planned-3919EA | Y | Y | Y | Y | Y
M3NHFScheduleOfRatesCode | Planned/Window Fitting:Renew Restrictor Stay | Planned - Window Fitting:Renew Restrictor Stay, unit of measure NO | Planned-3919FA | Y | Y | Y | Y | Y
M3NHFScheduleOfRatesCode | Planned/Window Fitting:Renew Mortice Security Bolt | Planned - Window Fitting:Renew Mortice Security Bolt, unit of measure NO | Planned-3919GA | Y | Y | Y | Y | Y
M3NHFScheduleOfRatesCode | Planned/Window Fitting:Renew With Lockable Type Stay | Planned - Window Fitting:Renew With Lockable Type Stay, unit of measure NO | Planned-3919HA | Y | Y | Y | Y | Y
M3NHFScheduleOfRatesCode | Planned/Window Fitting:Renew Lockable Restrictor Stay | Planned - Window Fitting:Renew Lockable Restrictor Stay, unit of measure NO | Planned-3919IA | Y | Y | Y | Y | Y
M3NHFScheduleOfRatesCode | Planned/Window Fitting:Renew Lockable Casement Catch | Planned - Window Fitting:Renew Lockable Casement Catch, unit of measure NO | Planned-3919JA | Y | Y | Y | Y | Y
M3NHFScheduleOfRatesCode | Planned/Window Fitting:Refix Ease Adjust Any Type | Planned - Window Fitting:Refix Ease Adjust Any Type, unit of measure NO | Planned-3919KA | Y | Y | Y
M3NHFScheduleOfRatesCode | Planned/Window Fitting:Renew Hinges Ease Adjust Steel | Planned - Window Fitting:Renew Hinges Ease Adjust Steel, unit of measure NO | Planned-3921AA | Y | Y | Y | Y | Y
M3NHFScheduleOfRatesCode | Planned/Window Fitting:Renew Fastener Stay To Steel Sash | Planned - Window Fitting:Renew Fastener Stay To Steel Sash, unit of measure NO | Planned-3921AB | Y | Y | Y | Y | Y
M3NHFScheduleOfRatesCode | Planned/Window Fittings:Renew Lock To Steel Sash | Planned - Window Fittings:Renew Lock To Steel Sash, unit of measure NO | Planned-3921AC | Y | Y | Y | Y | Y
M3NHFScheduleOfRatesCode | Planned/Window Fitting:Renew Lockable Stay To Steel Sash | Planned - Window Fitting:Renew Lockable Stay To Steel Sash, unit of measure NO | Planned-3921AD | Y | Y | Y | Y | Y
M3NHFScheduleOfRatesCode | Planned/Window Fitting:Repair, Ease, Adjust To Steel Sash | Planned - Window Fitting:Repair, Ease, Adjust To Steel Sash, unit of measure NO | Planned-3921AE | Y | Y | Y
M3NHFScheduleOfRatesCode | Planned/Window Fitting:Renew Friction Stay To Alum Sash | Planned - Window Fitting:Renew Friction Stay To Alum Sash, unit of measure NO | Planned-3923AA | Y | Y | Y | Y | Y
M3NHFScheduleOfRatesCode | Planned/Window Fitting:Renew Fastener Stay To Alum Sash | Planned - Window Fitting:Renew Fastener Stay To Alum Sash, unit of measure NO | Planned-3923AB | Y | Y | Y
M3NHFScheduleOfRatesCode | Planned/Window Fitting:Repair, Ease, Adjust To Alum Sash | Planned - Window Fitting:Repair, Ease, Adjust To Alum Sash, unit of measure NO | Planned-3923AC | Y | Y | Y
M3NHFScheduleOfRatesCode | Planned/Door Furniture:Renew Set Of Lever Handles | Planned - Door Furniture:Renew Set Of Lever Handles, unit of measure NO | Planned-3925AA | Y
M3NHFScheduleOfRatesCode | Planned/Door Furniture:Renew Set Of Knobs To Rimlock | Planned - Door Furniture:Renew Set Of Knobs To Rimlock, unit of measure NO | Planned-3925AB | Y | Y | Y | Y | Y
M3NHFScheduleOfRatesCode | Planned/Door Furniture:Renew Or Install Viewer | Planned - Door Furniture:Renew Or Install Viewer, unit of measure NO | Planned-3925BA | Y | Y | Y | Y | Y
M3NHFScheduleOfRatesCode | Planned/Door Furniture:Renew Or Install Chain | Planned - Door Furniture:Renew Or Install Chain, unit of measure NO | Planned-3925CA | Y | Y | Y | Y | Y
M3NHFScheduleOfRatesCode | Planned/Door Furniture:Renew Or Install Kicking Plate | Planned - Door Furniture:Renew Or Install Kicking Plate, unit of measure NO | Planned-3925DA | Y | Y | Y | Y | Y
M3NHFScheduleOfRatesCode | Planned/Door Furniture:Renew Or Install Pull Handles | Planned - Door Furniture:Renew Or Install Pull Handles, unit of measure NO | Planned-3925EA | Y | Y | Y | Y | Y
M3NHFScheduleOfRatesCode | Planned/Door Furniture:Renew Or Install Push Plates | Planned - Door Furniture:Renew Or Install Push Plates, unit of measure NO | Planned-3925FA | Y | Y | Y | Y | Y
M3NHFScheduleOfRatesCode | Planned/Door Furniture:Renew Or Inst Bathrm Escutcheon Set | Planned - Door Furniture:Renew Or Inst Bathrm Escutcheon Set, unit of measure NO | Planned-3925GA | Y | Y | Y | Y | Y
M3NHFScheduleOfRatesCode | Planned/Door Furniture:Renew Or Install Cabin Hook And Eye | Planned - Door Furniture:Renew Or Install Cabin Hook And Eye, unit of measure NO | Planned-3925GB | Y
M3NHFScheduleOfRatesCode | Planned/Door Furniture:Renew Or Install Low Threshold | Planned - Door Furniture:Renew Or Install Low Threshold, unit of measure NO | Planned-3925GC | Y
M3NHFScheduleOfRatesCode | Planned/Door Furniture:Install 'Security' Pack - Lock | Planned - Door Furniture:Install 'Security' Pack - Lock, unit of measure IT | Planned-3925SA | Y | Y | Y | Y | Y
M3NHFScheduleOfRatesCode | Planned/Door Furniture:Install 'Security' Pack - Deadlock | Planned - Door Furniture:Install 'Security' Pack - Deadlock, unit of measure IT | Planned-3925SB | Y | Y | Y | Y | Y
M3NHFScheduleOfRatesCode | Planned/Door:Supply And Fix Kicking Plate 300Mm | Planned - Door:Supply And Fix Kicking Plate 300Mm, unit of measure NO | Planned-3926AA | Y | Y | Y | Y | Y
M3NHFScheduleOfRatesCode | Planned/Door:Replace Knobset With Lever Handles | Planned - Door:Replace Knobset With Lever Handles, unit of measure IT | Planned-3926AB | Y | Y | Y | Y | Y
M3NHFScheduleOfRatesCode | Planned/Letterplate:Renew Complete With Knocker | Planned - Letterplate:Renew Complete With Knocker, unit of measure NO | Planned-3927AA | Y | Y | Y | Y | Y
M3NHFScheduleOfRatesCode | Planned/Letterplate:Renew Fireproof Type | Planned - Letterplate:Renew Fireproof Type, unit of measure NO | Planned-3927AB | Y | Y | Y | Y | Y
M3NHFScheduleOfRatesCode | Planned/Letterplate:Renew Or Supply High Security Cowl | Planned - Letterplate:Renew Or Supply High Security Cowl, unit of measure NO | Planned-3927BA | Y | Y | Y | Y | Y
M3NHFScheduleOfRatesCode | Planned/Letterplate:Renew Or Supply Draught Excluder | Planned - Letterplate:Renew Or Supply Draught Excluder, unit of measure NO | Planned-3927BC | Y
M3NHFScheduleOfRatesCode | Planned/Door Numeral:Renew Ne 3 No | Planned - Door Numeral:Renew Ne 3 No, unit of measure IT | Planned-3929AA | Y | Y | Y | Y | Y
M3NHFScheduleOfRatesCode | Planned/Door Stop:Provide Rubber Stop | Planned - Door Stop:Provide Rubber Stop, unit of measure NO | Planned-3931AA | Y | Y | Y | Y | Y
M3NHFScheduleOfRatesCode | Planned/Fire Sign:Supply To Door Saa | Planned - Fire Sign:Supply To Door Saa, unit of measure NO | Planned-3935HA | Y | Y | Y | Y | Y
M3NHFScheduleOfRatesCode | Planned/Ceiling Hatch:Form Opening Complete | Planned - Ceiling Hatch:Form Opening Complete, unit of measure IT | Planned-3951AA | Y | Y | Y | Y | Y
M3NHFScheduleOfRatesCode | Planned/Ceiling Hatch:Renew Blockboard Access Hatch | Planned - Ceiling Hatch:Renew Blockboard Access Hatch, unit of measure IT | Planned-3951AB | Y | Y | Y | Y | Y
M3NHFScheduleOfRatesCode | Planned/Ceiling Hatch:Fix New Proprietary Hatch | Planned - Ceiling Hatch:Fix New Proprietary Hatch, unit of measure IT | Planned-3951AC | Y | Y | Y | Y | Y
M3NHFScheduleOfRatesCode | Planned/Ceiling Hatch:Renew Proprietary Hatch | Planned - Ceiling Hatch:Renew Proprietary Hatch, unit of measure IT | Planned-3951AD | Y | Y | Y | Y | Y
M3NHFScheduleOfRatesCode | Planned/Ceiling Hatch:Upgrade Fire Resistance | Planned - Ceiling Hatch:Upgrade Fire Resistance, unit of measure IT | Planned-3951FA | Y | Y | Y | Y | Y
M3NHFScheduleOfRatesCode | Planned/Keysafe:Provide For Access | Planned - Keysafe:Provide For Access, unit of measure NO | Planned-3960CA | Y | Y | Y
M3NHFScheduleOfRatesCode | Planned/Boiler Cupboard:Construct | Planned - Boiler Cupboard:Construct, unit of measure IT | Planned-3960XA | Y | Y | Y | Y
M3NHFScheduleOfRatesCode | Planned/Opening:Remove Boarding To Openings | Planned - Opening:Remove Boarding To Openings, unit of measure NO | Planned-3970AA | Y
M3NHFScheduleOfRatesCode | Planned/Opening:Remove Nails From Opening | Planned - Opening:Remove Nails From Opening, unit of measure NO | Planned-3970AB | Y
M3NHFScheduleOfRatesCode | Planned/Wall:Renew Apply 3Mm Skim Coat Plaster | Planned - Wall:Renew Apply 3Mm Skim Coat Plaster, unit of measure SM | Planned-4111AB | Y | Y | Y | Y | Y
M3NHFScheduleOfRatesCode | Planned/Wall:12Mm Float And Set | Planned - Wall:12Mm Float And Set, unit of measure SM | Planned-4111AC | Y | Y | Y | Y | Y
M3NHFScheduleOfRatesCode | Planned/Wall:Two Coats Dub Out | Planned - Wall:Two Coats Dub Out, unit of measure SM | Planned-4111AD | Y | Y | Y | Y | Y
M3NHFScheduleOfRatesCode | Planned/Wall:Hack Replaster Two Coats Dub Out | Planned - Wall:Hack Replaster Two Coats Dub Out, unit of measure SM | Planned-4111AF | Y | Y | Y | Y | Y
M3NHFScheduleOfRatesCode | Planned/Wall:Two Coats Bonding Walls | Planned - Wall:Two Coats Bonding Walls, unit of measure SM | Planned-4111AJ | Y | Y | Y | Y | Y
M3NHFScheduleOfRatesCode | Planned/Wall:Hack Off Replaster 1.0M Band | Planned - Wall:Hack Off Replaster 1.0M Band, unit of measure SM | Planned-4112AA | Y | Y | Y | Y | Y
M3NHFScheduleOfRatesCode | Planned/Wall:Hack Off Render And Skim 1.0M Band | Planned - Wall:Hack Off Render And Skim 1.0M Band, unit of measure SM | Planned-4112AB | Y | Y | Y | Y | Y
M3NHFScheduleOfRatesCode | Planned/Wall:Dub Out 25Mm Prior Replaster | Planned - Wall:Dub Out 25Mm Prior Replaster, unit of measure SM | Planned-4112AC | Y | Y | Y | Y | Y
M3NHFScheduleOfRatesCode | Planned/Wall:Hack Off And Apply Render | Planned - Wall:Hack Off And Apply Render, unit of measure SM | Planned-4112AD | Y | Y | Y | Y | Y
M3NHFScheduleOfRatesCode | Planned/Wall:Hack Off And Apply New Skim Coat | Planned - Wall:Hack Off And Apply New Skim Coat, unit of measure SM | Planned-4112AE | Y | Y | Y | Y | Y
M3NHFScheduleOfRatesCode | Planned/Wall:Fix Ne 12.5Mm Plasterboard Scrim Joints | Planned - Wall:Fix Ne 12.5Mm Plasterboard Scrim Joints, unit of measure SM | Planned-4113AC | Y | Y | Y | Y | Y
M3NHFScheduleOfRatesCode | Planned/Wall:Fix Ne 12.5Mm Plasterboard 3Mm Skim Coat | Planned - Wall:Fix Ne 12.5Mm Plasterboard 3Mm Skim Coat, unit of measure SM | Planned-4113AD | Y | Y | Y | Y | Y
M3NHFScheduleOfRatesCode | Planned/Wall:Fix Ne 12.5Mm Plasterboard Two Coat Finish | Planned - Wall:Fix Ne 12.5Mm Plasterboard Two Coat Finish, unit of measure SM | Planned-4113AE | Y
M3NHFScheduleOfRatesCode | Planned/Wall:Renew Ne 12.5Mm Plasterboard 3Mm Skim | Planned - Wall:Renew Ne 12.5Mm Plasterboard 3Mm Skim, unit of measure SM | Planned-4113AF | Y | Y | Y | Y | Y
M3NHFScheduleOfRatesCode | Planned/Wall:Renew Double Plasterboard 3Mm Skim Coat | Planned - Wall:Renew Double Plasterboard 3Mm Skim Coat, unit of measure SM | Planned-4113AG | Y | Y | Y | Y | Y
M3NHFScheduleOfRatesCode | Planned/Ceiling:Renew Apply Skim Coat | Planned - Ceiling:Renew Apply Skim Coat, unit of measure SM | Planned-4131AA | Y | Y | Y | Y | Y
M3NHFScheduleOfRatesCode | Planned/Ceiling:Two Coats Bonding | Planned - Ceiling:Two Coats Bonding, unit of measure SM | Planned-4131AC | Y | Y | Y | Y | Y
M3NHFScheduleOfRatesCode | Planned/Ceiling:Bonding Agent | Planned - Ceiling:Bonding Agent, unit of measure SM | Planned-4131AD |  | Y | Y | Y | Y
M3NHFScheduleOfRatesCode | Planned/Ceiling:Hack Renew Plaster | Planned - Ceiling:Hack Renew Plaster, unit of measure SM | Planned-4131AE | Y | Y | Y | Y | Y
M3NHFScheduleOfRatesCode | Planned/Ceiling:Apply 5Mm Skim To Artex | Planned - Ceiling:Apply 5Mm Skim To Artex, unit of measure SM | Planned-4131BA | Y | Y | Y
M3NHFScheduleOfRatesCode | Planned/Ceiling:Fix Ne 12.5Mm Plasterboard 3Mm Skim Coat | Planned - Ceiling:Fix Ne 12.5Mm Plasterboard 3Mm Skim Coat, unit of measure SM | Planned-4133AB | Y | Y | Y | Y | Y
M3NHFScheduleOfRatesCode | Planned/Ceiling:Fix Double Ne 12.5Mm Plasterboard 3Mm Skim | Planned - Ceiling:Fix Double Ne 12.5Mm Plasterboard 3Mm Skim, unit of measure SM | Planned-4133AC | Y | Y | Y | Y | Y
M3NHFScheduleOfRatesCode | Planned/Ceiling:Renew Ne 12.5Mm Plasterboard 3Mm Skim Coat | Planned - Ceiling:Renew Ne 12.5Mm Plasterboard 3Mm Skim Coat, unit of measure SM | Planned-4133AD | Y | Y | Y | Y | Y
M3NHFScheduleOfRatesCode | Planned/Ceiling:Renew Ne 12.5Mm Plasterboard Skim In Patch | Planned - Ceiling:Renew Ne 12.5Mm Plasterboard Skim In Patch, unit of measure IT | Planned-4133AE | Y | Y | Y | Y | Y
M3NHFScheduleOfRatesCode | Planned/Ceiling:Renew Double Plasterboard 3Mm Skim Coat | Planned - Ceiling:Renew Double Plasterboard 3Mm Skim Coat, unit of measure SM | Planned-4133AF | Y | Y | Y | Y | Y
M3NHFScheduleOfRatesCode | Planned/Ceiling:Fix Ne 12.5Mm Plasterboard Two Coat Finish | Planned - Ceiling:Fix Ne 12.5Mm Plasterboard Two Coat Finish, unit of measure SM | Planned-4133AG | Y
M3NHFScheduleOfRatesCode | Planned/Ceiling:Fix 12.5Mm Plasterboard In Floor Void | Planned - Ceiling:Fix 12.5Mm Plasterboard In Floor Void, unit of measure SM | Planned-4133FA | Y | Y | Y | Y | Y
M3NHFScheduleOfRatesCode | Planned/Ceiling:Fix 12.5Mm Vr Plasterboard 3Mm Skim Coat | Planned - Ceiling:Fix 12.5Mm Vr Plasterboard 3Mm Skim Coat, unit of measure SM | Planned-4134AB | Y | Y | Y | Y | Y
M3NHFScheduleOfRatesCode | Planned/Ceiling:Fix Double Vr Plasterboard 3Mm Skim Coat | Planned - Ceiling:Fix Double Vr Plasterboard 3Mm Skim Coat, unit of measure SM | Planned-4134AC | Y | Y | Y | Y | Y
M3NHFScheduleOfRatesCode | Planned/Ceiling:Renew 12.5Mm Vr Plasterboard 3Mm Skim Coat | Planned - Ceiling:Renew 12.5Mm Vr Plasterboard 3Mm Skim Coat, unit of measure SM | Planned-4134AE | Y | Y | Y | Y | Y
M3NHFScheduleOfRatesCode | Planned/Ceiling:Renew Double Vr Plasterboard 3Mm Skim Coat | Planned - Ceiling:Renew Double Vr Plasterboard 3Mm Skim Coat, unit of measure SM | Planned-4134AF | Y | Y | Y | Y | Y
M3NHFScheduleOfRatesCode | Planned/Ceiling:Overlay Ne 12.5Mm Vr Plasterboard 3Mm Skim | Planned - Ceiling:Overlay Ne 12.5Mm Vr Plasterboard 3Mm Skim, unit of measure SM | Planned-4134AG | Y | Y | Y | Y | Y
M3NHFScheduleOfRatesCode | Planned/Wall:Remove Artex Finishes | Planned - Wall:Remove Artex Finishes, unit of measure SM | Planned-4150AA | Y | Y | Y | Y | Y
M3NHFScheduleOfRatesCode | Planned/Wall:Hack Off Render | Planned - Wall:Hack Off Render, unit of measure SM | Planned-4210AA | Y | Y | Y | Y | Y
M3NHFScheduleOfRatesCode | Planned/Wall:Apply Smooth Render Dub Out | Planned - Wall:Apply Smooth Render Dub Out, unit of measure SM | Planned-4210AB | Y | Y | Y | Y | Y
M3NHFScheduleOfRatesCode | Planned/Wall:Apply Wet Dash Render Dub Out | Planned - Wall:Apply Wet Dash Render Dub Out, unit of measure SM | Planned-4210AC | Y | Y | Y | Y | Y
M3NHFScheduleOfRatesCode | Planned/Wall:Apply Dry Dash Render Dub Out | Planned - Wall:Apply Dry Dash Render Dub Out, unit of measure SM | Planned-4210AD | Y | Y | Y | Y | Y
M3NHFScheduleOfRatesCode | Planned/Wall:Apply Decorative Render Dub | Planned - Wall:Apply Decorative Render Dub, unit of measure SM | Planned-4210AE | Y | Y | Y | Y | Y
M3NHFScheduleOfRatesCode | Planned/Wall:Apply Sandtex Finished Rough Render Dub | Planned - Wall:Apply Sandtex Finished Rough Render Dub, unit of measure SM | Planned-4210AF | Y | Y | Y
M3NHFScheduleOfRatesCode | Planned/Wall:Hack Off Render In Patch | Planned - Wall:Hack Off Render In Patch, unit of measure IT | Planned-4210AG | Y
M3NHFScheduleOfRatesCode | Planned/Wall:Apply Smooth Render Dub Out In Patch | Planned - Wall:Apply Smooth Render Dub Out In Patch, unit of measure IT | Planned-4210AH | Y
M3NHFScheduleOfRatesCode | Planned/Wall:Apply Wet Dash Render Dub Out In Patch | Planned - Wall:Apply Wet Dash Render Dub Out In Patch, unit of measure IT | Planned-4210AJ | Y
M3NHFScheduleOfRatesCode | Planned/Wall:Apply Dry Dash Render Dub Out In Patch | Planned - Wall:Apply Dry Dash Render Dub Out In Patch, unit of measure IT | Planned-4210AK | Y
M3NHFScheduleOfRatesCode | Planned/Wall:Apply Decorative Render Dub In Patch | Planned - Wall:Apply Decorative Render Dub In Patch, unit of measure IT | Planned-4210AL | Y
M3NHFScheduleOfRatesCode | Planned/Wall:Apply Roughcast Render Dub Out In Patch | Planned - Wall:Apply Roughcast Render Dub Out In Patch, unit of measure IT | Planned-4210AM | Y
M3NHFScheduleOfRatesCode | Planned/Wall:Apply Roughcast Render Dub Out | Planned - Wall:Apply Roughcast Render Dub Out, unit of measure SM | Planned-4210AN | Y
M3NHFScheduleOfRatesCode | Planned/Wall:Specialist Render Float | Planned - Wall:Specialist Render Float, unit of measure SM | Planned-4210BA | Y | Y | Y | Y | Y
M3NHFScheduleOfRatesCode | Planned/Wall:Specialist Render Dash | Planned - Wall:Specialist Render Dash, unit of measure SM | Planned-4210BB | Y | Y | Y | Y | Y
M3NHFScheduleOfRatesCode | Planned/Wall:Insulated Render Plain | Planned - Wall:Insulated Render Plain, unit of measure SM | Planned-4210CA | Y | Y | Y | Y | Y
M3NHFScheduleOfRatesCode | Planned/Wall:Insulated Render Tyrol | Planned - Wall:Insulated Render Tyrol, unit of measure SM | Planned-4210CB | Y | Y | Y | Y | Y
M3NHFScheduleOfRatesCode | Planned/Render Repairs:Repair Crack | Planned - Render Repairs:Repair Crack, unit of measure LM | Planned-4230ZA | Y | Y | Y
M3NHFScheduleOfRatesCode | Planned/Render Repairs:Repair Crack Around Frame | Planned - Render Repairs:Repair Crack Around Frame, unit of measure LM | Planned-4230ZB | Y | Y | Y
M3NHFScheduleOfRatesCode | Planned/Render Repairs:Renew Reveal To Frame | Planned - Render Repairs:Renew Reveal To Frame, unit of measure LM | Planned-4230ZC | Y | Y | Y
M3NHFScheduleOfRatesCode | Planned/Render Repairs:Renew Bellcast Feature | Planned - Render Repairs:Renew Bellcast Feature, unit of measure LM | Planned-4230ZD | Y | Y | Y
M3NHFScheduleOfRatesCode | Planned/Dwelling Repair:Make Good Around Pipe Etc | Planned - Dwelling Repair:Make Good Around Pipe Etc, unit of measure IT | Planned-4230ZE | Y
M3NHFScheduleOfRatesCode | Planned/Ceiling:Apply Artex Type Finish | Planned - Ceiling:Apply Artex Type Finish, unit of measure SM | Planned-4250AA | Y | Y | Y | Y | Y
M3NHFScheduleOfRatesCode | Planned/Ceiling:Apply Artex Type Finish In Patch | Planned - Ceiling:Apply Artex Type Finish In Patch, unit of measure IT | Planned-4250AB | Y
M3NHFScheduleOfRatesCode | Planned/Ceiling:Remove Artex Finish | Planned - Ceiling:Remove Artex Finish, unit of measure SM | Planned-4250BA | Y | Y | Y | Y | Y
M3NHFScheduleOfRatesCode | Planned/Test:Sample Of Artex | Planned - Test:Sample Of Artex, unit of measure IT | Planned-4250CA | Y | Y | Y | Y | Y
M3NHFScheduleOfRatesCode | Planned/Wall:Dry Line Ne 12.5Mm Plasterboard Skim | Planned - Wall:Dry Line Ne 12.5Mm Plasterboard Skim, unit of measure SM | Planned-4270AA | Y
M3NHFScheduleOfRatesCode | Planned/Wall:Dry Line Ne 12.5Mm Plasterboard Pads And Dabs | Planned - Wall:Dry Line Ne 12.5Mm Plasterboard Pads And Dabs, unit of measure SM | Planned-4270AB | Y | Y | Y | Y | Y
M3NHFScheduleOfRatesCode | Planned/Ceiling:Dry Line 12.5Mm Thermalboard | Planned - Ceiling:Dry Line 12.5Mm Thermalboard, unit of measure SM | Planned-4270AC | Y | Y | Y | Y | Y
M3NHFScheduleOfRatesCode | Planned/Ceiling:Dry Line 25Mm Thermalboard | Planned - Ceiling:Dry Line 25Mm Thermalboard, unit of measure SM | Planned-4270AD | Y | Y | Y | Y | Y
M3NHFScheduleOfRatesCode | Planned/Wall:Dry Line 25Mm Thermalboard | Planned - Wall:Dry Line 25Mm Thermalboard, unit of measure SM | Planned-4270AE | Y | Y | Y | Y | Y
M3NHFScheduleOfRatesCode | Planned/Wall:Dry Line 45Mm Thermalboard | Planned - Wall:Dry Line 45Mm Thermalboard, unit of measure SM | Planned-4270AF | Y | Y | Y | Y | Y
M3NHFScheduleOfRatesCode | Planned/Wall:Renew 12.5Mm Dry Lining | Planned - Wall:Renew 12.5Mm Dry Lining, unit of measure SM | Planned-4270BB | Y | Y | Y | Y | Y
M3NHFScheduleOfRatesCode | Planned/Ceiling:Renew Dry Line 12.5Mm | Planned - Ceiling:Renew Dry Line 12.5Mm, unit of measure SM | Planned-4270BC | Y | Y | Y | Y | Y
M3NHFScheduleOfRatesCode | Planned/Ceiling:Renew Dry Line 25Mm | Planned - Ceiling:Renew Dry Line 25Mm, unit of measure SM | Planned-4270BD | Y | Y | Y | Y | Y
M3NHFScheduleOfRatesCode | Planned/Wall:Renew Dry Line 25Mm | Planned - Wall:Renew Dry Line 25Mm, unit of measure SM | Planned-4270BE | Y | Y | Y | Y | Y
M3NHFScheduleOfRatesCode | Planned/Wall:Renew Dry Line 45Mm | Planned - Wall:Renew Dry Line 45Mm, unit of measure SM | Planned-4270BF | Y | Y | Y | Y | Y
M3NHFScheduleOfRatesCode | Planned/Coving:Fix Plaster Coving | Planned - Coving:Fix Plaster Coving, unit of measure LM | Planned-4290AA | Y | Y | Y | Y | Y
M3NHFScheduleOfRatesCode | Planned/Wall Tiles:Hack Off And Make Good | Planned - Wall Tiles:Hack Off And Make Good, unit of measure SM | Planned-4310AA | Y | Y | Y | Y | Y
M3NHFScheduleOfRatesCode | Planned/Wall Tiles:Renew Or Fix New Glazed Tiles | Planned - Wall Tiles:Renew Or Fix New Glazed Tiles, unit of measure SM | Planned-4310AB | Y | Y | Y | Y | Y
M3NHFScheduleOfRatesCode | Planned/Wall Tiles:Renew To Cill | Planned - Wall Tiles:Renew To Cill, unit of measure LM | Planned-4310AD |  | Y | Y | Y | Y
M3NHFScheduleOfRatesCode | Planned/Wall Tiles:New Reveals Ne 150Mm Wide | Planned - Wall Tiles:New Reveals Ne 150Mm Wide, unit of measure LM | Planned-4310AE |  | Y | Y | Y | Y
M3NHFScheduleOfRatesCode | Planned/Wall Tiles:Renew Or Fix Individual New Glazed Tile | Planned - Wall Tiles:Renew Or Fix Individual New Glazed Tile, unit of measure NO | Planned-4310BA | Y
M3NHFScheduleOfRatesCode | Planned/Wall Tiles:Remove And Refix Per Tile | Planned - Wall Tiles:Remove And Refix Per Tile, unit of measure NO | Planned-4310BB | Y
M3NHFScheduleOfRatesCode | Planned/Wall Tiles:Rake Out And Regrout | Planned - Wall Tiles:Rake Out And Regrout, unit of measure SM | Planned-4310CA | Y | Y | Y | Y | Y
M3NHFScheduleOfRatesCode | Planned/Wall Tiles:New Glazed Tiles To Kitchen | Planned - Wall Tiles:New Glazed Tiles To Kitchen, unit of measure SM | Planned-4310DA | Y | Y | Y | Y | Y
M3NHFScheduleOfRatesCode | Planned/Wall Tiles:New Glazed Tiles To Bathroom | Planned - Wall Tiles:New Glazed Tiles To Bathroom, unit of measure SM | Planned-4310EA | Y | Y | Y | Y | Y
M3NHFScheduleOfRatesCode | Planned/Asphalt:Renew Flooring | Planned - Asphalt:Renew Flooring, unit of measure SM | Planned-4312AA | Y | Y | Y | Y | Y
M3NHFScheduleOfRatesCode | Planned/Screed:Hack Up Screed | Planned - Screed:Hack Up Screed, unit of measure SM | Planned-4313AA | Y | Y | Y | Y | Y
M3NHFScheduleOfRatesCode | Planned/Screed:Lay 40Mm Thick Screed | Planned - Screed:Lay 40Mm Thick Screed, unit of measure SM | Planned-4313BA | Y | Y | Y | Y | Y
M3NHFScheduleOfRatesCode | Planned/Screed:Lay 50Mm Thick Screed | Planned - Screed:Lay 50Mm Thick Screed, unit of measure SM | Planned-4313BB | Y | Y | Y | Y | Y
M3NHFScheduleOfRatesCode | Planned/Screed:Lay 60Mm Thick Screed | Planned - Screed:Lay 60Mm Thick Screed, unit of measure SM | Planned-4313BC | Y | Y | Y | Y | Y
M3NHFScheduleOfRatesCode | Planned/Screed:Overlay With Concrete Ne 65Mm | Planned - Screed:Overlay With Concrete Ne 65Mm, unit of measure SM | Planned-4313CA | Y | Y | Y | Y | Y
M3NHFScheduleOfRatesCode | Planned/Screed:Provide Polystyrene Insulation | Planned - Screed:Provide Polystyrene Insulation, unit of measure SM | Planned-4313CB | Y
M3NHFScheduleOfRatesCode | Planned/Screed:Latex Self Level | Planned - Screed:Latex Self Level, unit of measure SM | Planned-4313DB | Y | Y | Y | Y | Y
M3NHFScheduleOfRatesCode | Planned/Grano:Repairs To Staircase | Planned - Grano:Repairs To Staircase, unit of measure SM | Planned-4314AA | Y | Y | Y | Y | Y
M3NHFScheduleOfRatesCode | Planned/Grano:Renew Paving | Planned - Grano:Renew Paving, unit of measure SM | Planned-4314BA | Y | Y | Y | Y | Y
M3NHFScheduleOfRatesCode | Planned/Grano:Renew Stair Finish | Planned - Grano:Renew Stair Finish, unit of measure SM | Planned-4314CA | Y | Y | Y | Y | Y
M3NHFScheduleOfRatesCode | Planned/Wall Tiles:Hack Off External And Make Good | Planned - Wall Tiles:Hack Off External And Make Good, unit of measure SM | Planned-4314ZA | Y | Y | Y
M3NHFScheduleOfRatesCode | Planned/Wall Tiles:Renew External Quality Glazed Tile | Planned - Wall Tiles:Renew External Quality Glazed Tile, unit of measure NO | Planned-4314ZB | Y | Y | Y
M3NHFScheduleOfRatesCode | Planned/Wall Tiles:Renew External Quality Glazed Tiles | Planned - Wall Tiles:Renew External Quality Glazed Tiles, unit of measure SM | Planned-4314ZC | Y | Y | Y
M3NHFScheduleOfRatesCode | Planned/Wall Tiles:Renew To External Cill | Planned - Wall Tiles:Renew To External Cill, unit of measure LM | Planned-4314ZD | Y | Y | Y
M3NHFScheduleOfRatesCode | Planned/Mosaic:Renew External Quality Glazed Tiling | Planned - Mosaic:Renew External Quality Glazed Tiling, unit of measure SM | Planned-4314ZE | Y | Y | Y
M3NHFScheduleOfRatesCode | Planned/Floor Tiles:Renew Quarry Tiles | Planned - Floor Tiles:Renew Quarry Tiles, unit of measure SM | Planned-4315AA | Y | Y | Y | Y | Y
M3NHFScheduleOfRatesCode | Planned/Floor Tiles:Renew Quarry Tile In Patch | Planned - Floor Tiles:Renew Quarry Tile In Patch, unit of measure IT | Planned-4315AB | Y
M3NHFScheduleOfRatesCode | Planned/Floor Tiles:New Quarry Tiles | Planned - Floor Tiles:New Quarry Tiles, unit of measure SM | Planned-4315BA | Y | Y | Y | Y | Y
M3NHFScheduleOfRatesCode | Planned/Floor Tiles:New Quarry Tile In Patch | Planned - Floor Tiles:New Quarry Tile In Patch, unit of measure IT | Planned-4315BB | Y
M3NHFScheduleOfRatesCode | Planned/Floor Tiles:Rebed Quarry Tiles | Planned - Floor Tiles:Rebed Quarry Tiles, unit of measure SM | Planned-4315CA | Y | Y | Y | Y | Y
M3NHFScheduleOfRatesCode | Planned/Floor Tiles:Rebed Quarry Per Tile | Planned - Floor Tiles:Rebed Quarry Per Tile, unit of measure NO | Planned-4315CB | Y
M3NHFScheduleOfRatesCode | Planned/Tile Skirting:Renew Quarry Tiles | Planned - Tile Skirting:Renew Quarry Tiles, unit of measure LM | Planned-4317AA | Y | Y | Y | Y | Y
M3NHFScheduleOfRatesCode | Planned/Tile Skirting:Renew Individual Quarry Tile | Planned - Tile Skirting:Renew Individual Quarry Tile, unit of measure NO | Planned-4317AB | Y
M3NHFScheduleOfRatesCode | Planned/Tile Skirting:Lay New Quarry Tiles | Planned - Tile Skirting:Lay New Quarry Tiles, unit of measure LM | Planned-4317BA | Y | Y | Y | Y | Y
M3NHFScheduleOfRatesCode | Planned/Tile Skirting:Lay New Individual Quarry Tile | Planned - Tile Skirting:Lay New Individual Quarry Tile, unit of measure NO | Planned-4317BB | Y
M3NHFScheduleOfRatesCode | Planned/Tile Skirting:Rebed Quarry Tiles | Planned - Tile Skirting:Rebed Quarry Tiles, unit of measure LM | Planned-4317CA | Y | Y | Y | Y | Y
M3NHFScheduleOfRatesCode | Planned/Tile Skirting:Rebed Individual Quarry Tile | Planned - Tile Skirting:Rebed Individual Quarry Tile, unit of measure NO | Planned-4317CB | Y
M3NHFScheduleOfRatesCode | Planned/Tile Skirting:Remove Quarry Tiles | Planned - Tile Skirting:Remove Quarry Tiles, unit of measure LM | Planned-4317CC | Y
M3NHFScheduleOfRatesCode | Planned/Floor Tiles:Renew Ceramic Tiles | Planned - Floor Tiles:Renew Ceramic Tiles, unit of measure SM | Planned-4319AA | Y | Y | Y | Y | Y
M3NHFScheduleOfRatesCode | Planned/Floor Tiles:Renew Ceramic Tiles In Patch | Planned - Floor Tiles:Renew Ceramic Tiles In Patch, unit of measure IT | Planned-4319AB | Y
M3NHFScheduleOfRatesCode | Planned/Floor Tiles:New Ceramic Tiles | Planned - Floor Tiles:New Ceramic Tiles, unit of measure SM | Planned-4319BA | Y | Y | Y | Y | Y
M3NHFScheduleOfRatesCode | Planned/Floor Tiles:New Ceramic Tiles In Patch | Planned - Floor Tiles:New Ceramic Tiles In Patch, unit of measure IT | Planned-4319BB | Y
M3NHFScheduleOfRatesCode | Planned/Floor Tiles:Rebed Ceramic Tiles | Planned - Floor Tiles:Rebed Ceramic Tiles, unit of measure SM | Planned-4319CA | Y | Y | Y | Y | Y
M3NHFScheduleOfRatesCode | Planned/Floor Tiles:Rebed Ceramic Tiles In Patch | Planned - Floor Tiles:Rebed Ceramic Tiles In Patch, unit of measure NO | Planned-4319CB | Y
M3NHFScheduleOfRatesCode | Planned/Floor Tiles:Renew Non-Slip Ceramic Tiles In Patch | Planned - Floor Tiles:Renew Non-Slip Ceramic Tiles In Patch, unit of measure IT | Planned-4320AA | Y | Y | Y
M3NHFScheduleOfRatesCode | Planned/Floor Tiles:Renew Non-Slip Ceramic Tiles | Planned - Floor Tiles:Renew Non-Slip Ceramic Tiles, unit of measure SM | Planned-4320AB | Y | Y | Y
M3NHFScheduleOfRatesCode | Planned/Floor Tiles:New Non-Slip Ceramic Tiles In Patch | Planned - Floor Tiles:New Non-Slip Ceramic Tiles In Patch, unit of measure IT | Planned-4320AC | Y | Y | Y
M3NHFScheduleOfRatesCode | Planned/Floor Tiles:New Non-Slip Ceramic Tiles | Planned - Floor Tiles:New Non-Slip Ceramic Tiles, unit of measure SM | Planned-4320AD | Y | Y | Y
M3NHFScheduleOfRatesCode | Planned/Floor Tiles:Rebed Non-Slip Ceramic Patch-Per Tile | Planned - Floor Tiles:Rebed Non-Slip Ceramic Patch-Per Tile, unit of measure NO | Planned-4320AE | Y
M3NHFScheduleOfRatesCode | Planned/Floor Tiles:Rebed Non-Slip Ceramic Tiles | Planned - Floor Tiles:Rebed Non-Slip Ceramic Tiles, unit of measure SM | Planned-4320AF | Y
M3NHFScheduleOfRatesCode | Planned/Tile Skirting:Renew Ceramic Tiles | Planned - Tile Skirting:Renew Ceramic Tiles, unit of measure LM | Planned-4321AA | Y | Y | Y | Y | Y
M3NHFScheduleOfRatesCode | Planned/Tile Skirting:Renew Individual Ceramic Tile | Planned - Tile Skirting:Renew Individual Ceramic Tile, unit of measure NO | Planned-4321AB | Y
M3NHFScheduleOfRatesCode | Planned/Tile Skirting:Lay New Ceramic Tiles | Planned - Tile Skirting:Lay New Ceramic Tiles, unit of measure LM | Planned-4321BA | Y | Y | Y | Y | Y
M3NHFScheduleOfRatesCode | Planned/Tile Skirting:Lay New Individual Ceramic Tile | Planned - Tile Skirting:Lay New Individual Ceramic Tile, unit of measure NO | Planned-4321BB | Y
M3NHFScheduleOfRatesCode | Planned/Tile Skirting:Rebed Ceramic Tiles | Planned - Tile Skirting:Rebed Ceramic Tiles, unit of measure LM | Planned-4321CA | Y | Y | Y | Y | Y
M3NHFScheduleOfRatesCode | Planned/Tile Skirting:Rebed Single Ceramic Tile - Per Tile | Planned - Tile Skirting:Rebed Single Ceramic Tile - Per Tile, unit of measure NO | Planned-4321CB | Y
M3NHFScheduleOfRatesCode | Planned/Floor Tiles:Rake Out And Regrout | Planned - Floor Tiles:Rake Out And Regrout, unit of measure SM | Planned-4322AA | Y
M3NHFScheduleOfRatesCode | Planned/Floor Tiles:Hack Up Vinyl Tiles | Planned - Floor Tiles:Hack Up Vinyl Tiles, unit of measure SM | Planned-4323AA | Y | Y | Y | Y | Y
M3NHFScheduleOfRatesCode | Planned/Floor Tiles:Renew Vinyl Tiles | Planned - Floor Tiles:Renew Vinyl Tiles, unit of measure SM | Planned-4323BA | Y | Y | Y | Y | Y
M3NHFScheduleOfRatesCode | Planned/Floor Tiles:Renew Vinyl Tiles And Sub-Base | Planned - Floor Tiles:Renew Vinyl Tiles And Sub-Base, unit of measure SM | Planned-4323BB | Y | Y | Y | Y | Y
M3NHFScheduleOfRatesCode | Planned/Floor Tiles:Lay New Vinyl Tiles | Planned - Floor Tiles:Lay New Vinyl Tiles, unit of measure SM | Planned-4323CA | Y | Y | Y | Y | Y
M3NHFScheduleOfRatesCode | Planned/Floor Tiles:Lay New Vinyl Tiles And Sub-Base | Planned - Floor Tiles:Lay New Vinyl Tiles And Sub-Base, unit of measure SM | Planned-4323CB | Y | Y | Y | Y | Y
M3NHFScheduleOfRatesCode | Planned/Floor Tiles:Refix Vinyl Tiles | Planned - Floor Tiles:Refix Vinyl Tiles, unit of measure SM | Planned-4323DA | Y | Y | Y | Y | Y
M3NHFScheduleOfRatesCode | Planned/Floor Tiles:Refix Individual Vinyl Tile | Planned - Floor Tiles:Refix Individual Vinyl Tile, unit of measure NO | Planned-4323DB | Y
M3NHFScheduleOfRatesCode | Planned/Sheet Flooring:Renew Vinyl | Planned - Sheet Flooring:Renew Vinyl, unit of measure SM | Planned-4325AA | Y | Y | Y | Y | Y
M3NHFScheduleOfRatesCode | Planned/Sheet Flooring:Renew Vinyl And Sub-Base | Planned - Sheet Flooring:Renew Vinyl And Sub-Base, unit of measure SM | Planned-4325AB | Y | Y | Y | Y | Y
M3NHFScheduleOfRatesCode | Planned/Sheet Flooring:Hack Up Vinyl Tiles | Planned - Sheet Flooring:Hack Up Vinyl Tiles, unit of measure SM | Planned-4325AC | Y
M3NHFScheduleOfRatesCode | Planned/Sheet Flooring:Lay New Vinyl | Planned - Sheet Flooring:Lay New Vinyl, unit of measure SM | Planned-4325BA | Y | Y | Y | Y | Y
M3NHFScheduleOfRatesCode | Planned/Sheet Flooring:Lay New Vinyl And Sub-Base | Planned - Sheet Flooring:Lay New Vinyl And Sub-Base, unit of measure SM | Planned-4325BB | Y | Y | Y | Y | Y
M3NHFScheduleOfRatesCode | Planned/Sheet Flooring:Refix Flooring | Planned - Sheet Flooring:Refix Flooring, unit of measure SM | Planned-4325CA | Y | Y | Y | Y | Y
M3NHFScheduleOfRatesCode | Planned/Sheet Flooring:Renew Polysafe | Planned - Sheet Flooring:Renew Polysafe, unit of measure SM | Planned-4326AA | Y | Y | Y | Y | Y
M3NHFScheduleOfRatesCode | Planned/Sheet Flooring:Renew Polysafe And Sub-Base | Planned - Sheet Flooring:Renew Polysafe And Sub-Base, unit of measure SM | Planned-4326AB | Y | Y | Y | Y | Y
M3NHFScheduleOfRatesCode | Planned/Sheet Flooring:Refix Proprietary | Planned - Sheet Flooring:Refix Proprietary, unit of measure SM | Planned-4326AC | Y | Y | Y
M3NHFScheduleOfRatesCode | Planned/Sheet Flooring:Lay New Polysafe | Planned - Sheet Flooring:Lay New Polysafe, unit of measure SM | Planned-4326BA | Y | Y | Y | Y | Y
M3NHFScheduleOfRatesCode | Planned/Sheet Flooring:Lay New Proprietary And Sub-Base | Planned - Sheet Flooring:Lay New Proprietary And Sub-Base, unit of measure SM | Planned-4326BB | Y | Y | Y | Y | Y
M3NHFScheduleOfRatesCode | Planned/Sheet Flooring:Renew Proprietary To Staircase | Planned - Sheet Flooring:Renew Proprietary To Staircase, unit of measure SM | Planned-4326CA | Y | Y | Y
M3NHFScheduleOfRatesCode | Planned/Sheet Flooring:Renew Non-Slip And Sub-Base | Planned - Sheet Flooring:Renew Non-Slip And Sub-Base, unit of measure SM | Planned-4326CB | Y | Y | Y | Y | Y
M3NHFScheduleOfRatesCode | Planned/Sheet Flooring:Lay New Proprietary To Staircase | Planned - Sheet Flooring:Lay New Proprietary To Staircase, unit of measure SM | Planned-4326CC | Y | Y | Y
M3NHFScheduleOfRatesCode | Planned/Sheet Flooring:Lay New Non-Slip And Sub-Base | Planned - Sheet Flooring:Lay New Non-Slip And Sub-Base, unit of measure SM | Planned-4326CE | Y | Y | Y
M3NHFScheduleOfRatesCode | Planned/Sheet Flooring:Lay New Non-Slip | Planned - Sheet Flooring:Lay New Non-Slip, unit of measure SM | Planned-4326CF | Y | Y | Y
M3NHFScheduleOfRatesCode | Planned/Sheet Flooring:Lay New Non-Slip To Staircase | Planned - Sheet Flooring:Lay New Non-Slip To Staircase, unit of measure SM | Planned-4326CG | Y | Y | Y
M3NHFScheduleOfRatesCode | Planned/Wet Room:Renew Non-Slip Sheet Flooring +Sub-Base | Planned - Wet Room:Renew Non-Slip Sheet Flooring +Sub-Base, unit of measure SM | Planned-4326DA | Y | Y | Y
M3NHFScheduleOfRatesCode | Planned/Wet Room:Lay New Non-Slip Sheet Flooring +Sub-Base | Planned - Wet Room:Lay New Non-Slip Sheet Flooring +Sub-Base, unit of measure SM | Planned-4326DB | Y | Y | Y
M3NHFScheduleOfRatesCode | Planned/Skirting:Renew Vinyl Etc | Planned - Skirting:Renew Vinyl Etc, unit of measure LM | Planned-4327AA | Y | Y | Y | Y | Y
M3NHFScheduleOfRatesCode | Planned/Skirting:Refix Vinyl Etc | Planned - Skirting:Refix Vinyl Etc, unit of measure LM | Planned-4327BA | Y | Y | Y | Y | Y
M3NHFScheduleOfRatesCode | Planned/Carpet:Renew To Communal Areas | Planned - Carpet:Renew To Communal Areas, unit of measure SM | Planned-4328AA | Y | Y | Y | Y | Y
M3NHFScheduleOfRatesCode | Planned/Carpet:Renew To Communal Areas Underlay | Planned - Carpet:Renew To Communal Areas Underlay, unit of measure SM | Planned-4328AB | Y | Y | Y | Y | Y
M3NHFScheduleOfRatesCode | Planned/Carpet:Renew To Domestic Areas | Planned - Carpet:Renew To Domestic Areas, unit of measure SM | Planned-4328AC | Y | Y | Y | Y | Y
M3NHFScheduleOfRatesCode | Planned/Carpet:Renew Individual Carpet Tiles | Planned - Carpet:Renew Individual Carpet Tiles, unit of measure NO | Planned-4328BA | Y | Y | Y
M3NHFScheduleOfRatesCode | Planned/Carpet:Renew Patch Of Carpet Tiles Ne 2Sm | Planned - Carpet:Renew Patch Of Carpet Tiles Ne 2Sm, unit of measure IT | Planned-4328BB | Y | Y | Y
M3NHFScheduleOfRatesCode | Planned/Carpet:Renew Carpet Tiles | Planned - Carpet:Renew Carpet Tiles, unit of measure SM | Planned-4328BC | Y | Y | Y
M3NHFScheduleOfRatesCode | Planned/Carpet:Relay Individual Carpet Tiles | Planned - Carpet:Relay Individual Carpet Tiles, unit of measure NO | Planned-4328BD | Y | Y | Y
M3NHFScheduleOfRatesCode | Planned/Carpet:Relay Patch Of Carpet Tiles Ne 2Sm | Planned - Carpet:Relay Patch Of Carpet Tiles Ne 2Sm, unit of measure IT | Planned-4328BE | Y | Y | Y
M3NHFScheduleOfRatesCode | Planned/Carpet:Relay Carpet Tiles | Planned - Carpet:Relay Carpet Tiles, unit of measure SM | Planned-4328CA | Y | Y | Y
M3NHFScheduleOfRatesCode | Planned/Carpet:Renew Metal Door Strip - Proprietary | Planned - Carpet:Renew Metal Door Strip - Proprietary, unit of measure LM | Planned-4328DA | Y | Y | Y
M3NHFScheduleOfRatesCode | Planned/Carpet:Refix Metal Door Strip - Proprietary | Planned - Carpet:Refix Metal Door Strip - Proprietary, unit of measure LM | Planned-4328DB | Y | Y | Y
M3NHFScheduleOfRatesCode | Planned/Floor Plate:Renew Polished 350X350Mm Aluminium | Planned - Floor Plate:Renew Polished 350X350Mm Aluminium, unit of measure NO | Planned-4328EA | Y | Y | Y
M3NHFScheduleOfRatesCode | Planned/Floor Plate:Refix 350X350Mm Aluminium | Planned - Floor Plate:Refix 350X350Mm Aluminium, unit of measure NO | Planned-4328EB | Y | Y | Y
M3NHFScheduleOfRatesCode | Planned/Nosing:Renew Alloy Nosing To Step | Planned - Nosing:Renew Alloy Nosing To Step, unit of measure NO | Planned-4329AA | Y | Y | Y | Y | Y
M3NHFScheduleOfRatesCode | Planned/Nosing:Supply And Fix Nosing To Step | Planned - Nosing:Supply And Fix Nosing To Step, unit of measure NO | Planned-4329BA | Y | Y | Y | Y | Y
M3NHFScheduleOfRatesCode | Planned/Nosing:Refix To Step | Planned - Nosing:Refix To Step, unit of measure NO | Planned-4329CA | Y | Y | Y | Y | Y
M3NHFScheduleOfRatesCode | Planned/Nosing:Renew Pvcu Nosing To Step | Planned - Nosing:Renew Pvcu Nosing To Step, unit of measure NO | Planned-4329CB | Y
M3NHFScheduleOfRatesCode | Planned/Sealant To Perimeter:Renew To Flooring | Planned - Sealant To Perimeter:Renew To Flooring, unit of measure LM | Planned-4330AA | Y
M3NHFScheduleOfRatesCode | Planned/Suspended Ceilings:Renew Tile 600X600Mm | Planned - Suspended Ceilings:Renew Tile 600X600Mm, unit of measure NO | Planned-4332ZA | Y | Y | Y
M3NHFScheduleOfRatesCode | Planned/Suspended Ceilings:Renew Tile 1200X600Mm | Planned - Suspended Ceilings:Renew Tile 1200X600Mm, unit of measure NO | Planned-4332ZB | Y | Y | Y
M3NHFScheduleOfRatesCode | Planned/Suspended Ceilings:Renew 600Sq Tile Patch Ne 2Sm | Planned - Suspended Ceilings:Renew 600Sq Tile Patch Ne 2Sm, unit of measure IT | Planned-4332ZC | Y | Y | Y
M3NHFScheduleOfRatesCode | Planned/Susp Ceilings:Renew 600X1200 Tile Patch Ne 2Sm | Planned - Susp Ceilings:Renew 600X1200 Tile Patch Ne 2Sm, unit of measure IT | Planned-4332ZD | Y | Y | Y
M3NHFScheduleOfRatesCode | Planned/Suspended Ceilings:Renew 600Sq Tile Patch Over 2Sm | Planned - Suspended Ceilings:Renew 600Sq Tile Patch Over 2Sm, unit of measure SM | Planned-4332ZE | Y | Y | Y
M3NHFScheduleOfRatesCode | Planned/Susp Ceilings:Renew 600X1200 Tile Patch Over 2Sm | Planned - Susp Ceilings:Renew 600X1200 Tile Patch Over 2Sm, unit of measure SM | Planned-4332ZF | Y | Y | Y
M3NHFScheduleOfRatesCode | Planned/Suspended Ceiling:Repair To Grid | Planned - Suspended Ceiling:Repair To Grid, unit of measure SM | Planned-4332ZG | Y | Y | Y
M3NHFScheduleOfRatesCode | Planned/Ceiling:Install Soundproof System | Planned - Ceiling:Install Soundproof System, unit of measure SM | Planned-4340AA | Y | Y | Y | Y | Y
M3NHFScheduleOfRatesCode | Planned/Floor:Install Soundproof System | Planned - Floor:Install Soundproof System, unit of measure SM | Planned-4340BA | Y | Y | Y | Y | Y
M3NHFScheduleOfRatesCode | Planned/Gutter:Clean Out Prior To Decoration | Planned - Gutter:Clean Out Prior To Decoration, unit of measure LM | Planned-4350AA | Y | Y | Y | Y | Y
M3NHFScheduleOfRatesCode | Planned/Surface:Strip Back Surfaces Over 300Mm | Planned - Surface:Strip Back Surfaces Over 300Mm, unit of measure SM | Planned-4351AA | Y | Y | Y | Y | Y
M3NHFScheduleOfRatesCode | Planned/Surface:Strip Back Surfaces Ne 300Mm | Planned - Surface:Strip Back Surfaces Ne 300Mm, unit of measure LM | Planned-4351AB | Y | Y | Y | Y | Y
M3NHFScheduleOfRatesCode | Planned/Surface:Strip Back Windows | Planned - Surface:Strip Back Windows, unit of measure SM | Planned-4351EA | Y | Y | Y | Y | Y
M3NHFScheduleOfRatesCode | Planned/Surface:Strip Glazed Door | Planned - Surface:Strip Glazed Door, unit of measure NO | Planned-4351ED | Y | Y | Y | Y | Y
M3NHFScheduleOfRatesCode | Planned/Sealer:Apply One Coat To Walls And Ceilings | Planned - Sealer:Apply One Coat To Walls And Ceilings, unit of measure SM | Planned-4351FA | Y | Y | Y | Y | Y
M3NHFScheduleOfRatesCode | Planned/Windows:Washdown And Clean Pvcu External | Planned - Windows:Washdown And Clean Pvcu External, unit of measure SM | Planned-4352AA | Y | Y | Y | Y | Y
M3NHFScheduleOfRatesCode | Planned/Doors:Washdown And Clean Pvcu External | Planned - Doors:Washdown And Clean Pvcu External, unit of measure IT | Planned-4352AB | Y | Y | Y | Y | Y
M3NHFScheduleOfRatesCode | Planned/Cladding:Washdown Clean Pvcu | Planned - Cladding:Washdown Clean Pvcu, unit of measure SM | Planned-4352AC | Y | Y | Y | Y | Y
M3NHFScheduleOfRatesCode | Planned/Fascias:Washdown And Clean Pvcu | Planned - Fascias:Washdown And Clean Pvcu, unit of measure LM | Planned-4352AD | Y | Y | Y | Y | Y
M3NHFScheduleOfRatesCode | Planned/Gutters:Washdown And Clean Pvcu | Planned - Gutters:Washdown And Clean Pvcu, unit of measure LM | Planned-4352AE | Y | Y | Y | Y | Y
M3NHFScheduleOfRatesCode | Planned/Downpipes:Washdown And Clean Pvcu | Planned - Downpipes:Washdown And Clean Pvcu, unit of measure LM | Planned-4352AF | Y | Y | Y | Y | Y
M3NHFScheduleOfRatesCode | Planned/Canopy:Washdown And Clean Glass | Planned - Canopy:Washdown And Clean Glass, unit of measure SM | Planned-4352BA | Y | Y | Y
M3NHFScheduleOfRatesCode | Planned/Balcony:Washdown And Clean Glass | Planned - Balcony:Washdown And Clean Glass, unit of measure SM | Planned-4352BB | Y | Y | Y
M3NHFScheduleOfRatesCode | Planned/Roofing:Washdown And Clean Perspex | Planned - Roofing:Washdown And Clean Perspex, unit of measure SM | Planned-4352BC | Y | Y | Y
M3NHFScheduleOfRatesCode | Planned/Windows:Washdown And Clean Powder Coated | Planned - Windows:Washdown And Clean Powder Coated, unit of measure SM | Planned-4352CA | Y | Y | Y
M3NHFScheduleOfRatesCode | Planned/Doors:Washdown And Clean Powder Coated | Planned - Doors:Washdown And Clean Powder Coated, unit of measure IT | Planned-4352CB | Y | Y | Y
M3NHFScheduleOfRatesCode | Planned/Cladding:Washdown Clean Powder Coated | Planned - Cladding:Washdown Clean Powder Coated, unit of measure SM | Planned-4352CC | Y | Y | Y
M3NHFScheduleOfRatesCode | Planned/Fascias:Washdown And Clean Powder Coated | Planned - Fascias:Washdown And Clean Powder Coated, unit of measure LM | Planned-4352CD | Y | Y | Y
M3NHFScheduleOfRatesCode | Planned/Gutters:Washdown And Clean Powder Coated | Planned - Gutters:Washdown And Clean Powder Coated, unit of measure LM | Planned-4352CE | Y | Y | Y
M3NHFScheduleOfRatesCode | Planned/Downpipes:Washdown And Clean Powder Coated | Planned - Downpipes:Washdown And Clean Powder Coated, unit of measure LM | Planned-4352CF | Y | Y | Y
M3NHFScheduleOfRatesCode | Planned/Balcony:Washdown And Clean Powder Coated | Planned - Balcony:Washdown And Clean Powder Coated, unit of measure SM | Planned-4352CG | Y | Y | Y
M3NHFScheduleOfRatesCode | Planned/Canopy:Washdown And Clean Powder Coated | Planned - Canopy:Washdown And Clean Powder Coated, unit of measure SM | Planned-4352CH | Y | Y | Y
M3NHFScheduleOfRatesCode | Planned/Surfaces:Washdown And Clean Powder Coated | Planned - Surfaces:Washdown And Clean Powder Coated, unit of measure SM | Planned-4352CJ | Y | Y | Y
M3NHFScheduleOfRatesCode | Planned/Walls:Brush And Wash Down | Planned - Walls:Brush And Wash Down, unit of measure SM | Planned-4353AA | Y | Y | Y | Y | Y
M3NHFScheduleOfRatesCode | Planned/Walls:Brush, Wash, Fungicide | Planned - Walls:Brush, Wash, Fungicide, unit of measure SM | Planned-4353BA | Y | Y | Y | Y | Y
M3NHFScheduleOfRatesCode | Planned/Walls:Power Wash | Planned - Walls:Power Wash, unit of measure SM | Planned-4354AA | Y | Y | Y | Y | Y
M3NHFScheduleOfRatesCode | Planned/Cills:Power Wash | Planned - Cills:Power Wash, unit of measure LM | Planned-4354AB | Y | Y | Y | Y | Y
M3NHFScheduleOfRatesCode | Planned/Walls:Detergent Power Wash | Planned - Walls:Detergent Power Wash, unit of measure SM | Planned-4354AC | Y | Y | Y | Y | Y
M3NHFScheduleOfRatesCode | Planned/Roofs:Power Wash Asphalt | Planned - Roofs:Power Wash Asphalt, unit of measure SM | Planned-4354AD | Y | Y | Y | Y | Y
M3NHFScheduleOfRatesCode | Planned/Walls:1:2 Detergent Jet Wash | Planned - Walls:1:2 Detergent Jet Wash, unit of measure SM | Planned-4354AE | Y | Y | Y | Y | Y
M3NHFScheduleOfRatesCode | Planned/Walls:1:6 Hd Detergent Jet Wash | Planned - Walls:1:6 Hd Detergent Jet Wash, unit of measure SM | Planned-4354AF | Y | Y | Y | Y | Y
M3NHFScheduleOfRatesCode | Planned/Cladding:1:2 Detergent Jet Wash | Planned - Cladding:1:2 Detergent Jet Wash, unit of measure SM | Planned-4354AG | Y | Y | Y
M3NHFScheduleOfRatesCode | Planned/Roofs:Power Wash Tiling | Planned - Roofs:Power Wash Tiling, unit of measure SM | Planned-4354BA | Y | Y | Y | Y | Y
M3NHFScheduleOfRatesCode | Planned/Surfaces:Remove Graffiti-Rinse/Dry | Planned - Surfaces:Remove Graffiti-Rinse/Dry, unit of measure SM | Planned-4355AA | Y | Y | Y
M3NHFScheduleOfRatesCode | Planned/Graffiti:Clean-Chemicals | Planned - Graffiti:Clean-Chemicals, unit of measure SM | Planned-4355AB | Y | Y | Y
M3NHFScheduleOfRatesCode | Planned/Graffiti:Clean-Grit Blast | Planned - Graffiti:Clean-Grit Blast, unit of measure SM | Planned-4355AC | Y | Y | Y
M3NHFScheduleOfRatesCode | Planned/Surfaces:Apply Anti-Graffiti Paint | Planned - Surfaces:Apply Anti-Graffiti Paint, unit of measure SM | Planned-4355BA | Y | Y | Y
M3NHFScheduleOfRatesCode | Planned/Walls:Apply 2 Coats Masonry Paint | Planned - Walls:Apply 2 Coats Masonry Paint, unit of measure SM | Planned-4356AA | Y | Y | Y | Y | Y
M3NHFScheduleOfRatesCode | Planned/Walls:Apply 2 Coats Masonry Paint - Brick | Planned - Walls:Apply 2 Coats Masonry Paint - Brick, unit of measure SM | Planned-4356AB | Y | Y | Y | Y | Y
M3NHFScheduleOfRatesCode | Planned/Walls:Wash Apply 2 Coats Masonry Paint - Render | Planned - Walls:Wash Apply 2 Coats Masonry Paint - Render, unit of measure SM | Planned-4356AC | Y | Y | Y | Y | Y
M3NHFScheduleOfRatesCode | Planned/Walls:Wash Apply 2 Coats Masonry Paint - Brick | Planned - Walls:Wash Apply 2 Coats Masonry Paint - Brick, unit of measure SM | Planned-4356AD | Y | Y | Y | Y | Y
M3NHFScheduleOfRatesCode | Planned/Walls:Apply Sealer 2 Coats Masonry - Render | Planned - Walls:Apply Sealer 2 Coats Masonry - Render, unit of measure SM | Planned-4356BA | Y | Y | Y | Y | Y
M3NHFScheduleOfRatesCode | Planned/Walls:Apply Sealer 2 Coats Masonry - Brick | Planned - Walls:Apply Sealer 2 Coats Masonry - Brick, unit of measure SM | Planned-4356BB | Y | Y | Y | Y | Y
M3NHFScheduleOfRatesCode | Planned/Walls:Wash Apply Sealer 2 Coats Masonry - Render | Planned - Walls:Wash Apply Sealer 2 Coats Masonry - Render, unit of measure SM | Planned-4356BC | Y | Y | Y | Y | Y
M3NHFScheduleOfRatesCode | Planned/Walls:Wash Apply Sealer 2 Coats Masonry - Brick | Planned - Walls:Wash Apply Sealer 2 Coats Masonry - Brick, unit of measure SM | Planned-4356BD | Y | Y | Y | Y | Y
M3NHFScheduleOfRatesCode | Planned/Soffit:Wash Apply 2 Coats Smooth Masonry Paint | Planned - Soffit:Wash Apply 2 Coats Smooth Masonry Paint, unit of measure SM | Planned-4356CA | Y | Y | Y
M3NHFScheduleOfRatesCode | Planned/Soffit:Wash Apply Sealer 2 Coats Masonry Paint | Planned - Soffit:Wash Apply Sealer 2 Coats Masonry Paint, unit of measure SM | Planned-4356CB | Y | Y | Y
M3NHFScheduleOfRatesCode | Planned/Surfaces:Apply Anti Carbonation | Planned - Surfaces:Apply Anti Carbonation, unit of measure SM | Planned-4357AA | Y | Y | Y | Y | Y
M3NHFScheduleOfRatesCode | Planned/Surfaces:Anti Carb/Elastomeric Coating | Planned - Surfaces:Anti Carb/Elastomeric Coating, unit of measure LM | Planned-4357BA | Y | Y | Y | Y | Y
M3NHFScheduleOfRatesCode | Planned/Walls:Apply 2 Coats External Masonry W/Proofer | Planned - Walls:Apply 2 Coats External Masonry W/Proofer, unit of measure SM | Planned-4358AA | Y | Y | Y | Y | Y
M3NHFScheduleOfRatesCode | Planned/Walls:Sealer - 2 Coats External Masonry W/Proofer | Planned - Walls:Sealer - 2 Coats External Masonry W/Proofer, unit of measure SM | Planned-4358AB | Y | Y | Y | Y | Y
M3NHFScheduleOfRatesCode | Planned/Walls:Anti-Graffiti Flame Retardent Coatings | Planned - Walls:Anti-Graffiti Flame Retardent Coatings, unit of measure SM | Planned-4359AA | Y | Y | Y | Y | Y
M3NHFScheduleOfRatesCode | Planned/Walls:Wash Apply 2 Coats Masonry Paint | Planned - Walls:Wash Apply 2 Coats Masonry Paint, unit of measure SM | Planned-4360BA | Y | Y | Y | Y | Y
M3NHFScheduleOfRatesCode | Planned/Walls:Wash Sealer 2 Coats Smooth Masonry Paint | Planned - Walls:Wash Sealer 2 Coats Smooth Masonry Paint, unit of measure SM | Planned-4360BB | Y | Y | Y | Y | Y
M3NHFScheduleOfRatesCode | Planned/Walls:Apply Gloss Paint | Planned - Walls:Apply Gloss Paint, unit of measure SM | Planned-4361AA | Y | Y | Y | Y | Y
M3NHFScheduleOfRatesCode | Planned/Walls:Wash Apply Gloss Paint | Planned - Walls:Wash Apply Gloss Paint, unit of measure SM | Planned-4361AB | Y | Y | Y | Y | Y
M3NHFScheduleOfRatesCode | Planned/Garage Door:Prepare Prime Paint 2 Gloss | Planned - Garage Door:Prepare Prime Paint 2 Gloss, unit of measure IT | Planned-4362AA | Y | Y | Y | Y | Y
M3NHFScheduleOfRatesCode | Planned/Door Frame:Prepare Paint 2 Gloss Ne 300Mm | Planned - Door Frame:Prepare Paint 2 Gloss Ne 300Mm, unit of measure LM | Planned-4362BA | Y | Y | Y | Y | Y
M3NHFScheduleOfRatesCode | Planned/Door:Prepare Prime Paint 2 Gloss Metal Door | Planned - Door:Prepare Prime Paint 2 Gloss Metal Door, unit of measure IT | Planned-4362BB | Y | Y | Y | Y | Y
M3NHFScheduleOfRatesCode | Planned/Door:Prepare Prime Paint 2 Gloss Metal Glazed | Planned - Door:Prepare Prime Paint 2 Gloss Metal Glazed, unit of measure IT | Planned-4362BC | Y | Y | Y | Y | Y
M3NHFScheduleOfRatesCode | Planned/Window:Prepare Prime Paint 2 Gloss Metal | Planned - Window:Prepare Prime Paint 2 Gloss Metal, unit of measure SM | Planned-4362CB | Y | Y | Y | Y | Y
M3NHFScheduleOfRatesCode | Planned/Gates:Prepare Prime Paint Gate And Posts | Planned - Gates:Prepare Prime Paint Gate And Posts, unit of measure IT | Planned-4362DA | Y | Y | Y | Y | Y
M3NHFScheduleOfRatesCode | Planned/Balustrading:Prepare Prime Paint Surfaces | Planned - Balustrading:Prepare Prime Paint Surfaces, unit of measure SM | Planned-4362EA | Y | Y | Y | Y | Y
M3NHFScheduleOfRatesCode | Planned/Staircase:Prepare Prime Paint Metal Stairs | Planned - Staircase:Prepare Prime Paint Metal Stairs, unit of measure SM | Planned-4362FA | Y | Y | Y | Y | Y
M3NHFScheduleOfRatesCode | Planned/Gutter:Prepare Prime Paint Eaves Gutter | Planned - Gutter:Prepare Prime Paint Eaves Gutter, unit of measure LM | Planned-4362GA | Y | Y | Y | Y | Y
M3NHFScheduleOfRatesCode | Planned/Pipework:Prepare Prime Paint Ne 300Mm | Planned - Pipework:Prepare Prime Paint Ne 300Mm, unit of measure LM | Planned-4362HA | Y | Y | Y | Y | Y
M3NHFScheduleOfRatesCode | Planned/Pipework:Prepare Prime Paint Small Heating | Planned - Pipework:Prepare Prime Paint Small Heating, unit of measure LM | Planned-4362XA | Y | Y | Y | Y
M3NHFScheduleOfRatesCode | Planned/Garage Door:Rub Down Prepare Paint 2 Gloss | Planned - Garage Door:Rub Down Prepare Paint 2 Gloss, unit of measure IT | Planned-4363AA | Y | Y | Y | Y | Y
M3NHFScheduleOfRatesCode | Planned/Door Frame:Rub Down Prepare Paint 2 Gloss Ne 300Mm | Planned - Door Frame:Rub Down Prepare Paint 2 Gloss Ne 300Mm, unit of measure LM | Planned-4363BA | Y | Y | Y | Y | Y
M3NHFScheduleOfRatesCode | Planned/Door:Rub Down Prepare Paint 2 Gloss Metal Door | Planned - Door:Rub Down Prepare Paint 2 Gloss Metal Door, unit of measure IT | Planned-4363BB | Y | Y | Y | Y | Y
M3NHFScheduleOfRatesCode | Planned/Door:Rub Down Prepare Paint 2 Gloss Metal Glazed | Planned - Door:Rub Down Prepare Paint 2 Gloss Metal Glazed, unit of measure IT | Planned-4363BC | Y | Y | Y | Y | Y
M3NHFScheduleOfRatesCode | Planned/Window:Rub Down Prepare Paint 2 Gloss | Planned - Window:Rub Down Prepare Paint 2 Gloss, unit of measure SM | Planned-4363CA | Y | Y | Y | Y | Y
M3NHFScheduleOfRatesCode | Planned/Gates:Wire Prepare Paint 2 Gloss Gate And Posts | Planned - Gates:Wire Prepare Paint 2 Gloss Gate And Posts, unit of measure IT | Planned-4363DA | Y | Y | Y | Y | Y
M3NHFScheduleOfRatesCode | Planned/Balustrading:Wire Prepare Paint 2 Gloss Surfaces | Planned - Balustrading:Wire Prepare Paint 2 Gloss Surfaces, unit of measure SM | Planned-4363EA | Y | Y | Y | Y | Y
M3NHFScheduleOfRatesCode | Planned/Staircase:Wire Prepare Paint 2 Gloss Metal Stairs | Planned - Staircase:Wire Prepare Paint 2 Gloss Metal Stairs, unit of measure SM | Planned-4363FA | Y | Y | Y | Y | Y
M3NHFScheduleOfRatesCode | Planned/Gutter:Wire Prepare Paint 2 Gloss Eaves Gutter | Planned - Gutter:Wire Prepare Paint 2 Gloss Eaves Gutter, unit of measure LM | Planned-4363GA | Y | Y | Y | Y | Y
M3NHFScheduleOfRatesCode | Planned/Pipework:Wire Prepare Paint 2 Gloss Ne 300Mm | Planned - Pipework:Wire Prepare Paint 2 Gloss Ne 300Mm, unit of measure LM | Planned-4363HA | Y | Y | Y | Y | Y
M3NHFScheduleOfRatesCode | Planned/Garage Door:Rub Down Prepare Paint 1 Gloss | Planned - Garage Door:Rub Down Prepare Paint 1 Gloss, unit of measure IT | Planned-4364AA | Y | Y | Y | Y | Y
M3NHFScheduleOfRatesCode | Planned/Door Frame:Rub Down Prepare Paint 1 Gloss Ne 300Mm | Planned - Door Frame:Rub Down Prepare Paint 1 Gloss Ne 300Mm, unit of measure LM | Planned-4364AB | Y | Y | Y | Y | Y
M3NHFScheduleOfRatesCode | Planned/Door:Rub Down Prepare Paint 1 Gloss Metal Door | Planned - Door:Rub Down Prepare Paint 1 Gloss Metal Door, unit of measure IT | Planned-4364AC | Y | Y | Y | Y | Y
M3NHFScheduleOfRatesCode | Planned/Door:Rub Down Prepare Paint 1 Gloss Metal Glazed | Planned - Door:Rub Down Prepare Paint 1 Gloss Metal Glazed, unit of measure IT | Planned-4364AD | Y | Y | Y | Y | Y
M3NHFScheduleOfRatesCode | Planned/Window:Rub Down Prepare Paint 1 Gloss Metal | Planned - Window:Rub Down Prepare Paint 1 Gloss Metal, unit of measure SM | Planned-4364BB | Y | Y | Y | Y | Y
M3NHFScheduleOfRatesCode | Planned/Gates:Wire Prepare Paint 1 Gloss Gate And Posts | Planned - Gates:Wire Prepare Paint 1 Gloss Gate And Posts, unit of measure IT | Planned-4364CA | Y | Y | Y | Y | Y
M3NHFScheduleOfRatesCode | Planned/Balustrading:Wire Prepare Paint 1 Gloss Surfaces | Planned - Balustrading:Wire Prepare Paint 1 Gloss Surfaces, unit of measure SM | Planned-4364DA | Y | Y | Y | Y | Y
M3NHFScheduleOfRatesCode | Planned/Staircase:Wire Prepare Paint 1 Gloss Metal Stairs | Planned - Staircase:Wire Prepare Paint 1 Gloss Metal Stairs, unit of measure SM | Planned-4364EA | Y | Y | Y | Y | Y
M3NHFScheduleOfRatesCode | Planned/Gutter:Wire Prepare Paint 1 Gloss Eaves Gutter | Planned - Gutter:Wire Prepare Paint 1 Gloss Eaves Gutter, unit of measure LM | Planned-4364FA | Y | Y | Y | Y | Y
M3NHFScheduleOfRatesCode | Planned/Pipework:Wire Prepare Paint 1 Gloss Ne 300Mm | Planned - Pipework:Wire Prepare Paint 1 Gloss Ne 300Mm, unit of measure LM | Planned-4364GA | Y | Y | Y | Y | Y
M3NHFScheduleOfRatesCode | Planned/Gutter:Prepare 2 Coats Extended Life Paint Eaves | Planned - Gutter:Prepare 2 Coats Extended Life Paint Eaves, unit of measure LM | Planned-4364XX | Y | Y | Y | Y | Y
M3NHFScheduleOfRatesCode | Planned/Garage Door:Prepare 2 Coats Extended Life Paint | Planned - Garage Door:Prepare 2 Coats Extended Life Paint, unit of measure IT | Planned-4364ZA | Y | Y | Y
M3NHFScheduleOfRatesCode | Planned/Door Frames:Prep 2 Cts Extended Life Paint Ne300Mm | Planned - Door Frames:Prep 2 Cts Extended Life Paint Ne300Mm, unit of measure LM | Planned-4364ZB | Y | Y | Y
M3NHFScheduleOfRatesCode | Planned/Door:Prepare 2 Coats Extended Life Paint Metal | Planned - Door:Prepare 2 Coats Extended Life Paint Metal, unit of measure IT | Planned-4364ZC | Y | Y | Y
M3NHFScheduleOfRatesCode | Planned/Door:Prep 2 Coats Extended Life Paint Metal Glazed | Planned - Door:Prep 2 Coats Extended Life Paint Metal Glazed, unit of measure IT | Planned-4364ZD | Y | Y | Y
M3NHFScheduleOfRatesCode | Planned/Window:Prepare 2 Coats Extended Life Paint Metal | Planned - Window:Prepare 2 Coats Extended Life Paint Metal, unit of measure IT | Planned-4364ZE | Y | Y | Y
M3NHFScheduleOfRatesCode | Planned/Gates:Prep 2 Coats Extended Life Paint Gate+Posts | Planned - Gates:Prep 2 Coats Extended Life Paint Gate+Posts, unit of measure IT | Planned-4364ZF | Y | Y | Y
M3NHFScheduleOfRatesCode | Planned/Railings-Ornamental:2 Coats Extended Life Paint | Planned - Railings-Ornamental:2 Coats Extended Life Paint, unit of measure SM | Planned-4364ZG | Y | Y | Y
M3NHFScheduleOfRatesCode | Planned/Staircase:Prepare 2 Cts Extended Life Paint Metal | Planned - Staircase:Prepare 2 Cts Extended Life Paint Metal, unit of measure SM | Planned-4364ZH | Y | Y | Y
M3NHFScheduleOfRatesCode | Planned/Pipework:Prep 2 Coats Extended Life Paint Ne300Mm | Planned - Pipework:Prep 2 Coats Extended Life Paint Ne300Mm, unit of measure LM | Planned-4364ZJ | Y | Y | Y
M3NHFScheduleOfRatesCode | Planned/Railings-Plain Open:2 Coats Extended Life Paint | Planned - Railings-Plain Open:2 Coats Extended Life Paint, unit of measure SM | Planned-4364ZL | Y | Y | Y
M3NHFScheduleOfRatesCode | Planned/Railings-Close Type:2 Coats Extended Life Paint | Planned - Railings-Close Type:2 Coats Extended Life Paint, unit of measure SM | Planned-4364ZM | Y | Y | Y
M3NHFScheduleOfRatesCode | Planned/Railings-Hairpin:2 Coats Extended Life Paint | Planned - Railings-Hairpin:2 Coats Extended Life Paint, unit of measure SM | Planned-4364ZN | Y
M3NHFScheduleOfRatesCode | Planned/Surfaces:Apply 2 Coats Bitumen | Planned - Surfaces:Apply 2 Coats Bitumen, unit of measure SM | Planned-4365AA | Y | Y | Y | Y | Y
M3NHFScheduleOfRatesCode | Planned/Gutter:Apply 2 Coats Bitumen | Planned - Gutter:Apply 2 Coats Bitumen, unit of measure LM | Planned-4365BA | Y | Y | Y | Y | Y
M3NHFScheduleOfRatesCode | Planned/Pipes:Apply 2 Coats Bitumen | Planned - Pipes:Apply 2 Coats Bitumen, unit of measure LM | Planned-4365CA | Y | Y | Y | Y | Y
M3NHFScheduleOfRatesCode | Planned/Walls:Brush Apply Waterproofing Render | Planned - Walls:Brush Apply Waterproofing Render, unit of measure SM | Planned-4366AA | Y | Y | Y | Y | Y
M3NHFScheduleOfRatesCode | Planned/Walls:Brush Apply Waterproofing Brick | Planned - Walls:Brush Apply Waterproofing Brick, unit of measure SM | Planned-4366AB | Y | Y | Y | Y | Y
M3NHFScheduleOfRatesCode | Planned/Gutter:Prepare Prime Extended Life Paint Eaves | Planned - Gutter:Prepare Prime Extended Life Paint Eaves, unit of measure LM | Planned-4366XX | Y | Y | Y | Y | Y
M3NHFScheduleOfRatesCode | Planned/Garage Door:Prepare Prime Extended Life Paint | Planned - Garage Door:Prepare Prime Extended Life Paint, unit of measure IT | Planned-4366ZA | Y | Y | Y
M3NHFScheduleOfRatesCode | Planned/Door Frame:Prep Prime Extended Life Paint Ne 300Mm | Planned - Door Frame:Prep Prime Extended Life Paint Ne 300Mm, unit of measure LM | Planned-4366ZB | Y | Y | Y
M3NHFScheduleOfRatesCode | Planned/Door:Prepare Prime Extended Life Paint Metal | Planned - Door:Prepare Prime Extended Life Paint Metal, unit of measure IT | Planned-4366ZC | Y | Y | Y
M3NHFScheduleOfRatesCode | Planned/Door:Prep Prime Extended Life Paint Metal Glazed | Planned - Door:Prep Prime Extended Life Paint Metal Glazed, unit of measure IT | Planned-4366ZD | Y | Y | Y
M3NHFScheduleOfRatesCode | Planned/Window:Prepare Extended Life Paint Metal | Planned - Window:Prepare Extended Life Paint Metal, unit of measure SM | Planned-4366ZE | Y | Y | Y
M3NHFScheduleOfRatesCode | Planned/Gates:Prep Prime Extended Life Paint Gate + Posts | Planned - Gates:Prep Prime Extended Life Paint Gate + Posts, unit of measure IT | Planned-4366ZF | Y | Y | Y
M3NHFScheduleOfRatesCode | Planned/Railings-Ornamental:Prime Extended Life Paint | Planned - Railings-Ornamental:Prime Extended Life Paint, unit of measure SM | Planned-4366ZG | Y | Y | Y
M3NHFScheduleOfRatesCode | Planned/Staircase:Prepare Prime Extended Life Paint Metal | Planned - Staircase:Prepare Prime Extended Life Paint Metal, unit of measure SM | Planned-4366ZH | Y | Y | Y
M3NHFScheduleOfRatesCode | Planned/Pipework:Prepare Prime Extended Life Paint Ne300Mm | Planned - Pipework:Prepare Prime Extended Life Paint Ne300Mm, unit of measure LM | Planned-4366ZJ | Y | Y | Y
M3NHFScheduleOfRatesCode | Planned/Railings-Hairpin:Prime Extended Life Paint | Planned - Railings-Hairpin:Prime Extended Life Paint, unit of measure SM | Planned-4366ZK | Y | Y | Y
M3NHFScheduleOfRatesCode | Planned/Railings-Plain Open:Prime Extended Life Paint | Planned - Railings-Plain Open:Prime Extended Life Paint, unit of measure SM | Planned-4366ZL | Y | Y | Y
M3NHFScheduleOfRatesCode | Planned/Railings-Close Type:Prime Extended Life Paint | Planned - Railings-Close Type:Prime Extended Life Paint, unit of measure SM | Planned-4366ZM | Y | Y | Y
M3NHFScheduleOfRatesCode | Planned/Surfaces:Spray Paint Smooth Surface | Planned - Surfaces:Spray Paint Smooth Surface, unit of measure SM | Planned-4367AA | Y | Y | Y | Y | Y
M3NHFScheduleOfRatesCode | Planned/Surfaces:Spray Paint Textured Surface | Planned - Surfaces:Spray Paint Textured Surface, unit of measure SM | Planned-4367AB | Y | Y | Y | Y | Y
M3NHFScheduleOfRatesCode | Planned/Surfaces:Spray Paint Glaze Smooth Surface | Planned - Surfaces:Spray Paint Glaze Smooth Surface, unit of measure SM | Planned-4367AC | Y | Y | Y | Y | Y
M3NHFScheduleOfRatesCode | Planned/Surfaces:Spray Paint Glaze Textured Surface | Planned - Surfaces:Spray Paint Glaze Textured Surface, unit of measure SM | Planned-4367AD | Y | Y | Y | Y | Y
M3NHFScheduleOfRatesCode | Planned/Surfaces:Prepare 2 Coats Extended Life Paint | Planned - Surfaces:Prepare 2 Coats Extended Life Paint, unit of measure SM | Planned-4367ZN | Y | Y | Y
M3NHFScheduleOfRatesCode | Planned/Surfaces:Prepare 2 Cts Extended Life Paint Profile | Planned - Surfaces:Prepare 2 Cts Extended Life Paint Profile, unit of measure SM | Planned-4367ZP | Y | Y | Y
M3NHFScheduleOfRatesCode | Planned/Surfaces:Prime Paint General Surfaces Timber | Planned - Surfaces:Prime Paint General Surfaces Timber, unit of measure SM | Planned-4380AA | Y | Y | Y | Y | Y
M3NHFScheduleOfRatesCode | Planned/Fascias,Soffits Etc:Prime Paint Timber Ne 300Mm | Planned - Fascias,Soffits Etc:Prime Paint Timber Ne 300Mm, unit of measure LM | Planned-4380AB | Y | Y | Y
M3NHFScheduleOfRatesCode | Planned/Window:Prepare Prime Paint Timber | Planned - Window:Prepare Prime Paint Timber, unit of measure SM | Planned-4380BA | Y | Y | Y | Y | Y
M3NHFScheduleOfRatesCode | Planned/Frame:Prepare Prime Paint Timber Ne 300Mm | Planned - Frame:Prepare Prime Paint Timber Ne 300Mm, unit of measure LM | Planned-4380CA | Y | Y | Y | Y | Y
M3NHFScheduleOfRatesCode | Planned/Door:Prepare Prime Paint Timber Glazed Door (O/S) | Planned - Door:Prepare Prime Paint Timber Glazed Door (O/S), unit of measure IT | Planned-4380DA | Y | Y | Y | Y | Y
M3NHFScheduleOfRatesCode | Planned/Door:Prepare Prime Paint Timber Glazed Door (B/S) | Planned - Door:Prepare Prime Paint Timber Glazed Door (B/S), unit of measure IT | Planned-4380DB | Y | Y | Y | Y | Y
M3NHFScheduleOfRatesCode | Planned/Door:Prepare Prime Paint Timber Door (O/S) | Planned - Door:Prepare Prime Paint Timber Door (O/S), unit of measure IT | Planned-4380DC | Y | Y | Y | Y | Y
M3NHFScheduleOfRatesCode | Planned/Door:Prepare Prime Paint Timber Door (B/S) | Planned - Door:Prepare Prime Paint Timber Door (B/S), unit of measure IT | Planned-4380DD | Y | Y | Y | Y | Y
M3NHFScheduleOfRatesCode | Planned/Fencing:Prepare Prime Paint Timber Fence Ne 300Mm | Planned - Fencing:Prepare Prime Paint Timber Fence Ne 300Mm, unit of measure LM | Planned-4380EA | Y | Y | Y | Y | Y
M3NHFScheduleOfRatesCode | Planned/Fencing Isolated:Prepare Prime Paint Ne 300Mm | Planned - Fencing Isolated:Prepare Prime Paint Ne 300Mm, unit of measure LM | Planned-4380EB | Y | Y | Y
M3NHFScheduleOfRatesCode | Planned/Fencing Open Type:Prepare Prime Paint Timber | Planned - Fencing Open Type:Prepare Prime Paint Timber, unit of measure SM | Planned-4380EC | Y | Y | Y
M3NHFScheduleOfRatesCode | Planned/Fencing Close Type:Prepare Prime Paint Timber | Planned - Fencing Close Type:Prepare Prime Paint Timber, unit of measure SM | Planned-4380ED | Y | Y | Y
M3NHFScheduleOfRatesCode | Planned/Gates:Prepare Prime Paint Timber Gates Posts | Planned - Gates:Prepare Prime Paint Timber Gates Posts, unit of measure SM | Planned-4380FA | Y | Y | Y | Y | Y
M3NHFScheduleOfRatesCode | Planned/Surfaces:Prepare 2 Gloss General Surfaces Timber | Planned - Surfaces:Prepare 2 Gloss General Surfaces Timber, unit of measure SM | Planned-4381AA | Y | Y | Y | Y | Y
M3NHFScheduleOfRatesCode | Planned/Fascias,Soffits Etc:Paint 2 Gloss Timber Ne 300Mm | Planned - Fascias,Soffits Etc:Paint 2 Gloss Timber Ne 300Mm, unit of measure LM | Planned-4381AB | Y | Y | Y
M3NHFScheduleOfRatesCode | Planned/Window:Prepare Paint 2 Gloss Timber | Planned - Window:Prepare Paint 2 Gloss Timber, unit of measure SM | Planned-4381BB | Y | Y | Y | Y | Y
M3NHFScheduleOfRatesCode | Planned/Door Frame:Paint 2 Gloss Timber Ne 300Mm | Planned - Door Frame:Paint 2 Gloss Timber Ne 300Mm, unit of measure LM | Planned-4381CA | Y | Y | Y | Y | Y
M3NHFScheduleOfRatesCode | Planned/Door:Paint 2 Gloss Timber Glazed Door (O/S) | Planned - Door:Paint 2 Gloss Timber Glazed Door (O/S), unit of measure IT | Planned-4381DA | Y | Y | Y | Y | Y
M3NHFScheduleOfRatesCode | Planned/Door:Paint 2 Gloss Timber Glazed Door (B/S) | Planned - Door:Paint 2 Gloss Timber Glazed Door (B/S), unit of measure IT | Planned-4381DB | Y | Y | Y | Y | Y
M3NHFScheduleOfRatesCode | Planned/Door:Paint 2 Gloss Timber Door (O/S) | Planned - Door:Paint 2 Gloss Timber Door (O/S), unit of measure IT | Planned-4381DC | Y | Y | Y | Y | Y
M3NHFScheduleOfRatesCode | Planned/Door:Paint 2 Gloss Timber Door (B/S) | Planned - Door:Paint 2 Gloss Timber Door (B/S), unit of measure IT | Planned-4381DD | Y | Y | Y | Y | Y
M3NHFScheduleOfRatesCode | Planned/Fencing Isolated:Prepare 2 Gloss Ne 300Mm | Planned - Fencing Isolated:Prepare 2 Gloss Ne 300Mm, unit of measure LM | Planned-4381EA | Y | Y | Y | Y | Y
M3NHFScheduleOfRatesCode | Planned/Fencing Open Type:Prepare 2 Gloss Timber | Planned - Fencing Open Type:Prepare 2 Gloss Timber, unit of measure SM | Planned-4381EB | Y | Y | Y
M3NHFScheduleOfRatesCode | Planned/Fencing Close Type:Prepare 2 Gloss Timber | Planned - Fencing Close Type:Prepare 2 Gloss Timber, unit of measure SM | Planned-4381EC | Y | Y | Y
M3NHFScheduleOfRatesCode | Planned/Fencing Isolated:Prepare 1 Gloss Ne 300Mm | Planned - Fencing Isolated:Prepare 1 Gloss Ne 300Mm, unit of measure LM | Planned-4381ED | Y
M3NHFScheduleOfRatesCode | Planned/Gates:Prepare 2 Gloss Timber Gates Posts | Planned - Gates:Prepare 2 Gloss Timber Gates Posts, unit of measure SM | Planned-4381FA | Y | Y | Y | Y | Y
M3NHFScheduleOfRatesCode | Planned/Balustrading Open Type:Prepare 2 Gloss Timber | Planned - Balustrading Open Type:Prepare 2 Gloss Timber, unit of measure SM | Planned-4381GA | Y
M3NHFScheduleOfRatesCode | Planned/Balustrading Close Type:Prepare 2 Gloss Timber | Planned - Balustrading Close Type:Prepare 2 Gloss Timber, unit of measure SM | Planned-4381GB | Y
M3NHFScheduleOfRatesCode | Planned/Surfaces:Prepare 1 Gloss General Surfaces Timber | Planned - Surfaces:Prepare 1 Gloss General Surfaces Timber, unit of measure SM | Planned-4381HA | Y | Y | Y | Y | Y
M3NHFScheduleOfRatesCode | Planned/Fascias,Soffits Etc:Paint 1 Gloss Timber Ne 300Mm | Planned - Fascias,Soffits Etc:Paint 1 Gloss Timber Ne 300Mm, unit of measure LM | Planned-4381HB | Y | Y | Y
M3NHFScheduleOfRatesCode | Planned/Surfaces:Prepare 1 Gloss Ne 300Mm Timber | Planned - Surfaces:Prepare 1 Gloss Ne 300Mm Timber, unit of measure LM | Planned-4381HC | Y | Y | Y
M3NHFScheduleOfRatesCode | Planned/Window:Prepare 1 Gloss Timber | Planned - Window:Prepare 1 Gloss Timber, unit of measure SM | Planned-4381JB | Y | Y | Y | Y | Y
M3NHFScheduleOfRatesCode | Planned/Door Frame:Prepare 1 Gloss Timber Ne 300Mm | Planned - Door Frame:Prepare 1 Gloss Timber Ne 300Mm, unit of measure LM | Planned-4381KA | Y | Y | Y | Y | Y
M3NHFScheduleOfRatesCode | Planned/Door:Paint 1 Gloss Timber Glazed Door (O/S) | Planned - Door:Paint 1 Gloss Timber Glazed Door (O/S), unit of measure IT | Planned-4381LA | Y | Y | Y | Y | Y
M3NHFScheduleOfRatesCode | Planned/Door:Paint 1 Gloss Timber Glazed Door (B/S) | Planned - Door:Paint 1 Gloss Timber Glazed Door (B/S), unit of measure IT | Planned-4381LB | Y | Y | Y | Y | Y
M3NHFScheduleOfRatesCode | Planned/Door:Paint 1 Gloss Timber Door (O/S) | Planned - Door:Paint 1 Gloss Timber Door (O/S), unit of measure IT | Planned-4381LC | Y | Y | Y | Y | Y
M3NHFScheduleOfRatesCode | Planned/Door:Paint 1 Gloss Timber Door (B/S) | Planned - Door:Paint 1 Gloss Timber Door (B/S), unit of measure IT | Planned-4381LD | Y | Y | Y | Y | Y
M3NHFScheduleOfRatesCode | Planned/Fencing:Paint Timber Fence Ne 300Mm - 2 Ext | Planned - Fencing:Paint Timber Fence Ne 300Mm - 2 Ext, unit of measure LM | Planned-4381MA | Y | Y | Y | Y | Y
M3NHFScheduleOfRatesCode | Planned/Fencing Open Type:Prepare 1 Gloss Timber | Planned - Fencing Open Type:Prepare 1 Gloss Timber, unit of measure SM | Planned-4381MB | Y | Y | Y
M3NHFScheduleOfRatesCode | Planned/Fencing Close Type:Prepare 1 Gloss Timber | Planned - Fencing Close Type:Prepare 1 Gloss Timber, unit of measure SM | Planned-4381MC | Y | Y | Y
M3NHFScheduleOfRatesCode | Planned/Gates:Prepare 1 Gloss Timber Gates Posts | Planned - Gates:Prepare 1 Gloss Timber Gates Posts, unit of measure SM | Planned-4381NA | Y | Y | Y | Y | Y
M3NHFScheduleOfRatesCode | Planned/Surfaces:Prepare Prime 3 Coats Decorative Stain | Planned - Surfaces:Prepare Prime 3 Coats Decorative Stain, unit of measure SM | Planned-4382AA | Y | Y | Y | Y | Y
M3NHFScheduleOfRatesCode | Planned/Fascias,Soffits Etc:3 Coats Dec Stain Ne 300Mm | Planned - Fascias,Soffits Etc:3 Coats Dec Stain Ne 300Mm, unit of measure LM | Planned-4382AB | Y
M3NHFScheduleOfRatesCode | Planned/Window:Prepare Prime 3 Coats Decorative Stain | Planned - Window:Prepare Prime 3 Coats Decorative Stain, unit of measure SM | Planned-4382BB | Y | Y | Y | Y | Y
M3NHFScheduleOfRatesCode | Planned/Frame:Prepare 3 Coats Decorative Frame Ne 300Mm | Planned - Frame:Prepare 3 Coats Decorative Frame Ne 300Mm, unit of measure LM | Planned-4382CA | Y | Y | Y | Y | Y
M3NHFScheduleOfRatesCode | Planned/Door:Prepare 3 Coats Decorative Stain (O/S) | Planned - Door:Prepare 3 Coats Decorative Stain (O/S), unit of measure IT | Planned-4382DA | Y | Y | Y | Y | Y
M3NHFScheduleOfRatesCode | Planned/Door:Prepare 3 Coats Decorative Stain (B/S) | Planned - Door:Prepare 3 Coats Decorative Stain (B/S), unit of measure IT | Planned-4382DB | Y | Y | Y | Y | Y
M3NHFScheduleOfRatesCode | Planned/Door:Prepare 3 Coat Decorative Stain Glazed (O/S) | Planned - Door:Prepare 3 Coat Decorative Stain Glazed (O/S), unit of measure IT | Planned-4382DC | Y | Y | Y | Y | Y
M3NHFScheduleOfRatesCode | Planned/Door:Prepare 3 Coat Decorative Stain Glazed (B/S) | Planned - Door:Prepare 3 Coat Decorative Stain Glazed (B/S), unit of measure IT | Planned-4382DD | Y | Y | Y | Y | Y
M3NHFScheduleOfRatesCode | Planned/Fencing:Prepare 3 Coats Decorative Stain Ne 300Mm | Planned - Fencing:Prepare 3 Coats Decorative Stain Ne 300Mm, unit of measure LM | Planned-4382EA | Y | Y | Y | Y | Y
M3NHFScheduleOfRatesCode | Planned/Gates:Prepare 2 Coats Decorative Stain Gate Posts | Planned - Gates:Prepare 2 Coats Decorative Stain Gate Posts, unit of measure IT | Planned-4382FA | Y | Y | Y | Y | Y
M3NHFScheduleOfRatesCode | Planned/Surfaces:Apply 3 Coats Decorative Stain - Existing | Planned - Surfaces:Apply 3 Coats Decorative Stain - Existing, unit of measure SM | Planned-4383AA | Y | Y | Y | Y | Y
M3NHFScheduleOfRatesCode | Planned/Surfaces:Prepare 2 Coats Decorative Stain | Planned - Surfaces:Prepare 2 Coats Decorative Stain, unit of measure SM | Planned-4383AB | Y | Y | Y
M3NHFScheduleOfRatesCode | Planned/Window:Prepare 2 Coats Decorative Stain | Planned - Window:Prepare 2 Coats Decorative Stain, unit of measure SM | Planned-4383BB | Y | Y | Y | Y | Y
M3NHFScheduleOfRatesCode | Planned/Door Frame:Prepare 2 Coats Decorative Ne 300Mm | Planned - Door Frame:Prepare 2 Coats Decorative Ne 300Mm, unit of measure LM | Planned-4383CA | Y | Y | Y | Y | Y
M3NHFScheduleOfRatesCode | Planned/Door:Prepare 2 Coats Decorative Stain (O/S) | Planned - Door:Prepare 2 Coats Decorative Stain (O/S), unit of measure IT | Planned-4383DA | Y | Y | Y | Y | Y
M3NHFScheduleOfRatesCode | Planned/Door:Prepare 2 Coats Decorative Stain (B/S) | Planned - Door:Prepare 2 Coats Decorative Stain (B/S), unit of measure IT | Planned-4383DB | Y | Y | Y | Y | Y
M3NHFScheduleOfRatesCode | Planned/Door:Prepare 2 Coats Decorative Stain Glazed (O/S) | Planned - Door:Prepare 2 Coats Decorative Stain Glazed (O/S), unit of measure IT | Planned-4383DC | Y | Y | Y | Y | Y
M3NHFScheduleOfRatesCode | Planned/Door:Prepare 2 Coats Decorative Stain Glazed (B/S) | Planned - Door:Prepare 2 Coats Decorative Stain Glazed (B/S), unit of measure IT | Planned-4383DD | Y | Y | Y | Y | Y
M3NHFScheduleOfRatesCode | Planned/Fencing:Prepare 2 Cts Dec Stain Ne 300Mm Existing | Planned - Fencing:Prepare 2 Cts Dec Stain Ne 300Mm Existing, unit of measure LM | Planned-4383ES | Y | Y | Y | Y | Y
M3NHFScheduleOfRatesCode | Planned/Gates:Prepare 3 Coats Decorative Stain Gates Posts | Planned - Gates:Prepare 3 Coats Decorative Stain Gates Posts, unit of measure IT | Planned-4383FA | Y | Y | Y | Y | Y
M3NHFScheduleOfRatesCode | Planned/Walls:Prepare 2 Coats Bitumin Damp Proof | Planned - Walls:Prepare 2 Coats Bitumin Damp Proof, unit of measure SM | Planned-4384AA | Y | Y | Y | Y | Y
M3NHFScheduleOfRatesCode | Planned/Pipework:Prepare 2 Coats Anti Climb To Pipes | Planned - Pipework:Prepare 2 Coats Anti Climb To Pipes, unit of measure LM | Planned-4386AA | Y | Y | Y | Y | Y
M3NHFScheduleOfRatesCode | Planned/Walls:Prepare Apply 2 Coats Anti Climb | Planned - Walls:Prepare Apply 2 Coats Anti Climb, unit of measure SM | Planned-4386XX | Y | Y | Y | Y | Y
M3NHFScheduleOfRatesCode | Planned/Surfaces:Prepare 3 Coats Polyurethane Timber | Planned - Surfaces:Prepare 3 Coats Polyurethane Timber, unit of measure SM | Planned-4387AA | Y | Y | Y | Y | Y
M3NHFScheduleOfRatesCode | Planned/Window:Prepare 3 Coats Polyurethane New Timber | Planned - Window:Prepare 3 Coats Polyurethane New Timber, unit of measure SM | Planned-4387BB | Y | Y | Y | Y | Y
M3NHFScheduleOfRatesCode | Planned/Door Frame:Polyurethane Timber Ne 300Mm - New | Planned - Door Frame:Polyurethane Timber Ne 300Mm - New, unit of measure LM | Planned-4387CA | Y | Y | Y | Y | Y
M3NHFScheduleOfRatesCode | Planned/Door:Prepare 3 Coat Polyurethane Glazed Door (O/S) | Planned - Door:Prepare 3 Coat Polyurethane Glazed Door (O/S), unit of measure IT | Planned-4387DA | Y | Y | Y | Y | Y
M3NHFScheduleOfRatesCode | Planned/Door:Prepare 3 Coat Polyurethane Glazed Door (B/S) | Planned - Door:Prepare 3 Coat Polyurethane Glazed Door (B/S), unit of measure IT | Planned-4387DB | Y | Y | Y | Y | Y
M3NHFScheduleOfRatesCode | Planned/Door:3 Coats Polyurethane Timber Door (O/S) | Planned - Door:3 Coats Polyurethane Timber Door (O/S), unit of measure IT | Planned-4387DC | Y | Y | Y | Y | Y
M3NHFScheduleOfRatesCode | Planned/Door:3 Coats Polyurethane Timber Door (B/S) | Planned - Door:3 Coats Polyurethane Timber Door (B/S), unit of measure IT | Planned-4387DD | Y | Y | Y | Y | Y
M3NHFScheduleOfRatesCode | Planned/Surfaces:Wash 2 Coats Polyurethane Timber | Planned - Surfaces:Wash 2 Coats Polyurethane Timber, unit of measure SM | Planned-4388AA | Y | Y | Y | Y | Y
M3NHFScheduleOfRatesCode | Planned/Window:Wash 2 Coats Polyurethane Timber | Planned - Window:Wash 2 Coats Polyurethane Timber, unit of measure SM | Planned-4388BB | Y | Y | Y | Y | Y
M3NHFScheduleOfRatesCode | Planned/Door Frame:Polyurethane Timber Ne 300Mm - Existing | Planned - Door Frame:Polyurethane Timber Ne 300Mm - Existing, unit of measure LM | Planned-4388CA | Y | Y | Y | Y | Y
M3NHFScheduleOfRatesCode | Planned/Door:Wash 2 Coats Polyurethane Glazed Door (O/S) | Planned - Door:Wash 2 Coats Polyurethane Glazed Door (O/S), unit of measure IT | Planned-4388DA | Y | Y | Y | Y | Y
M3NHFScheduleOfRatesCode | Planned/Door:Wash 2 Coats Polyurethane Glazed Door (B/S) | Planned - Door:Wash 2 Coats Polyurethane Glazed Door (B/S), unit of measure IT | Planned-4388DB | Y | Y | Y | Y | Y
M3NHFScheduleOfRatesCode | Planned/Door:Wash 2 Coats Polyurethane Timber Door (O/S) | Planned - Door:Wash 2 Coats Polyurethane Timber Door (O/S), unit of measure IT | Planned-4388DC | Y | Y | Y | Y | Y
M3NHFScheduleOfRatesCode | Planned/Door:Wash 2 Coats Polyurethane Timber Door (B/S) | Planned - Door:Wash 2 Coats Polyurethane Timber Door (B/S), unit of measure IT | Planned-4388DD | Y | Y | Y | Y | Y
M3NHFScheduleOfRatesCode | Planned/Surfaces:Apply 2 Coats Creosote | Planned - Surfaces:Apply 2 Coats Creosote, unit of measure SM | Planned-4390AA | Y | Y | Y | Y | Y
M3NHFScheduleOfRatesCode | Planned/Fencing:Apply 2 Coats Creosote | Planned - Fencing:Apply 2 Coats Creosote, unit of measure SM | Planned-4390BA | Y | Y | Y | Y | Y
M3NHFScheduleOfRatesCode | Planned/Gates:Apply 2 Coats Creosote | Planned - Gates:Apply 2 Coats Creosote, unit of measure SM | Planned-4390CA | Y | Y | Y | Y | Y
M3NHFScheduleOfRatesCode | Planned/Surfaces:Apply 2 Coats Preservative | Planned - Surfaces:Apply 2 Coats Preservative, unit of measure SM | Planned-4391AA | Y | Y | Y | Y | Y
M3NHFScheduleOfRatesCode | Planned/Fencing:Apply 2 Coats Preservative | Planned - Fencing:Apply 2 Coats Preservative, unit of measure SM | Planned-4391BA | Y | Y | Y | Y | Y
M3NHFScheduleOfRatesCode | Planned/Gates:Apply 2 Coats Preservative | Planned - Gates:Apply 2 Coats Preservative, unit of measure SM | Planned-4391CA | Y | Y | Y | Y | Y
M3NHFScheduleOfRatesCode | Planned/Sheds:Apply 2 Coats Preservative | Planned - Sheds:Apply 2 Coats Preservative, unit of measure SM | Planned-4391DA | Y | Y | Y
M3NHFScheduleOfRatesCode | Planned/Surfaces:Apply 1 Coat Opaque Preservative | Planned - Surfaces:Apply 1 Coat Opaque Preservative, unit of measure SM | Planned-4392AA | Y | Y | Y
M3NHFScheduleOfRatesCode | Planned/Fencing Open Type:Apply 1 Coat Opaque Preservative | Planned - Fencing Open Type:Apply 1 Coat Opaque Preservative, unit of measure SM | Planned-4392BA | Y | Y | Y
M3NHFScheduleOfRatesCode | Planned/Fencing Close Type:Apply 1 Ct Opaque Preservative | Planned - Fencing Close Type:Apply 1 Ct Opaque Preservative, unit of measure SM | Planned-4392BB | Y | Y | Y
M3NHFScheduleOfRatesCode | Planned/Surfaces:Apply 2 Coat Opaque Preservative | Planned - Surfaces:Apply 2 Coat Opaque Preservative, unit of measure SM | Planned-4392CA | Y | Y | Y
M3NHFScheduleOfRatesCode | Planned/Fencing Open Type:Apply 2 Coat Opaque Preservative | Planned - Fencing Open Type:Apply 2 Coat Opaque Preservative, unit of measure SM | Planned-4392DA | Y | Y | Y
M3NHFScheduleOfRatesCode | Planned/Fencing Close Type:Apply 2 Cts Opaque Preservative | Planned - Fencing Close Type:Apply 2 Cts Opaque Preservative, unit of measure SM | Planned-4392DB | Y | Y | Y
M3NHFScheduleOfRatesCode | Planned/Gates:Apply 1 Coat Opaque Preservative | Planned - Gates:Apply 1 Coat Opaque Preservative, unit of measure SM | Planned-4392XX | Y | Y | Y | Y | Y
M3NHFScheduleOfRatesCode | Planned/Gates:Apply 2 Coat Opaque Preservative | Planned - Gates:Apply 2 Coat Opaque Preservative, unit of measure SM | Planned-4392XZ | Y | Y | Y | Y | Y
M3NHFScheduleOfRatesCode | Planned/Cills:Apply Tile Paint | Planned - Cills:Apply Tile Paint, unit of measure LM | Planned-4393AA | Y | Y | Y | Y | Y
M3NHFScheduleOfRatesCode | Planned/Steps:Apply Tile Paint | Planned - Steps:Apply Tile Paint, unit of measure LM | Planned-4393BA | Y | Y | Y | Y | Y
M3NHFScheduleOfRatesCode | Planned/Numeral:Paint 50Mm High | Planned - Numeral:Paint 50Mm High, unit of measure NO | Planned-4396AA | Y | Y | Y
M3NHFScheduleOfRatesCode | Planned/Numeral:Paint 100Mm High | Planned - Numeral:Paint 100Mm High, unit of measure NO | Planned-4396AB | Y | Y | Y
M3NHFScheduleOfRatesCode | Planned/Numeral:Paint 150Mm High | Planned - Numeral:Paint 150Mm High, unit of measure NO | Planned-4396AC | Y | Y | Y
M3NHFScheduleOfRatesCode | Planned/Numeral:Paint 200Mm High | Planned - Numeral:Paint 200Mm High, unit of measure NO | Planned-4396AD | Y | Y | Y
M3NHFScheduleOfRatesCode | Planned/Numeral:Paint 300Mm High | Planned - Numeral:Paint 300Mm High, unit of measure NO | Planned-4396AE | Y | Y | Y
M3NHFScheduleOfRatesCode | Planned/Wash:Wash Surfaces To Any Room | Planned - Wash:Wash Surfaces To Any Room, unit of measure IT | Planned-4410AA | Y | Y | Y | Y | Y
M3NHFScheduleOfRatesCode | Planned/Wash:Wash Surfaces Of Hall Landing Stair | Planned - Wash:Wash Surfaces Of Hall Landing Stair, unit of measure IT | Planned-4410BA | Y | Y | Y | Y | Y
M3NHFScheduleOfRatesCode | Planned/Room:Preparation For Decoration By Others | Planned - Room:Preparation For Decoration By Others, unit of measure IT | Planned-4410BC | Y
M3NHFScheduleOfRatesCode | Planned/Windows:Washdown And Clean Pvcu Internal | Planned - Windows:Washdown And Clean Pvcu Internal, unit of measure SM | Planned-4411AA | Y | Y | Y
M3NHFScheduleOfRatesCode | Planned/Doors:Washdown And Clean Pvcu Internal | Planned - Doors:Washdown And Clean Pvcu Internal, unit of measure IT | Planned-4411AB | Y | Y | Y
M3NHFScheduleOfRatesCode | Planned/Doors:Washdown And Clean Flush | Planned - Doors:Washdown And Clean Flush, unit of measure IT | Planned-4412AA | Y | Y | Y
M3NHFScheduleOfRatesCode | Planned/Doors:Washdown And Clean Glazed | Planned - Doors:Washdown And Clean Glazed, unit of measure IT | Planned-4412AB | Y | Y | Y
M3NHFScheduleOfRatesCode | Planned/Ceilings:Strip Polystyrene Tiles | Planned - Ceilings:Strip Polystyrene Tiles, unit of measure SM | Planned-4415AA | Y | Y | Y | Y | Y
M3NHFScheduleOfRatesCode | Planned/Walls And Ceilings:Apply Mist 2 Coats Emulsion | Planned - Walls And Ceilings:Apply Mist 2 Coats Emulsion, unit of measure SM | Planned-4420AA | Y | Y | Y | Y | Y
M3NHFScheduleOfRatesCode | Planned/Walls And Ceilings:Apply 2 Coats Eggshell Gloss | Planned - Walls And Ceilings:Apply 2 Coats Eggshell Gloss, unit of measure SM | Planned-4420BA | Y | Y | Y | Y | Y
M3NHFScheduleOfRatesCode | Planned/Walls And Ceilings:Hang Lining,Woodchip In Repair | Planned - Walls And Ceilings:Hang Lining,Woodchip In Repair, unit of measure SM | Planned-4420CA | Y | Y | Y | Y | Y
M3NHFScheduleOfRatesCode | Planned/Walls:Hang Wallpaper In Repair | Planned - Walls:Hang Wallpaper In Repair, unit of measure SM | Planned-4420DA | Y | Y | Y | Y | Y
M3NHFScheduleOfRatesCode | Planned/Walls:Mist And 2 Coats Emulsion | Planned - Walls:Mist And 2 Coats Emulsion, unit of measure SM | Planned-4421AA | Y | Y | Y
M3NHFScheduleOfRatesCode | Planned/Walls:Mist And 2 Coats Emulsion Stair Walls | Planned - Walls:Mist And 2 Coats Emulsion Stair Walls, unit of measure SM | Planned-4421AB | Y | Y | Y
M3NHFScheduleOfRatesCode | Planned/Ceilings:Mist And 2 Coats Emulsion Stair Ceilings | Planned - Ceilings:Mist And 2 Coats Emulsion Stair Ceilings, unit of measure SM | Planned-4421AC | Y | Y | Y
M3NHFScheduleOfRatesCode | Planned/Ceilings:Mist And 2 Coats Emulsion Ceilings | Planned - Ceilings:Mist And 2 Coats Emulsion Ceilings, unit of measure SM | Planned-4421AD | Y | Y | Y
M3NHFScheduleOfRatesCode | Planned/Walls:Emulsion And Anaglypta | Planned - Walls:Emulsion And Anaglypta, unit of measure SM | Planned-4421BA | Y | Y | Y
M3NHFScheduleOfRatesCode | Planned/Walls:Emulsion And Anaglypta Stair Walls | Planned - Walls:Emulsion And Anaglypta Stair Walls, unit of measure SM | Planned-4421BB | Y | Y | Y
M3NHFScheduleOfRatesCode | Planned/Walls:Emulsion And Anaglypta Strip Walls | Planned - Walls:Emulsion And Anaglypta Strip Walls, unit of measure SM | Planned-4421CA | Y | Y | Y
M3NHFScheduleOfRatesCode | Planned/Walls:Emulsion And Anaglyptal Strip Stair Walls | Planned - Walls:Emulsion And Anaglyptal Strip Stair Walls, unit of measure SM | Planned-4421CB | Y | Y | Y
M3NHFScheduleOfRatesCode | Planned/Walls:Eggshell:Apply 3 Coats | Planned - Walls:Eggshell:Apply 3 Coats, unit of measure SM | Planned-4421DA | Y | Y | Y
M3NHFScheduleOfRatesCode | Planned/Walls:Eggshell:Apply 3 Coats Stair Walls | Planned - Walls:Eggshell:Apply 3 Coats Stair Walls, unit of measure SM | Planned-4421DB | Y | Y | Y
M3NHFScheduleOfRatesCode | Planned/Walls:Textured Finish | Planned - Walls:Textured Finish, unit of measure SM | Planned-4421EA | Y | Y | Y
M3NHFScheduleOfRatesCode | Planned/Walls:Textured Finish Stair Walls | Planned - Walls:Textured Finish Stair Walls, unit of measure SM | Planned-4421EB | Y | Y | Y
M3NHFScheduleOfRatesCode | Planned/Walls:Gloss Apply 2 Coats Walls | Planned - Walls:Gloss Apply 2 Coats Walls, unit of measure SM | Planned-4421FA | Y | Y | Y
M3NHFScheduleOfRatesCode | Planned/Walls:Gloss Apply 2 Coats Stair Walls | Planned - Walls:Gloss Apply 2 Coats Stair Walls, unit of measure SM | Planned-4421FB | Y | Y | Y
M3NHFScheduleOfRatesCode | Planned/Walls:Latex:Walls | Planned - Walls:Latex:Walls, unit of measure SM | Planned-4421GA | Y | Y | Y
M3NHFScheduleOfRatesCode | Planned/Walls:Latex:Stair Walls | Planned - Walls:Latex:Stair Walls, unit of measure SM | Planned-4421GB | Y | Y | Y
M3NHFScheduleOfRatesCode | Planned/Walls:Surfaces:Spray Paint Smooth Walls | Planned - Walls:Surfaces:Spray Paint Smooth Walls, unit of measure SM | Planned-4421HA | Y | Y | Y
M3NHFScheduleOfRatesCode | Planned/Walls:Surfaces:Spray Paint Textured Walls | Planned - Walls:Surfaces:Spray Paint Textured Walls, unit of measure SM | Planned-4421JA | Y | Y | Y
M3NHFScheduleOfRatesCode | Planned/Walls:Surfaces:Spray Paint, Glaze, Smooth Walls | Planned - Walls:Surfaces:Spray Paint, Glaze, Smooth Walls, unit of measure SM | Planned-4421JB | Y | Y | Y
M3NHFScheduleOfRatesCode | Planned/Walls:Spray Paint, Glaze, Textured Walls | Planned - Walls:Spray Paint, Glaze, Textured Walls, unit of measure SM | Planned-4421JC | Y | Y | Y
M3NHFScheduleOfRatesCode | Planned/Walls:Spray Paint Smooth Walls - Stairs | Planned - Walls:Spray Paint Smooth Walls - Stairs, unit of measure SM | Planned-4421JD | Y | Y | Y
M3NHFScheduleOfRatesCode | Planned/Walls:Spray Paint Textured Walls - Stairs | Planned - Walls:Spray Paint Textured Walls - Stairs, unit of measure SM | Planned-4421JE | Y | Y | Y
M3NHFScheduleOfRatesCode | Planned/Walls:Spray Paint, Glaze, Smooth Walls - Stairs | Planned - Walls:Spray Paint, Glaze, Smooth Walls - Stairs, unit of measure SM | Planned-4421JF | Y | Y | Y
M3NHFScheduleOfRatesCode | Planned/Walls:Spray Paint, Glaze, Textured Walls - Stairs | Planned - Walls:Spray Paint, Glaze, Textured Walls - Stairs, unit of measure SM | Planned-4421JG | Y | Y | Y
M3NHFScheduleOfRatesCode | Planned/Walls:Wallpaper - Previous Paper | Planned - Walls:Wallpaper - Previous Paper, unit of measure SM | Planned-4421KA | Y | Y | Y
M3NHFScheduleOfRatesCode | Planned/Walls:Wallpaper - New | Planned - Walls:Wallpaper - New, unit of measure SM | Planned-4421KB | Y | Y | Y
M3NHFScheduleOfRatesCode | Planned/Surfaces:Apply Bactdet And Halophen | Planned - Surfaces:Apply Bactdet And Halophen, unit of measure SM | Planned-4425AA | Y | Y | Y | Y | Y
M3NHFScheduleOfRatesCode | Planned/Surfaces:Add Mgc Additive | Planned - Surfaces:Add Mgc Additive, unit of measure NO | Planned-4425AB | Y | Y | Y | Y | Y
M3NHFScheduleOfRatesCode | Planned/Surfaces:Redecorate Treatment | Planned - Surfaces:Redecorate Treatment, unit of measure SM | Planned-4425BA | Y | Y | Y | Y | Y
M3NHFScheduleOfRatesCode | Planned/Surfaces:Apply 2 Coats Biocheck | Planned - Surfaces:Apply 2 Coats Biocheck, unit of measure SM | Planned-4425BB | Y | Y | Y | Y | Y
M3NHFScheduleOfRatesCode | Planned/Surfaces:Seal With Halobond | Planned - Surfaces:Seal With Halobond, unit of measure SM | Planned-4425BC | Y | Y | Y | Y | Y
M3NHFScheduleOfRatesCode | Planned/Surfaces:Apply Bactdet To Existing Surfaces | Planned - Surfaces:Apply Bactdet To Existing Surfaces, unit of measure SM | Planned-4425BD | Y | Y | Y | Y | Y
M3NHFScheduleOfRatesCode | Planned/Surfaces:Apply Bactdet To Stripped Surfaces | Planned - Surfaces:Apply Bactdet To Stripped Surfaces, unit of measure SM | Planned-4425BE | Y | Y | Y | Y | Y
M3NHFScheduleOfRatesCode | Planned/Surfaces:Apply Halophen | Planned - Surfaces:Apply Halophen, unit of measure SM | Planned-4425CA | Y | Y | Y | Y | Y
M3NHFScheduleOfRatesCode | Planned/Walls:Apply Sempatap | Planned - Walls:Apply Sempatap, unit of measure SM | Planned-4425DA | Y | Y | Y | Y | Y
M3NHFScheduleOfRatesCode | Planned/Floors:Apply Sempafloor | Planned - Floors:Apply Sempafloor, unit of measure SM | Planned-4425EA | Y | Y | Y | Y | Y
M3NHFScheduleOfRatesCode | Planned/Door Frame:Prepare, Paint Frame Ne 300Mm | Planned - Door Frame:Prepare, Paint Frame Ne 300Mm, unit of measure LM | Planned-4426AA | Y | Y | Y
M3NHFScheduleOfRatesCode | Planned/Door:Prepare, Paint Metal Door | Planned - Door:Prepare, Paint Metal Door, unit of measure SM | Planned-4426AB | Y | Y | Y
M3NHFScheduleOfRatesCode | Planned/Door:Prepare, Paint Metal Glazed Door | Planned - Door:Prepare, Paint Metal Glazed Door, unit of measure SM | Planned-4426AC | Y | Y | Y
M3NHFScheduleOfRatesCode | Planned/Window:Prepare, Paint Metal | Planned - Window:Prepare, Paint Metal, unit of measure SM | Planned-4426AE | Y | Y | Y
M3NHFScheduleOfRatesCode | Planned/Balustrading:Prepare, Paint Surfaces | Planned - Balustrading:Prepare, Paint Surfaces, unit of measure SM | Planned-4426AG | Y | Y | Y
M3NHFScheduleOfRatesCode | Planned/Staircase:Prepare, Paint Metal Stairs | Planned - Staircase:Prepare, Paint Metal Stairs, unit of measure SM | Planned-4426AH | Y | Y | Y
M3NHFScheduleOfRatesCode | Planned/Radiator:Prepare, Paint Radiator And Brackets | Planned - Radiator:Prepare, Paint Radiator And Brackets, unit of measure SM | Planned-4426AJ | Y | Y | Y
M3NHFScheduleOfRatesCode | Planned/Pipework:Prepare, Paint Ne300Mm Inc Brackets | Planned - Pipework:Prepare, Paint Ne300Mm Inc Brackets, unit of measure LM | Planned-4426AK | Y | Y | Y
M3NHFScheduleOfRatesCode | Planned/Surfaces:Prepare, Paint Metalwork | Planned - Surfaces:Prepare, Paint Metalwork, unit of measure SM | Planned-4426AL | Y | Y | Y
M3NHFScheduleOfRatesCode | Planned/Surfaces:Prepare, Paint Metalwork Ne 300Mm | Planned - Surfaces:Prepare, Paint Metalwork Ne 300Mm, unit of measure LM | Planned-4426AM | Y | Y | Y
M3NHFScheduleOfRatesCode | Planned/Surfaces:Prepare, Paint General Surfaces Woodwork | Planned - Surfaces:Prepare, Paint General Surfaces Woodwork, unit of measure SM | Planned-4430AA | Y | Y | Y
M3NHFScheduleOfRatesCode | Planned/Surfaces:Prepare, Paint Woodwork Ne 300Mm | Planned - Surfaces:Prepare, Paint Woodwork Ne 300Mm, unit of measure LM | Planned-4430AB | Y | Y | Y
M3NHFScheduleOfRatesCode | Planned/Window:Prepare, Paint Wooden | Planned - Window:Prepare, Paint Wooden, unit of measure SM | Planned-4430AC | Y | Y | Y
M3NHFScheduleOfRatesCode | Planned/Glazed Screens:Prepare, Paint Timber | Planned - Glazed Screens:Prepare, Paint Timber, unit of measure SM | Planned-4430AD | Y | Y | Y
M3NHFScheduleOfRatesCode | Planned/Frame:Prepare, Paint Timber Frame Ne 300Mm | Planned - Frame:Prepare, Paint Timber Frame Ne 300Mm, unit of measure LM | Planned-4430AE | Y | Y | Y
M3NHFScheduleOfRatesCode | Planned/Door:Prepare, Paint Glazed Door (O/S) | Planned - Door:Prepare, Paint Glazed Door (O/S), unit of measure SM | Planned-4430AF | Y | Y | Y
M3NHFScheduleOfRatesCode | Planned/Door:Prepare, Paint Glazed Door (B/S) | Planned - Door:Prepare, Paint Glazed Door (B/S), unit of measure SM | Planned-4430AG | Y | Y | Y
M3NHFScheduleOfRatesCode | Planned/Door:Prepare, Paint Timber Door (O/S) | Planned - Door:Prepare, Paint Timber Door (O/S), unit of measure SM | Planned-4430AH | Y | Y | Y
M3NHFScheduleOfRatesCode | Planned/Door:Prepare, Paint Timber Door (B/S) | Planned - Door:Prepare, Paint Timber Door (B/S), unit of measure SM | Planned-4430AJ | Y | Y | Y
M3NHFScheduleOfRatesCode | Planned/Surfaces:Apply 2 Coats Decorative Wood Stain | Planned - Surfaces:Apply 2 Coats Decorative Wood Stain, unit of measure SM | Planned-4432AA | Y | Y | Y
M3NHFScheduleOfRatesCode | Planned/Window:Apply 2 Coats Stain | Planned - Window:Apply 2 Coats Stain, unit of measure SM | Planned-4432AC | Y | Y | Y
M3NHFScheduleOfRatesCode | Planned/Frame:Apply 2 Coats Stain Ne 300Mm | Planned - Frame:Apply 2 Coats Stain Ne 300Mm, unit of measure LM | Planned-4432AE | Y | Y | Y
M3NHFScheduleOfRatesCode | Planned/Door:Apply 2 Coats Stain To Door (O/S) | Planned - Door:Apply 2 Coats Stain To Door (O/S), unit of measure SM | Planned-4432AF | Y | Y | Y
M3NHFScheduleOfRatesCode | Planned/Door:Apply 2 Coats Stain To Door (B/S) | Planned - Door:Apply 2 Coats Stain To Door (B/S), unit of measure SM | Planned-4432AG | Y | Y | Y
M3NHFScheduleOfRatesCode | Planned/Door:Apply 2 Coats Stain To Glazed Door (O/S) | Planned - Door:Apply 2 Coats Stain To Glazed Door (O/S), unit of measure SM | Planned-4432AH | Y | Y | Y
M3NHFScheduleOfRatesCode | Planned/Door:Apply 2 Coats Stain To Glazed Door (B/S) | Planned - Door:Apply 2 Coats Stain To Glazed Door (B/S), unit of measure SM | Planned-4432AJ | Y | Y | Y
M3NHFScheduleOfRatesCode | Planned/Surfaces:Apply 2 Coats Poly Woodwork Surfaces | Planned - Surfaces:Apply 2 Coats Poly Woodwork Surfaces, unit of measure SM | Planned-4435AA | Y | Y | Y
M3NHFScheduleOfRatesCode | Planned/Surfaces:Apply 2 Ct Poly Woodwork Surfaces Ne300Mm | Planned - Surfaces:Apply 2 Ct Poly Woodwork Surfaces Ne300Mm, unit of measure LM | Planned-4435AB | Y | Y | Y
M3NHFScheduleOfRatesCode | Planned/Window:Apply 2 Coats Poly To Timber | Planned - Window:Apply 2 Coats Poly To Timber, unit of measure SM | Planned-4435AC | Y | Y | Y
M3NHFScheduleOfRatesCode | Planned/Frame:Apply 2 Coats Poly To Timber Frame Ne 300Mm | Planned - Frame:Apply 2 Coats Poly To Timber Frame Ne 300Mm, unit of measure LM | Planned-4435AE | Y | Y | Y
M3NHFScheduleOfRatesCode | Planned/Door:Apply 2 Coats Poly To Door (O/S) | Planned - Door:Apply 2 Coats Poly To Door (O/S), unit of measure SM | Planned-4435AF | Y | Y | Y
M3NHFScheduleOfRatesCode | Planned/Door:Apply 2 Coats Poly To Door (B/S) | Planned - Door:Apply 2 Coats Poly To Door (B/S), unit of measure SM | Planned-4435AG | Y | Y | Y
M3NHFScheduleOfRatesCode | Planned/Door:Apply 2 Coats Poly To Glazed Door (O/S) | Planned - Door:Apply 2 Coats Poly To Glazed Door (O/S), unit of measure SM | Planned-4435AH | Y | Y | Y
M3NHFScheduleOfRatesCode | Planned/Door:Apply 2 Coats Poly To Glazed Door (B/S) | Planned - Door:Apply 2 Coats Poly To Glazed Door (B/S), unit of measure SM | Planned-4435AJ | Y | Y | Y
M3NHFScheduleOfRatesCode | Planned/Woodwork:Varnish General Surfaces | Planned - Woodwork:Varnish General Surfaces, unit of measure SM | Planned-4440AA | Y | Y | Y
M3NHFScheduleOfRatesCode | Planned/Woodwork:French Polish | Planned - Woodwork:French Polish, unit of measure SM | Planned-4440AB | Y | Y | Y
M3NHFScheduleOfRatesCode | Planned/Woodwork:Wash And Polish | Planned - Woodwork:Wash And Polish, unit of measure SM | Planned-4440AC | Y | Y | Y
M3NHFScheduleOfRatesCode | Planned/Woodwork:Revive And Polish | Planned - Woodwork:Revive And Polish, unit of measure SM | Planned-4440AD | Y | Y | Y
M3NHFScheduleOfRatesCode | Planned/Room:Redecorate Upto 20Sm Ceiling Area | Planned - Room:Redecorate Upto 20Sm Ceiling Area, unit of measure IT | Planned-4500DA | Y | Y | Y | Y | Y
M3NHFScheduleOfRatesCode | Planned/Room:Redecorate 20-25Sm Ceiling Area | Planned - Room:Redecorate 20-25Sm Ceiling Area, unit of measure IT | Planned-4500DB | Y | Y | Y
M3NHFScheduleOfRatesCode | Planned/Room:Redecorate 25-30Sm Ceiling Area | Planned - Room:Redecorate 25-30Sm Ceiling Area, unit of measure IT | Planned-4500DC | Y | Y | Y
M3NHFScheduleOfRatesCode | Planned/Room:Redecorate Over 30Sm Ceiling Area | Planned - Room:Redecorate Over 30Sm Ceiling Area, unit of measure IT | Planned-4500DD | Y | Y | Y
M3NHFScheduleOfRatesCode | Planned/Hall Stairs:Redecorate 2 Storey | Planned - Hall Stairs:Redecorate 2 Storey, unit of measure IT | Planned-4500EA | Y | Y | Y | Y | Y
M3NHFScheduleOfRatesCode | Planned/Hall Stairs:Redecorate 3 Storey | Planned - Hall Stairs:Redecorate 3 Storey, unit of measure IT | Planned-4500EB | Y | Y | Y | Y | Y
M3NHFScheduleOfRatesCode | Planned/Hall:Redecorate Complete Over 3Sm Ceiling Area | Planned - Hall:Redecorate Complete Over 3Sm Ceiling Area, unit of measure IT | Planned-4500FA | Y | Y | Y | Y | Y
M3NHFScheduleOfRatesCode | Planned/Lobby:Redecorate Complete Ne 3Sm Ceiling Area | Planned - Lobby:Redecorate Complete Ne 3Sm Ceiling Area, unit of measure IT | Planned-4500FB | Y | Y | Y | Y | Y
M3NHFScheduleOfRatesCode | Planned/Corridor/Communal Area:Redecorate | Planned - Corridor/Communal Area:Redecorate, unit of measure SM | Planned-4500GA | Y | Y | Y
M3NHFScheduleOfRatesCode | Planned/Walk In Cupboard:Redecorate Ne 2Sm Ceiling Area | Planned - Walk In Cupboard:Redecorate Ne 2Sm Ceiling Area, unit of measure IT | Planned-4500HA | Y | Y | Y
M3NHFScheduleOfRatesCode | Planned/Room:Wash Redecorate Upto 20Sm Ceiling Area | Planned - Room:Wash Redecorate Upto 20Sm Ceiling Area, unit of measure IT | Planned-4505DA | Y | Y | Y | Y | Y
M3NHFScheduleOfRatesCode | Planned/Room:Wash Redecorate 20-25Sm Ceiling Area | Planned - Room:Wash Redecorate 20-25Sm Ceiling Area, unit of measure IT | Planned-4505DB | Y | Y | Y
M3NHFScheduleOfRatesCode | Planned/Room:Wash Redecorate 25-30Sm Ceiling Area | Planned - Room:Wash Redecorate 25-30Sm Ceiling Area, unit of measure IT | Planned-4505DC | Y | Y | Y
M3NHFScheduleOfRatesCode | Planned/Room:Wash Redecorate Over 30Sm Ceiling Area | Planned - Room:Wash Redecorate Over 30Sm Ceiling Area, unit of measure IT | Planned-4505DD | Y | Y | Y
M3NHFScheduleOfRatesCode | Planned/Hall Stairs:Wash Redecorate 2 Storey | Planned - Hall Stairs:Wash Redecorate 2 Storey, unit of measure IT | Planned-4505EA | Y | Y | Y | Y | Y
M3NHFScheduleOfRatesCode | Planned/Hall Stairs:Wash Redecorate 3 Storey | Planned - Hall Stairs:Wash Redecorate 3 Storey, unit of measure IT | Planned-4505EB | Y | Y | Y | Y | Y
M3NHFScheduleOfRatesCode | Planned/Hall:Wash Redecorate Over 3Sm Ceiling Area | Planned - Hall:Wash Redecorate Over 3Sm Ceiling Area, unit of measure IT | Planned-4505FA | Y | Y | Y | Y | Y
M3NHFScheduleOfRatesCode | Planned/Lobby:Wash Redecorate Ne 3Sm Ceiling Area | Planned - Lobby:Wash Redecorate Ne 3Sm Ceiling Area, unit of measure IT | Planned-4505FB | Y | Y | Y | Y | Y
M3NHFScheduleOfRatesCode | Planned/Corridor/Communal Area:Wash Redecorate | Planned - Corridor/Communal Area:Wash Redecorate, unit of measure SM | Planned-4505GA | Y | Y | Y
M3NHFScheduleOfRatesCode | Planned/Walk In Cupboard:Wash Redecorate Ne 2Sm Ceiling | Planned - Walk In Cupboard:Wash Redecorate Ne 2Sm Ceiling, unit of measure IT | Planned-4505HA | Y | Y | Y
M3NHFScheduleOfRatesCode | Planned/Room:Redecorate Ceiling Upto 20Sm Ceiling Area | Planned - Room:Redecorate Ceiling Upto 20Sm Ceiling Area, unit of measure IT | Planned-4506AA | Y | Y | Y | Y | Y
M3NHFScheduleOfRatesCode | Planned/Hall Stairs:Redecorate Ceilings 3 Storey | Planned - Hall Stairs:Redecorate Ceilings 3 Storey, unit of measure IT | Planned-4506AB | Y | Y | Y | Y | Y
M3NHFScheduleOfRatesCode | Planned/Hall Stairs:Redecorate Ceilings 2 Storey | Planned - Hall Stairs:Redecorate Ceilings 2 Storey, unit of measure IT | Planned-4506AC | Y | Y | Y | Y | Y
M3NHFScheduleOfRatesCode | Planned/Hall:Redecorate Ceilings Over 3Sm Area | Planned - Hall:Redecorate Ceilings Over 3Sm Area, unit of measure IT | Planned-4506AD | Y | Y | Y | Y | Y
M3NHFScheduleOfRatesCode | Planned/Lobby:Redecorate Ceilings Ne 3Sm Area | Planned - Lobby:Redecorate Ceilings Ne 3Sm Area, unit of measure IT | Planned-4506AE | Y | Y | Y | Y | Y
M3NHFScheduleOfRatesCode | Planned/Room:Redecorate Ceiling 20-25Sm Ceiling Area | Planned - Room:Redecorate Ceiling 20-25Sm Ceiling Area, unit of measure IT | Planned-4506AF | Y | Y | Y
M3NHFScheduleOfRatesCode | Planned/Room:Redecorate Ceiling 25-30Sm Ceiling Area | Planned - Room:Redecorate Ceiling 25-30Sm Ceiling Area, unit of measure IT | Planned-4506AG | Y | Y | Y
M3NHFScheduleOfRatesCode | Planned/Room:Redecorate Ceiling Over 30Sm Ceiling Area | Planned - Room:Redecorate Ceiling Over 30Sm Ceiling Area, unit of measure IT | Planned-4506AH | Y | Y | Y
M3NHFScheduleOfRatesCode | Planned/Corridor/Communal Rooms:Redecorate Ceiling | Planned - Corridor/Communal Rooms:Redecorate Ceiling, unit of measure SM | Planned-4506AJ | Y | Y | Y
M3NHFScheduleOfRatesCode | Planned/Room:Strip Paper Upto 20Sm Ceiling Area | Planned - Room:Strip Paper Upto 20Sm Ceiling Area, unit of measure IT | Planned-4510DA | Y | Y | Y | Y | Y
M3NHFScheduleOfRatesCode | Planned/Room:Strip Paper Over 20Sm Ceiling Area | Planned - Room:Strip Paper Over 20Sm Ceiling Area, unit of measure SM | Planned-4510DB | Y | Y | Y
M3NHFScheduleOfRatesCode | Planned/Hall Stairs:Strip Paper 2 Storey | Planned - Hall Stairs:Strip Paper 2 Storey, unit of measure IT | Planned-4510EA | Y | Y | Y | Y | Y
M3NHFScheduleOfRatesCode | Planned/Hall Stairs:Strip Paper 3 Storey | Planned - Hall Stairs:Strip Paper 3 Storey, unit of measure IT | Planned-4510EB | Y | Y | Y | Y | Y
M3NHFScheduleOfRatesCode | Planned/Hall:Strip Paper Over 3Sm Ceiling Area | Planned - Hall:Strip Paper Over 3Sm Ceiling Area, unit of measure IT | Planned-4510FA | Y | Y | Y | Y | Y
M3NHFScheduleOfRatesCode | Planned/Lobby:Strip Paper Ne 3Sm Ceiling Area | Planned - Lobby:Strip Paper Ne 3Sm Ceiling Area, unit of measure IT | Planned-4510FB | Y | Y | Y | Y | Y
M3NHFScheduleOfRatesCode | Planned/Corridor/Communal Rooms:Strip Paper | Planned - Corridor/Communal Rooms:Strip Paper, unit of measure SM | Planned-4510GA | Y | Y | Y
M3NHFScheduleOfRatesCode | Planned/Room:Strip Painted Paper Upto 20Sm Ceiling Area | Planned - Room:Strip Painted Paper Upto 20Sm Ceiling Area, unit of measure IT | Planned-4511DA | Y | Y | Y | Y | Y
M3NHFScheduleOfRatesCode | Planned/Room:Strip Painted Paper Over 20Sm Area | Planned - Room:Strip Painted Paper Over 20Sm Area, unit of measure SM | Planned-4511DB | Y | Y | Y
M3NHFScheduleOfRatesCode | Planned/Hall Stairs:Strip Painted Paper 2 Storey | Planned - Hall Stairs:Strip Painted Paper 2 Storey, unit of measure IT | Planned-4511EA | Y | Y | Y | Y | Y
M3NHFScheduleOfRatesCode | Planned/Hall Stairs:Strip Painted Paper 3 Storey | Planned - Hall Stairs:Strip Painted Paper 3 Storey, unit of measure IT | Planned-4511EB | Y | Y | Y | Y | Y
M3NHFScheduleOfRatesCode | Planned/Hall:Strip Painted Paper Over 3Sm Ceiling Area | Planned - Hall:Strip Painted Paper Over 3Sm Ceiling Area, unit of measure IT | Planned-4511FA | Y | Y | Y | Y | Y
M3NHFScheduleOfRatesCode | Planned/Lobby:Strip Painted Paper Ne 3Sm Ceiling Area | Planned - Lobby:Strip Painted Paper Ne 3Sm Ceiling Area, unit of measure IT | Planned-4511FB | Y | Y | Y | Y | Y
M3NHFScheduleOfRatesCode | Planned/Corridor/Communal Rooms:Strip Painted Paper | Planned - Corridor/Communal Rooms:Strip Painted Paper, unit of measure SM | Planned-4511GA | Y | Y | Y
M3NHFScheduleOfRatesCode | Planned/Room:Strip Wallpaper Upto 20Sm Ceiling Area | Planned - Room:Strip Wallpaper Upto 20Sm Ceiling Area, unit of measure IT | Planned-4512AA | Y
M3NHFScheduleOfRatesCode | Planned/Room:Strip Wallpaper Over 20Sm Ceiling Area | Planned - Room:Strip Wallpaper Over 20Sm Ceiling Area, unit of measure SM | Planned-4512AB | Y
M3NHFScheduleOfRatesCode | Planned/Lobby:Strip Wallpaper Ne 3Sm Ceiling Area | Planned - Lobby:Strip Wallpaper Ne 3Sm Ceiling Area, unit of measure IT | Planned-4512BA | Y
M3NHFScheduleOfRatesCode | Planned/Corridor/Communal Rooms:Strip Wallpaper | Planned - Corridor/Communal Rooms:Strip Wallpaper, unit of measure SM | Planned-4512CA | Y
M3NHFScheduleOfRatesCode | Planned/Room:Strip Painted Wallpaper Ne 20Sm Ceiling Area | Planned - Room:Strip Painted Wallpaper Ne 20Sm Ceiling Area, unit of measure IT | Planned-4514AA | Y
M3NHFScheduleOfRatesCode | Planned/Room:Strip Painted Wallpaper Over 20Sm Area | Planned - Room:Strip Painted Wallpaper Over 20Sm Area, unit of measure SM | Planned-4514AB | Y
M3NHFScheduleOfRatesCode | Planned/Lobby:Strip Painted Wallpaper Ne 3Sm Ceiling Area | Planned - Lobby:Strip Painted Wallpaper Ne 3Sm Ceiling Area, unit of measure IT | Planned-4514BA | Y
M3NHFScheduleOfRatesCode | Planned/Room:Paper Ceiling Upto 20Sm Ceiling Area | Planned - Room:Paper Ceiling Upto 20Sm Ceiling Area, unit of measure IT | Planned-4520AD | Y | Y | Y | Y | Y
M3NHFScheduleOfRatesCode | Planned/Hall Stairs:Paper Ceiling 2 Storey | Planned - Hall Stairs:Paper Ceiling 2 Storey, unit of measure IT | Planned-4520AE | Y | Y | Y | Y | Y
M3NHFScheduleOfRatesCode | Planned/Hall Stairs:Paper Ceiling 3 Storey | Planned - Hall Stairs:Paper Ceiling 3 Storey, unit of measure IT | Planned-4520AF | Y | Y | Y | Y | Y
M3NHFScheduleOfRatesCode | Planned/Hall:Paper Ceilings Over 3Sm Ceiling Area | Planned - Hall:Paper Ceilings Over 3Sm Ceiling Area, unit of measure IT | Planned-4520AG | Y | Y | Y | Y | Y
M3NHFScheduleOfRatesCode | Planned/Lobby:Paper Ceilings Ne 3Sm Ceiling Area | Planned - Lobby:Paper Ceilings Ne 3Sm Ceiling Area, unit of measure IT | Planned-4520AH | Y | Y | Y | Y | Y
M3NHFScheduleOfRatesCode | Planned/Room:Paper Ceiling Over 20Sm Ceiling Area | Planned - Room:Paper Ceiling Over 20Sm Ceiling Area, unit of measure SM | Planned-4520AJ | Y | Y | Y
M3NHFScheduleOfRatesCode | Planned/Corridor/Communal Rooms:Paper Ceiling | Planned - Corridor/Communal Rooms:Paper Ceiling, unit of measure SM | Planned-4520AK | Y | Y | Y
M3NHFScheduleOfRatesCode | Planned/Room:Artex Ceiling Upto 20Sm Ceiling Area | Planned - Room:Artex Ceiling Upto 20Sm Ceiling Area, unit of measure IT | Planned-4520BD |  | Y | Y | Y | Y
M3NHFScheduleOfRatesCode | Planned/Hall Stairs:Artex Ceilings 2 Storey | Planned - Hall Stairs:Artex Ceilings 2 Storey, unit of measure IT | Planned-4520BE |  | Y | Y | Y | Y
M3NHFScheduleOfRatesCode | Planned/Hall Stairs:Artex Ceilings 3 Storey | Planned - Hall Stairs:Artex Ceilings 3 Storey, unit of measure IT | Planned-4520BF |  | Y | Y | Y | Y
M3NHFScheduleOfRatesCode | Planned/Hall:Artex Ceilings Over 3Sm Ceiling Area | Planned - Hall:Artex Ceilings Over 3Sm Ceiling Area, unit of measure IT | Planned-4520BG |  | Y | Y | Y | Y
M3NHFScheduleOfRatesCode | Planned/Lobby:Artex Ceilings Ne 3Sm Ceiling Area | Planned - Lobby:Artex Ceilings Ne 3Sm Ceiling Area, unit of measure IT | Planned-4520BH |  | Y | Y | Y | Y
M3NHFScheduleOfRatesCode | Planned/Room:Artex Ceiling Over 20Sm Ceiling Area | Planned - Room:Artex Ceiling Over 20Sm Ceiling Area, unit of measure SM | Planned-4520BJ |  | Y | Y
M3NHFScheduleOfRatesCode | Planned/Corridor/Communal Rooms:Artex Ceiling | Planned - Corridor/Communal Rooms:Artex Ceiling , unit of measure SM | Planned-4520BK |  | Y | Y
M3NHFScheduleOfRatesCode | Planned/Room:Eggshell Gloss Ceiling Upto 20Sm Ceiling Area | Planned - Room:Eggshell Gloss Ceiling Upto 20Sm Ceiling Area, unit of measure IT | Planned-4520CD | Y | Y | Y | Y | Y
M3NHFScheduleOfRatesCode | Planned/Hall Stairs:Eggshell Or Gloss Ceiling 2 Storey | Planned - Hall Stairs:Eggshell Or Gloss Ceiling 2 Storey, unit of measure IT | Planned-4520CE | Y | Y | Y | Y | Y
M3NHFScheduleOfRatesCode | Planned/Hall Stairs:Eggshell Or Gloss Ceiling 3 Storey | Planned - Hall Stairs:Eggshell Or Gloss Ceiling 3 Storey, unit of measure IT | Planned-4520CF | Y | Y | Y | Y | Y
M3NHFScheduleOfRatesCode | Planned/Hall:Eggshell Gloss Ceiling Over 3Sm Ceiling Area | Planned - Hall:Eggshell Gloss Ceiling Over 3Sm Ceiling Area, unit of measure IT | Planned-4520CG | Y | Y | Y | Y | Y
M3NHFScheduleOfRatesCode | Planned/Lobby:Eggshell Gloss Ceiling Ne 3Sm Ceiling Area | Planned - Lobby:Eggshell Gloss Ceiling Ne 3Sm Ceiling Area, unit of measure IT | Planned-4520CH | Y | Y | Y | Y | Y
M3NHFScheduleOfRatesCode | Planned/Room:Eggshell Gloss Ceiling Over 20Sm Ceiling Area | Planned - Room:Eggshell Gloss Ceiling Over 20Sm Ceiling Area, unit of measure SM | Planned-4520CJ | Y | Y | Y
M3NHFScheduleOfRatesCode | Planned/Corridor/Communal Rooms:Eggshell Gloss Ceiling | Planned - Corridor/Communal Rooms:Eggshell Gloss Ceiling, unit of measure SM | Planned-4520CK | Y | Y | Y
M3NHFScheduleOfRatesCode | Planned/Room:Lining Paper Walls Upto 20Sm Ceiling Area | Planned - Room:Lining Paper Walls Upto 20Sm Ceiling Area, unit of measure IT | Planned-4530AD | Y | Y | Y | Y | Y
M3NHFScheduleOfRatesCode | Planned/Hall Stairs:Lining Paper Walls 2 Storey | Planned - Hall Stairs:Lining Paper Walls 2 Storey, unit of measure IT | Planned-4530AE | Y | Y | Y | Y | Y
M3NHFScheduleOfRatesCode | Planned/Hall Stairs:Lining Paper Walls 3 Storey | Planned - Hall Stairs:Lining Paper Walls 3 Storey, unit of measure IT | Planned-4530AF | Y | Y | Y | Y | Y
M3NHFScheduleOfRatesCode | Planned/Hall:Lining Paper Walls Over 3Sm Ceiling Area | Planned - Hall:Lining Paper Walls Over 3Sm Ceiling Area, unit of measure IT | Planned-4530AG | Y | Y | Y | Y | Y
M3NHFScheduleOfRatesCode | Planned/Lobby:Lining Paper Walls Ne 3Sm Ceiling Area | Planned - Lobby:Lining Paper Walls Ne 3Sm Ceiling Area, unit of measure IT | Planned-4530AH | Y | Y | Y | Y | Y
M3NHFScheduleOfRatesCode | Planned/Room:Lining Paper Walls Over 20Sm Ceiling Area | Planned - Room:Lining Paper Walls Over 20Sm Ceiling Area, unit of measure SM | Planned-4530AJ | Y | Y | Y
M3NHFScheduleOfRatesCode | Planned/Corridor/Communal Rooms:Lining Paper Walls | Planned - Corridor/Communal Rooms:Lining Paper Walls, unit of measure SM | Planned-4530AK | Y | Y | Y
M3NHFScheduleOfRatesCode | Planned/Room:Wallpaper Walls Upto 20Sm Ceiling Area | Planned - Room:Wallpaper Walls Upto 20Sm Ceiling Area, unit of measure IT | Planned-4530BD | Y | Y | Y | Y | Y
M3NHFScheduleOfRatesCode | Planned/Hall Stairs:Wallpaper Walls 2 Storey | Planned - Hall Stairs:Wallpaper Walls 2 Storey, unit of measure IT | Planned-4530BE | Y | Y | Y | Y | Y
M3NHFScheduleOfRatesCode | Planned/Hall Stairs:Wallpaper Walls 3 Storey | Planned - Hall Stairs:Wallpaper Walls 3 Storey, unit of measure IT | Planned-4530BF | Y | Y | Y | Y | Y
M3NHFScheduleOfRatesCode | Planned/Hall:Wallpaper Walls Over 3Sm Ceiling Area | Planned - Hall:Wallpaper Walls Over 3Sm Ceiling Area, unit of measure IT | Planned-4530BG | Y | Y | Y | Y | Y
M3NHFScheduleOfRatesCode | Planned/Lobby:Wallpaper Walls Ne 3Sm Ceiling Area | Planned - Lobby:Wallpaper Walls Ne 3Sm Ceiling Area, unit of measure IT | Planned-4530BH | Y | Y | Y | Y | Y
M3NHFScheduleOfRatesCode | Planned/Room:Wallpaper Walls Over 20Sm Ceiling Area | Planned - Room:Wallpaper Walls Over 20Sm Ceiling Area, unit of measure SM | Planned-4530BJ | Y | Y | Y
M3NHFScheduleOfRatesCode | Planned/Corridor/Communal Rooms:Wallpaper Walls | Planned - Corridor/Communal Rooms:Wallpaper Walls, unit of measure SM | Planned-4530BK | Y | Y | Y
M3NHFScheduleOfRatesCode | Planned/Room:Eggshell Gloss Walls Upto 20Sm Ceiling Area | Planned - Room:Eggshell Gloss Walls Upto 20Sm Ceiling Area, unit of measure IT | Planned-4530CD | Y | Y | Y | Y | Y
M3NHFScheduleOfRatesCode | Planned/Hall Stairs:Eggshell Or Gloss Walls 2 Storey | Planned - Hall Stairs:Eggshell Or Gloss Walls 2 Storey, unit of measure IT | Planned-4530CE | Y | Y | Y | Y | Y
M3NHFScheduleOfRatesCode | Planned/Hall Stairs:Eggshell Or Gloss Walls 3 Storey | Planned - Hall Stairs:Eggshell Or Gloss Walls 3 Storey, unit of measure IT | Planned-4530CF | Y | Y | Y | Y | Y
M3NHFScheduleOfRatesCode | Planned/Hall:Eggshell Or Gloss Walls Over 3Sm Ceiling Area | Planned - Hall:Eggshell Or Gloss Walls Over 3Sm Ceiling Area, unit of measure IT | Planned-4530CG | Y | Y | Y | Y | Y
M3NHFScheduleOfRatesCode | Planned/Lobby:Eggshell Or Gloss Walls Ne 3Sm Ceiling Area | Planned - Lobby:Eggshell Or Gloss Walls Ne 3Sm Ceiling Area, unit of measure IT | Planned-4530CH | Y | Y | Y | Y | Y
M3NHFScheduleOfRatesCode | Planned/Room:Eggshell Gloss Walls Over 20Sm Ceiling Area | Planned - Room:Eggshell Gloss Walls Over 20Sm Ceiling Area, unit of measure SM | Planned-4530CJ | Y | Y | Y
M3NHFScheduleOfRatesCode | Planned/Corridor/Communal Rooms:Eggshell Walls | Planned - Corridor/Communal Rooms:Eggshell Walls, unit of measure SM | Planned-4530CK | Y | Y | Y
M3NHFScheduleOfRatesCode | Planned/Hall Stairs:Redecorate 2 Storey Class 'O' | Planned - Hall Stairs:Redecorate 2 Storey Class 'O', unit of measure IT | Planned-4540AA | Y | Y | Y
M3NHFScheduleOfRatesCode | Planned/Hall Stairs:Redecorate 3 Storey Class 'O' | Planned - Hall Stairs:Redecorate 3 Storey Class 'O', unit of measure IT | Planned-4540AB | Y | Y | Y
M3NHFScheduleOfRatesCode | Planned/Hall:Redecorate Complete Over 3Sm Class 'O' | Planned - Hall:Redecorate Complete Over 3Sm Class 'O', unit of measure IT | Planned-4540AC | Y | Y | Y
M3NHFScheduleOfRatesCode | Planned/Lobby:Redecorate Complete Ne 3Sm Class 'O' | Planned - Lobby:Redecorate Complete Ne 3Sm Class 'O', unit of measure IT | Planned-4540AD | Y | Y | Y
M3NHFScheduleOfRatesCode | Planned/Dwelling:Clear Exceptionally Dirty | Planned - Dwelling:Clear Exceptionally Dirty, unit of measure IT | Planned-4600CA | Y | Y | Y | Y | Y
M3NHFScheduleOfRatesCode | Planned/Dwelling:Clear Environmentally Dirty | Planned - Dwelling:Clear Environmentally Dirty, unit of measure IT | Planned-4600CB | Y | Y | Y | Y | Y
M3NHFScheduleOfRatesCode | Planned/Dwelling:Clear Out Complete | Planned - Dwelling:Clear Out Complete, unit of measure IT | Planned-4600CC | Y | Y | Y | Y | Y
M3NHFScheduleOfRatesCode | Planned/Roofspace:Clear Out Complete | Planned - Roofspace:Clear Out Complete, unit of measure IT | Planned-4600DD | Y | Y | Y | Y | Y
M3NHFScheduleOfRatesCode | Planned/Garden:Clear Debris | Planned - Garden:Clear Debris, unit of measure IT | Planned-4600FA | Y | Y | Y | Y | Y
M3NHFScheduleOfRatesCode | Planned/Garden:Clear Exceptional Debris | Planned - Garden:Clear Exceptional Debris, unit of measure IT | Planned-4600FB | Y | Y | Y | Y | Y
M3NHFScheduleOfRatesCode | Planned/Garden:Cut Grass Ne 150Mm High | Planned - Garden:Cut Grass Ne 150Mm High, unit of measure SM | Planned-4600FC | Y | Y | Y | Y | Y
M3NHFScheduleOfRatesCode | Planned/Garden:Cut Grass Over 150Mm High | Planned - Garden:Cut Grass Over 150Mm High, unit of measure SM | Planned-4600FD | Y | Y | Y | Y | Y
M3NHFScheduleOfRatesCode | Planned/Garage:Clear Debris | Planned - Garage:Clear Debris, unit of measure IT | Planned-4600GA | Y | Y | Y | Y | Y
M3NHFScheduleOfRatesCode | Planned/Shed:Clear Debris | Planned - Shed:Clear Debris, unit of measure IT | Planned-4600HA | Y | Y | Y | Y | Y
M3NHFScheduleOfRatesCode | Planned/Dwelling:Provide Mini Skip For Rubbish | Planned - Dwelling:Provide Mini Skip For Rubbish, unit of measure NO | Planned-4600SA | Y | Y | Y | Y | Y
M3NHFScheduleOfRatesCode | Planned/Dwelling Or Garden:Provide Skip For Rubbish | Planned - Dwelling Or Garden:Provide Skip For Rubbish, unit of measure NO | Planned-4600SB | Y | Y | Y | Y | Y
M3NHFScheduleOfRatesCode | Planned/Garden:Labour And Skip For Rubbish | Planned - Garden:Labour And Skip For Rubbish, unit of measure NO | Planned-4600SD | Y | Y | Y | Y | Y
M3NHFScheduleOfRatesCode | Planned/Dwelling:Move Contents To Service Provider Store | Planned - Dwelling:Move Contents To Service Provider Store, unit of measure IT | Planned-4600TA | Y | Y | Y | Y | Y
M3NHFScheduleOfRatesCode | Planned/Dwelling:Move Dispose Contents To Store | Planned - Dwelling:Move Dispose Contents To Store, unit of measure IT | Planned-4600TB | Y | Y | Y | Y | Y
M3NHFScheduleOfRatesCode | Planned/Garden Or Communal Area:Labour Skip Rubbish | Planned - Garden Or Communal Area:Labour Skip Rubbish, unit of measure NO | Planned-4601AA | Y | Y | Y | Y | Y
M3NHFScheduleOfRatesCode | Planned/Garden Or Communal Area:Labour Mini-Skip Rubbish | Planned - Garden Or Communal Area:Labour Mini-Skip Rubbish, unit of measure NO | Planned-4601AB | Y | Y | Y | Y | Y
M3NHFScheduleOfRatesCode | Planned/Communal Waste Clearance:Fridges, Freezers | Planned - Communal Waste Clearance:Fridges, Freezers, unit of measure NO | Planned-4603AA | Y | Y | Y
M3NHFScheduleOfRatesCode | Planned/Communal Waste Clearance:Calor Gas Bottles | Planned - Communal Waste Clearance:Calor Gas Bottles, unit of measure NO | Planned-4603AB | Y | Y | Y
M3NHFScheduleOfRatesCode | Planned/Communal Waste Clearance:Tv And Computer Monitors | Planned - Communal Waste Clearance:Tv And Computer Monitors, unit of measure NO | Planned-4603AC | Y | Y | Y
M3NHFScheduleOfRatesCode | Planned/Communal Waste Clearance:Computer Desk Top Units | Planned - Communal Waste Clearance:Computer Desk Top Units, unit of measure NO | Planned-4603AD | Y | Y | Y
M3NHFScheduleOfRatesCode | Planned/Communal Waste Clearance:Car Tyres | Planned - Communal Waste Clearance:Car Tyres, unit of measure NO | Planned-4603AE | Y | Y | Y
M3NHFScheduleOfRatesCode | Planned/Communal Waste Clearance:Car Or Van Batteries | Planned - Communal Waste Clearance:Car Or Van Batteries, unit of measure NO | Planned-4603AF | Y | Y | Y
M3NHFScheduleOfRatesCode | Planned/Communal Waste Clearance:Cookers | Planned - Communal Waste Clearance:Cookers, unit of measure NO | Planned-4603AG | Y | Y | Y
M3NHFScheduleOfRatesCode | Planned/Communal Waste Clearance:Fluorescent Tubes | Planned - Communal Waste Clearance:Fluorescent Tubes, unit of measure NO | Planned-4603AH | Y | Y | Y
M3NHFScheduleOfRatesCode | Planned/Communal Waste Clearance:Paint Cans | Planned - Communal Waste Clearance:Paint Cans, unit of measure NO | Planned-4603AJ | Y | Y | Y
M3NHFScheduleOfRatesCode | Planned/Carpet:Clean To Room Upto 20Sm Ceiling Area | Planned - Carpet:Clean To Room Upto 20Sm Ceiling Area, unit of measure IT | Planned-4605AD | Y | Y | Y | Y | Y
M3NHFScheduleOfRatesCode | Planned/Carpet:Clean To Hall Stairs | Planned - Carpet:Clean To Hall Stairs, unit of measure IT | Planned-4605AE | Y | Y | Y | Y | Y
M3NHFScheduleOfRatesCode | Planned/Carpet:Clean To Hall | Planned - Carpet:Clean To Hall, unit of measure IT | Planned-4605AF | Y | Y | Y | Y | Y
M3NHFScheduleOfRatesCode | Planned/Surfaces:Power Wash | Planned - Surfaces:Power Wash, unit of measure SM | Planned-4607AA | Y
M3NHFScheduleOfRatesCode | Planned/Surfaces:1:6 Hd Detergent Jet Wash | Planned - Surfaces:1:6 Hd Detergent Jet Wash, unit of measure SM | Planned-4607AB | Y
M3NHFScheduleOfRatesCode | Planned/Hard Surfaces:Power Wash | Planned - Hard Surfaces:Power Wash, unit of measure SM | Planned-4607AC | Y
M3NHFScheduleOfRatesCode | Planned/Dwelling:Disinfestation Works | Planned - Dwelling:Disinfestation Works, unit of measure IT | Planned-4610AA | Y | Y | Y | Y | Y
M3NHFScheduleOfRatesCode | Planned/Garage Or Outbuilding:Demolish Multi Complete | Planned - Garage Or Outbuilding:Demolish Multi Complete, unit of measure CM | Planned-4611AA | Y
M3NHFScheduleOfRatesCode | Planned/Garage Or Outbuilding:Demolish Multi Complete Slab | Planned - Garage Or Outbuilding:Demolish Multi Complete Slab, unit of measure CM | Planned-4611AB | Y
M3NHFScheduleOfRatesCode | Planned/Garage Or Outbuilding:Demolish Sgl Complete Slab | Planned - Garage Or Outbuilding:Demolish Sgl Complete Slab, unit of measure CM | Planned-4611AC | Y
M3NHFScheduleOfRatesCode | Planned/Garage Or Outbuilding:Demolish Single Complete | Planned - Garage Or Outbuilding:Demolish Single Complete, unit of measure CM | Planned-4611AD | Y
M3NHFScheduleOfRatesCode | Planned/Demolition Of Shed Etc:Retain Base | Planned - Demolition Of Shed Etc:Retain Base, unit of measure IT | Planned-4611BA | Y
M3NHFScheduleOfRatesCode | Planned/Demolition Of Shed Etc:Remove Base | Planned - Demolition Of Shed Etc:Remove Base, unit of measure IT | Planned-4611BB | Y
M3NHFScheduleOfRatesCode | Planned/Demolition Of Pigeon Loft - Retain Base | Planned - Demolition Of Pigeon Loft - Retain Base, unit of measure IT | Planned-4611BC | Y
M3NHFScheduleOfRatesCode | Planned/Demolition Of Pigeon Loft Etc:- Base | Planned - Demolition Of Pigeon Loft Etc:- Base, unit of measure IT | Planned-4611BD | Y
M3NHFScheduleOfRatesCode | Planned/Wasps Nest:Remove Internal Or Easy External | Planned - Wasps Nest:Remove Internal Or Easy External, unit of measure NO | Planned-4612AA | Y | Y | Y | Y | Y
M3NHFScheduleOfRatesCode | Planned/Wasps Nest:Remove External | Planned - Wasps Nest:Remove External, unit of measure NO | Planned-4612AB | Y | Y | Y | Y | Y
M3NHFScheduleOfRatesCode | Planned/Rodents:Mice Eradication | Planned - Rodents:Mice Eradication, unit of measure IT | Planned-4612BA | Y | Y | Y | Y | Y
M3NHFScheduleOfRatesCode | Planned/Rodents:Rats Eradication | Planned - Rodents:Rats Eradication, unit of measure IT | Planned-4612CA | Y | Y | Y | Y | Y
M3NHFScheduleOfRatesCode | Planned/Liceants:Eradicate | Planned - Liceants:Eradicate, unit of measure IT | Planned-4612DA | Y | Y | Y | Y | Y
M3NHFScheduleOfRatesCode | Planned/Nest:Remove Ant Nest | Planned - Nest:Remove Ant Nest, unit of measure NO | Planned-4612EA | Y | Y | Y
M3NHFScheduleOfRatesCode | Planned/Nest:Remove Hornets Nest | Planned - Nest:Remove Hornets Nest, unit of measure NO | Planned-4612FA | Y | Y | Y
M3NHFScheduleOfRatesCode | Planned/Nest:Remove Bees Nest | Planned - Nest:Remove Bees Nest, unit of measure NO | Planned-4612GA | Y | Y | Y
M3NHFScheduleOfRatesCode | Planned/Nest:Remove Birds Nest | Planned - Nest:Remove Birds Nest, unit of measure NO | Planned-4612GB | Y
M3NHFScheduleOfRatesCode | Planned/Cockroach:Disinfest Roach Infestation | Planned - Cockroach:Disinfest Roach Infestation, unit of measure NO | Planned-4612HA | Y | Y | Y
M3NHFScheduleOfRatesCode | Planned/Beetle:Disinfest Beetle Infestation | Planned - Beetle:Disinfest Beetle Infestation, unit of measure NO | Planned-4612JA | Y | Y | Y
M3NHFScheduleOfRatesCode | Planned/Pigeon:Disinfest Pigeon Infestation | Planned - Pigeon:Disinfest Pigeon Infestation, unit of measure NO | Planned-4612KA | Y | Y | Y
M3NHFScheduleOfRatesCode | Planned/Pigeons:Install Anti-Pigeon Spiking | Planned - Pigeons:Install Anti-Pigeon Spiking, unit of measure LM | Planned-4612KB | Y | Y | Y
M3NHFScheduleOfRatesCode | Planned/Pigeons:Install Anti-Pigeon Netting | Planned - Pigeons:Install Anti-Pigeon Netting, unit of measure SM | Planned-4612KC | Y | Y | Y
M3NHFScheduleOfRatesCode | Planned/Pigeon:Remove Infestation From Cills | Planned - Pigeon:Remove Infestation From Cills, unit of measure LM | Planned-4612KD | Y
M3NHFScheduleOfRatesCode | Planned/Rat:Disinfest Rat Infestation | Planned - Rat:Disinfest Rat Infestation, unit of measure NO | Planned-4612LA | Y | Y | Y
M3NHFScheduleOfRatesCode | Planned/Debris:Remove Debris Of Infestation And Dispose | Planned - Debris:Remove Debris Of Infestation And Dispose, unit of measure CM | Planned-4612MA | Y | Y | Y
M3NHFScheduleOfRatesCode | Planned/Dwelling:Redecorate 1 Bedroom Flat | Planned - Dwelling:Redecorate 1 Bedroom Flat, unit of measure IT | Planned-4700AA | Y | Y | Y | Y | Y
M3NHFScheduleOfRatesCode | Planned/Dwelling:Redecorate 2 Bedroom Flat | Planned - Dwelling:Redecorate 2 Bedroom Flat, unit of measure IT | Planned-4700AB | Y | Y | Y | Y | Y
M3NHFScheduleOfRatesCode | Planned/Dwelling:Redecorate 3 Bedroom Flat | Planned - Dwelling:Redecorate 3 Bedroom Flat, unit of measure IT | Planned-4700AC | Y | Y | Y | Y | Y
M3NHFScheduleOfRatesCode | Planned/Dwelling:Redecorate 2 Bedroom House | Planned - Dwelling:Redecorate 2 Bedroom House, unit of measure IT | Planned-4700CA | Y | Y | Y | Y | Y
M3NHFScheduleOfRatesCode | Planned/Dwelling:Redecorate 3 Bedroom House | Planned - Dwelling:Redecorate 3 Bedroom House, unit of measure IT | Planned-4700CB | Y | Y | Y | Y | Y
M3NHFScheduleOfRatesCode | Planned/Dwelling:Redecorate 4 Bedroom House | Planned - Dwelling:Redecorate 4 Bedroom House, unit of measure IT | Planned-4700CC | Y | Y | Y | Y | Y
M3NHFScheduleOfRatesCode | Planned/Dwelling:Redecorate Bedsit Ne 20Sm Ceiling Area | Planned - Dwelling:Redecorate Bedsit Ne 20Sm Ceiling Area, unit of measure IT | Planned-4700DA | Y | Y | Y | Y | Y
M3NHFScheduleOfRatesCode | Planned/Dwelling:Redecorate Bedsit 20-30Sm Ceiling Area | Planned - Dwelling:Redecorate Bedsit 20-30Sm Ceiling Area, unit of measure IT | Planned-4700DB | Y | Y | Y | Y | Y
M3NHFScheduleOfRatesCode | Planned/Dwelling:Redecorate Bedsit Over 30Sm Ceiling Area | Planned - Dwelling:Redecorate Bedsit Over 30Sm Ceiling Area, unit of measure IT | Planned-4700DC | Y | Y | Y | Y | Y
M3NHFScheduleOfRatesCode | Planned/Dwelling:Redecorate Multiple Occupied 3 Bed Flat | Planned - Dwelling:Redecorate Multiple Occupied 3 Bed Flat, unit of measure IT | Planned-4700EA | Y | Y | Y | Y | Y
M3NHFScheduleOfRatesCode | Planned/Dwelling:Redecorate Multiple Occupied 4 Bed Flat | Planned - Dwelling:Redecorate Multiple Occupied 4 Bed Flat, unit of measure IT | Planned-4700EB | Y | Y | Y | Y | Y
M3NHFScheduleOfRatesCode | Planned/Dwelling:Redecorate Multiple Occupied 5 Bed Flat | Planned - Dwelling:Redecorate Multiple Occupied 5 Bed Flat, unit of measure IT | Planned-4700EC | Y | Y | Y | Y | Y
M3NHFScheduleOfRatesCode | Planned/Room:Whole Redecoration Addition Ht Above 3.0M | Planned - Room:Whole Redecoration Addition Ht Above 3.0M, unit of measure SM | Planned-4700FA | Y | Y | Y | Y | Y
M3NHFScheduleOfRatesCode | Planned/Dwelling:Wash 2Ct Redecoration 1 Bedroom Flat | Planned - Dwelling:Wash 2Ct Redecoration 1 Bedroom Flat, unit of measure IT | Planned-4705AA | Y | Y | Y | Y | Y
M3NHFScheduleOfRatesCode | Planned/Dwelling:Wash 2Ct Redecoration 2 Bedroom Flat | Planned - Dwelling:Wash 2Ct Redecoration 2 Bedroom Flat, unit of measure IT | Planned-4705AB | Y | Y | Y | Y | Y
M3NHFScheduleOfRatesCode | Planned/Dwelling:Wash 2Ct Redecoration 3 Bedroom Flat | Planned - Dwelling:Wash 2Ct Redecoration 3 Bedroom Flat, unit of measure IT | Planned-4705AC | Y | Y | Y | Y | Y
M3NHFScheduleOfRatesCode | Planned/Dwelling:Wash 2Ct Redecoration 2 Bedroom House | Planned - Dwelling:Wash 2Ct Redecoration 2 Bedroom House, unit of measure IT | Planned-4705CA | Y | Y | Y | Y | Y
M3NHFScheduleOfRatesCode | Planned/Dwelling:Wash 2Ct Redecoration 3 Bedroom House | Planned - Dwelling:Wash 2Ct Redecoration 3 Bedroom House, unit of measure IT | Planned-4705CB | Y | Y | Y | Y | Y
M3NHFScheduleOfRatesCode | Planned/Dwelling:Wash 2Ct Redecoration 4 Bedroom House | Planned - Dwelling:Wash 2Ct Redecoration 4 Bedroom House, unit of measure IT | Planned-4705CC | Y | Y | Y | Y | Y
M3NHFScheduleOfRatesCode | Planned/Dwelling:Wash 1Ct Redecoration 1 Bedroom Flat | Planned - Dwelling:Wash 1Ct Redecoration 1 Bedroom Flat, unit of measure IT | Planned-4705EA | Y | Y | Y | Y | Y
M3NHFScheduleOfRatesCode | Planned/Dwelling:Wash 1Ct Redecoration 2 Bedroom Flat | Planned - Dwelling:Wash 1Ct Redecoration 2 Bedroom Flat, unit of measure IT | Planned-4705EB | Y | Y | Y | Y | Y
M3NHFScheduleOfRatesCode | Planned/Dwelling:Wash 1Ct Redecoration 3 Bedroom Flat | Planned - Dwelling:Wash 1Ct Redecoration 3 Bedroom Flat, unit of measure IT | Planned-4705EC | Y | Y | Y | Y | Y
M3NHFScheduleOfRatesCode | Planned/Dwelling:Wash 1Ct Redecoration 2 Bedroom House | Planned - Dwelling:Wash 1Ct Redecoration 2 Bedroom House, unit of measure IT | Planned-4705GA | Y | Y | Y | Y | Y
M3NHFScheduleOfRatesCode | Planned/Dwelling:Wash 1Ct Redecoration 3 Bedroom House | Planned - Dwelling:Wash 1Ct Redecoration 3 Bedroom House, unit of measure IT | Planned-4705GB | Y | Y | Y | Y | Y
M3NHFScheduleOfRatesCode | Planned/Dwelling:Wash 1Ct Redecoration 4 Bedroom House | Planned - Dwelling:Wash 1Ct Redecoration 4 Bedroom House, unit of measure IT | Planned-4705GC | Y | Y | Y | Y | Y
M3NHFScheduleOfRatesCode | Planned/Dwelling:Wash 2Ct Redec Bedsit Ne 20Sm Clg Area | Planned - Dwelling:Wash 2Ct Redec Bedsit Ne 20Sm Clg Area, unit of measure IT | Planned-4705JA | Y | Y | Y | Y | Y
M3NHFScheduleOfRatesCode | Planned/Dwelling:Wash 2Ct Redec Bedsit 20-30Sm Clg Area | Planned - Dwelling:Wash 2Ct Redec Bedsit 20-30Sm Clg Area, unit of measure IT | Planned-4705JB | Y | Y | Y | Y | Y
M3NHFScheduleOfRatesCode | Planned/Dwelling:Wash 2Ct Redec Bedsit Over 30Sm Clg Area | Planned - Dwelling:Wash 2Ct Redec Bedsit Over 30Sm Clg Area, unit of measure IT | Planned-4705JC | Y | Y | Y | Y | Y
M3NHFScheduleOfRatesCode | Planned/Dwelling:Wash 2Ct Redec Multiple Occ 3 Bed Flat | Planned - Dwelling:Wash 2Ct Redec Multiple Occ 3 Bed Flat, unit of measure IT | Planned-4705KA | Y | Y | Y | Y | Y
M3NHFScheduleOfRatesCode | Planned/Dwelling:Wash 2Ct Redec Multiple Occ 4 Bed Flat | Planned - Dwelling:Wash 2Ct Redec Multiple Occ 4 Bed Flat, unit of measure IT | Planned-4705KB | Y | Y | Y | Y | Y
M3NHFScheduleOfRatesCode | Planned/Dwelling:Wash 2Ct Redec Multiple Occ 5 Bed Flat | Planned - Dwelling:Wash 2Ct Redec Multiple Occ 5 Bed Flat, unit of measure IT | Planned-4705KC | Y | Y | Y | Y | Y
M3NHFScheduleOfRatesCode | Planned/Walls:Apply 2 Coats Class 'O' Paint | Planned - Walls:Apply 2 Coats Class 'O' Paint, unit of measure SM | Planned-4711AA | Y | Y | Y
M3NHFScheduleOfRatesCode | Planned/Ceilings:Apply 2 Coats Class 'O' Paint | Planned - Ceilings:Apply 2 Coats Class 'O' Paint, unit of measure SM | Planned-4711AB | Y | Y | Y
M3NHFScheduleOfRatesCode | Planned/Sand:Existing Wood Floor | Planned - Sand:Existing Wood Floor, unit of measure SM | Planned-4791AA | Y
M3NHFScheduleOfRatesCode | Planned/Sand/Seal:Existing Wood Floor | Planned - Sand/Seal:Existing Wood Floor, unit of measure SM | Planned-4791AB | Y
M3NHFScheduleOfRatesCode | Planned/Floor:Apply 2 Coats Poly To Timber Floor | Planned - Floor:Apply 2 Coats Poly To Timber Floor, unit of measure SM | Planned-4792AA | Y
M3NHFScheduleOfRatesCode | Planned/Floor:Finish To Timber Floor | Planned - Floor:Finish To Timber Floor, unit of measure SM | Planned-4792AB | Y
M3NHFScheduleOfRatesCode | Planned/Floor Paint:Apply To Concrete | Planned - Floor Paint:Apply To Concrete, unit of measure SM | Planned-4793AA | Y
M3NHFScheduleOfRatesCode | Planned/Floor Paint:Safety Lines - Coloured | Planned - Floor Paint:Safety Lines - Coloured, unit of measure LM | Planned-4793AB | Y
M3NHFScheduleOfRatesCode | Planned/Fire Upgrade Coating:Painted Brick Walls - 3 Coat | Planned - Fire Upgrade Coating:Painted Brick Walls - 3 Coat, unit of measure SM | Planned-4801AA | Y | Y | Y
M3NHFScheduleOfRatesCode | Planned/Fire Upgrade Coating:Painted Plaster Walls - 3 Ct | Planned - Fire Upgrade Coating:Painted Plaster Walls - 3 Ct, unit of measure SM | Planned-4801AB | Y | Y | Y
M3NHFScheduleOfRatesCode | Planned/Fire Upgrade Coating:Painted Concrete Soffit-3 Ct | Planned - Fire Upgrade Coating:Painted Concrete Soffit-3 Ct, unit of measure SM | Planned-4801AC | Y | Y | Y
M3NHFScheduleOfRatesCode | Planned/Fire Upgrade Coating:Plastered Soffit - 3 Coat | Planned - Fire Upgrade Coating:Plastered Soffit - 3 Coat, unit of measure SM | Planned-4801AD | Y | Y | Y
M3NHFScheduleOfRatesCode | Planned/Fire Upgrade Coating:Painted Brick Walls - 4 Coat | Planned - Fire Upgrade Coating:Painted Brick Walls - 4 Coat, unit of measure SM | Planned-4802AA | Y | Y | Y
M3NHFScheduleOfRatesCode | Planned/Fire Upgrade Coating:Painted Plaster Walls - 4 Ct | Planned - Fire Upgrade Coating:Painted Plaster Walls - 4 Ct, unit of measure SM | Planned-4802AB | Y | Y | Y
M3NHFScheduleOfRatesCode | Planned/Fire Upgrade Coating:Painted Concrete Soffit-4 Ct | Planned - Fire Upgrade Coating:Painted Concrete Soffit-4 Ct, unit of measure SM | Planned-4802AC | Y | Y | Y
M3NHFScheduleOfRatesCode | Planned/Fire Upgrade Coating:Painted Plaster Soffit -4 Ct | Planned - Fire Upgrade Coating:Painted Plaster Soffit -4 Ct, unit of measure SM | Planned-4802AD | Y | Y | Y
M3NHFScheduleOfRatesCode | Planned/Fire Upgrade Coating:Strip Painted Brick Wall-3 Ct | Planned - Fire Upgrade Coating:Strip Painted Brick Wall-3 Ct, unit of measure SM | Planned-4803AA | Y | Y | Y
M3NHFScheduleOfRatesCode | Planned/Fire Upgrade Coating:Strip Paint Plaster Wall-3 Ct | Planned - Fire Upgrade Coating:Strip Paint Plaster Wall-3 Ct, unit of measure SM | Planned-4803AB | Y | Y | Y
M3NHFScheduleOfRatesCode | Planned/Fire Upgrade Coating:Concrete Soffit-Strip 3 Coat | Planned - Fire Upgrade Coating:Concrete Soffit-Strip 3 Coat, unit of measure SM | Planned-4803AC | Y | Y | Y
M3NHFScheduleOfRatesCode | Planned/Fire Upgrade Coating:Plastered Soffit-Strip 3 Coat | Planned - Fire Upgrade Coating:Plastered Soffit-Strip 3 Coat, unit of measure SM | Planned-4803AD | Y | Y | Y
M3NHFScheduleOfRatesCode | Planned/Fire Upgrade Coating:Strip Paint Brick Walls- Dec | Planned - Fire Upgrade Coating:Strip Paint Brick Walls- Dec, unit of measure SM | Planned-4804AA | Y | Y | Y
M3NHFScheduleOfRatesCode | Planned/Fire Upgrade Coating:Strip Paint Plaster Wall- Dec | Planned - Fire Upgrade Coating:Strip Paint Plaster Wall- Dec, unit of measure SM | Planned-4804AB | Y | Y | Y
M3NHFScheduleOfRatesCode | Planned/Fire Upgrade Coating:Paint Concrete Soffit- Dec | Planned - Fire Upgrade Coating:Paint Concrete Soffit- Dec, unit of measure SM | Planned-4804AC | Y | Y | Y
M3NHFScheduleOfRatesCode | Planned/Fire Upgrade Coating:Paint Plaster Soffit- Dec | Planned - Fire Upgrade Coating:Paint Plaster Soffit- Dec, unit of measure SM | Planned-4804AD | Y | Y | Y
M3NHFScheduleOfRatesCode | Planned/Fire Upgrade Coating:Woodwork - 3 Coat | Planned - Fire Upgrade Coating:Woodwork - 3 Coat, unit of measure SM | Planned-4805AA | Y | Y | Y
M3NHFScheduleOfRatesCode | Planned/Fire Upgrade Coating:Woodwork Ne 300Mm - 3 Coat | Planned - Fire Upgrade Coating:Woodwork Ne 300Mm - 3 Coat, unit of measure LM | Planned-4805AB | Y | Y | Y
M3NHFScheduleOfRatesCode | Planned/Fire Upgrade Coating:Timber Doors - 3 Coat | Planned - Fire Upgrade Coating:Timber Doors - 3 Coat, unit of measure SM | Planned-4805AC | Y | Y | Y
M3NHFScheduleOfRatesCode | Planned/Fire Upgrade Coating:Timber Glazed Doors - 3 Coat | Planned - Fire Upgrade Coating:Timber Glazed Doors - 3 Coat, unit of measure SM | Planned-4805AD | Y | Y | Y
M3NHFScheduleOfRatesCode | Planned/Fire Upgrade Coating:Timber Windows, Screens-3 Ct | Planned - Fire Upgrade Coating:Timber Windows, Screens-3 Ct, unit of measure SM | Planned-4805AE | Y | Y | Y
M3NHFScheduleOfRatesCode | Planned/Fire Upgrade Coating:Door Frames Ne 300Mm - 3 Coat | Planned - Fire Upgrade Coating:Door Frames Ne 300Mm - 3 Coat, unit of measure LM | Planned-4805AF | Y | Y | Y
M3NHFScheduleOfRatesCode | Planned/Fire Upgrade Coating:Skirtings Ne 300Mm - 3 Coat | Planned - Fire Upgrade Coating:Skirtings Ne 300Mm - 3 Coat, unit of measure LM | Planned-4805AG | Y | Y | Y
M3NHFScheduleOfRatesCode | Planned/Fire Upgrade Coating:Metalwork - 3 Coat | Planned - Fire Upgrade Coating:Metalwork - 3 Coat, unit of measure SM | Planned-4806AA | Y | Y | Y
M3NHFScheduleOfRatesCode | Planned/Fire Upgrade Coating:Metalwork Ne 300Mm - 3 Coat | Planned - Fire Upgrade Coating:Metalwork Ne 300Mm - 3 Coat, unit of measure LM | Planned-4806AB | Y | Y | Y
M3NHFScheduleOfRatesCode | Planned/Fire Upgrade Coating:Metal Doors - 3 Coat | Planned - Fire Upgrade Coating:Metal Doors - 3 Coat, unit of measure SM | Planned-4806AC | Y | Y | Y
M3NHFScheduleOfRatesCode | Planned/Fire Upgrade Coating:Metal Glazed Doors - 3 Coat | Planned - Fire Upgrade Coating:Metal Glazed Doors - 3 Coat, unit of measure SM | Planned-4806AD | Y | Y | Y
M3NHFScheduleOfRatesCode | Planned/Fire Upgrade Coating:Metal Windows, Screens - 3 Ct | Planned - Fire Upgrade Coating:Metal Windows, Screens - 3 Ct, unit of measure SM | Planned-4806AE | Y | Y | Y
M3NHFScheduleOfRatesCode | Planned/Fire Upgrade Coating:Metal Dr Frames Ne 300Mm-3 Ct | Planned - Fire Upgrade Coating:Metal Dr Frames Ne 300Mm-3 Ct, unit of measure LM | Planned-4806AF | Y | Y | Y
M3NHFScheduleOfRatesCode | Planned/Fire Upgrade Coating:Balustrades - 3 Coat | Planned - Fire Upgrade Coating:Balustrades - 3 Coat, unit of measure SM | Planned-4806AG | Y | Y | Y
M3NHFScheduleOfRatesCode | Planned/Fire Upgrade Coating:Metal Handrails Ne 300Mm-3 Ct | Planned - Fire Upgrade Coating:Metal Handrails Ne 300Mm-3 Ct, unit of measure LM | Planned-4806AH | Y | Y | Y
M3NHFScheduleOfRatesCode | Planned/Sprayed Coatings:16Mm One Hour To Surfaces | Planned - Sprayed Coatings:16Mm One Hour To Surfaces, unit of measure SM | Planned-4808AA | Y | Y | Y
M3NHFScheduleOfRatesCode | Planned/Sprayed Coatings:22Mm One Hour To Surfaces | Planned - Sprayed Coatings:22Mm One Hour To Surfaces, unit of measure SM | Planned-4808AB | Y | Y | Y
M3NHFScheduleOfRatesCode | Planned/Sprayed Coatings:28Mm Two Hour To Surfaces | Planned - Sprayed Coatings:28Mm Two Hour To Surfaces, unit of measure SM | Planned-4808AC | Y | Y | Y
M3NHFScheduleOfRatesCode | Planned/Sprayed Coatings:52Mm Four Hour To Surfaces | Planned - Sprayed Coatings:52Mm Four Hour To Surfaces, unit of measure SM | Planned-4808AD | Y | Y | Y
M3NHFScheduleOfRatesCode | Planned/Sprayed Coatings:15Mm | Planned - Sprayed Coatings:15Mm, unit of measure SM | Planned-4809AA | Y | Y | Y
M3NHFScheduleOfRatesCode | Planned/Flame Retardant Coating:Apply 2 Ct Surfaces | Planned - Flame Retardant Coating:Apply 2 Ct Surfaces, unit of measure SM | Planned-4810AA | Y | Y | Y
M3NHFScheduleOfRatesCode | Planned/Flame Retardant Coating:Apply 2 Ct Surface Ne300Mm | Planned - Flame Retardant Coating:Apply 2 Ct Surface Ne300Mm, unit of measure LM | Planned-4810AB | Y | Y | Y
M3NHFScheduleOfRatesCode | Planned/Flame Retardant Coating:Apply 3 Ct Surfaces | Planned - Flame Retardant Coating:Apply 3 Ct Surfaces, unit of measure SM | Planned-4811AA | Y | Y | Y
M3NHFScheduleOfRatesCode | Planned/Flame Retardant Coating:Apply 3 Ct Surface Ne300Mm | Planned - Flame Retardant Coating:Apply 3 Ct Surface Ne300Mm, unit of measure LM | Planned-4811AB | Y | Y | Y
M3NHFScheduleOfRatesCode | Planned/Tanking:Install Asphalt Dpm Horizontal | Planned - Tanking:Install Asphalt Dpm Horizontal, unit of measure SM | Planned-4900AA | Y | Y | Y | Y | Y
M3NHFScheduleOfRatesCode | Planned/Tanking:Install Asphalt Dpm Vertical | Planned - Tanking:Install Asphalt Dpm Vertical, unit of measure SM | Planned-4900AB | Y | Y | Y | Y | Y
M3NHFScheduleOfRatesCode | Planned/Tanking:Install Asphalt Dpm Rake For Key | Planned - Tanking:Install Asphalt Dpm Rake For Key, unit of measure SM | Planned-4900AC | Y | Y | Y | Y | Y
M3NHFScheduleOfRatesCode | Planned/Pane:Reglaze 4Mm Clear Or Obscure Upto 1Sm | Planned - Pane:Reglaze 4Mm Clear Or Obscure Upto 1Sm, unit of measure NO | Planned-5150AC | Y | Y | Y | Y | Y
M3NHFScheduleOfRatesCode | Planned/Pane:Reglaze 4Mm Clear Or Obscure Over 1Sm | Planned - Pane:Reglaze 4Mm Clear Or Obscure Over 1Sm, unit of measure SM | Planned-5150AD | Y | Y | Y | Y | Y
M3NHFScheduleOfRatesCode | Planned/Pane:Reglaze 6Mm Clear Or Obscure Upto 1Sm | Planned - Pane:Reglaze 6Mm Clear Or Obscure Upto 1Sm, unit of measure NO | Planned-5150BC | Y | Y | Y | Y | Y
M3NHFScheduleOfRatesCode | Planned/Pane:Reglaze 6Mm Clear Or Obscure Over 1Sm | Planned - Pane:Reglaze 6Mm Clear Or Obscure Over 1Sm, unit of measure SM | Planned-5150BD | Y | Y | Y | Y | Y
M3NHFScheduleOfRatesCode | Planned/Pane:Reglaze 7Mm Gwcg Upto 1Sm | Planned - Pane:Reglaze 7Mm Gwcg Upto 1Sm, unit of measure NO | Planned-5200AC | Y | Y | Y | Y | Y
M3NHFScheduleOfRatesCode | Planned/Pane:Reglaze 7Mm Gwcg Over 1Sm | Planned - Pane:Reglaze 7Mm Gwcg Over 1Sm, unit of measure SM | Planned-5200AD | Y | Y | Y | Y | Y
M3NHFScheduleOfRatesCode | Planned/Pane:Reglaze 6Mm Gwpp Upto 1Sm | Planned - Pane:Reglaze 6Mm Gwpp Upto 1Sm, unit of measure NO | Planned-5250AC | Y | Y | Y | Y | Y
M3NHFScheduleOfRatesCode | Planned/Pane:Reglaze 6Mm Gwpp Over 1Sm | Planned - Pane:Reglaze 6Mm Gwpp Over 1Sm, unit of measure SM | Planned-5250AD | Y | Y | Y | Y | Y
M3NHFScheduleOfRatesCode | Planned/Balustrade:Reglaze 7Mm Gwpp Over 1.00Sm | Planned - Balustrade:Reglaze 7Mm Gwpp Over 1.00Sm, unit of measure SM | Planned-5250AE | Y | Y | Y
M3NHFScheduleOfRatesCode | Planned/Pane:Reglaze 6Mm Toughened Upto 1Sm | Planned - Pane:Reglaze 6Mm Toughened Upto 1Sm, unit of measure NO | Planned-5300AC | Y | Y | Y | Y | Y
M3NHFScheduleOfRatesCode | Planned/Pane:Reglaze 6Mm Toughened Over 1Sm | Planned - Pane:Reglaze 6Mm Toughened Over 1Sm, unit of measure SM | Planned-5300AD | Y | Y | Y | Y | Y
M3NHFScheduleOfRatesCode | Planned/Pane:Reglaze 6.8Mm Laminated/Stippolyte Upto 1 Sm | Planned - Pane:Reglaze 6.8Mm Laminated/Stippolyte Upto 1 Sm, unit of measure NO | Planned-5350AA | Y | Y | Y
M3NHFScheduleOfRatesCode | Planned/Pane:Reglaze 6.8Mm Laminated/Stippolyte Over 1 Sm | Planned - Pane:Reglaze 6.8Mm Laminated/Stippolyte Over 1 Sm, unit of measure SM | Planned-5350AB | Y | Y | Y
M3NHFScheduleOfRatesCode | Planned/Pane:Reglaze 6.4Mm Laminated Upto 1Sm | Planned - Pane:Reglaze 6.4Mm Laminated Upto 1Sm, unit of measure NO | Planned-5350AC | Y | Y | Y | Y | Y
M3NHFScheduleOfRatesCode | Planned/Pane:Reglaze 6.4Mm Laminated Over 1Sm | Planned - Pane:Reglaze 6.4Mm Laminated Over 1Sm, unit of measure SM | Planned-5350AD | Y | Y | Y | Y | Y
M3NHFScheduleOfRatesCode | Planned/Pane:Reglaze 4.4Mm Laminated Upto 1Sm | Planned - Pane:Reglaze 4.4Mm Laminated Upto 1Sm, unit of measure NO | Planned-5350BC | Y | Y | Y | Y | Y
M3NHFScheduleOfRatesCode | Planned/Pane:Reglaze 4.4Mm Laminated Over 1Sm | Planned - Pane:Reglaze 4.4Mm Laminated Over 1Sm, unit of measure SM | Planned-5350BD | Y | Y | Y | Y | Y
M3NHFScheduleOfRatesCode | Planned/Pane:Reglaze 4Mm Polycarbonate Upto 1Sm | Planned - Pane:Reglaze 4Mm Polycarbonate Upto 1Sm, unit of measure NO | Planned-5400AC | Y | Y | Y | Y | Y
M3NHFScheduleOfRatesCode | Planned/Pane:Reglaze 4Mm Polycarbonate Over 1Sm | Planned - Pane:Reglaze 4Mm Polycarbonate Over 1Sm, unit of measure SM | Planned-5400AD | Y | Y | Y | Y | Y
M3NHFScheduleOfRatesCode | Planned/Pane:Reglaze 6Mm Polycarbonate Upto 1.00Sm | Planned - Pane:Reglaze 6Mm Polycarbonate Upto 1.00Sm, unit of measure NO | Planned-5400BA | Y | Y | Y
M3NHFScheduleOfRatesCode | Planned/Pane:Reglaze 6Mm Polycarbonate Over 1.00Sm | Planned - Pane:Reglaze 6Mm Polycarbonate Over 1.00Sm, unit of measure SM | Planned-5400BB | Y | Y | Y
M3NHFScheduleOfRatesCode | Planned/Pane:Reglaze 6.5Mm Half Hour Fire Upto 0.50Sm | Planned - Pane:Reglaze 6.5Mm Half Hour Fire Upto 0.50Sm, unit of measure NO | Planned-5410AA | Y | Y | Y
M3NHFScheduleOfRatesCode | Planned/Pane:Reglaze 6.5Mm Half Hour Fire 0.50-1.00Sm | Planned - Pane:Reglaze 6.5Mm Half Hour Fire 0.50-1.00Sm, unit of measure NO | Planned-5410AB | Y | Y | Y
M3NHFScheduleOfRatesCode | Planned/Pane:Reglaze 6.5Mm Half Hour Fire Over 1.00Sm | Planned - Pane:Reglaze 6.5Mm Half Hour Fire Over 1.00Sm, unit of measure SM | Planned-5410AC | Y | Y | Y
M3NHFScheduleOfRatesCode | Planned/Pane:Reglaze 15Mm One Hour Fire Upto 0.50Sm | Planned - Pane:Reglaze 15Mm One Hour Fire Upto 0.50Sm, unit of measure NO | Planned-5410BA | Y | Y | Y
M3NHFScheduleOfRatesCode | Planned/Pane:Reglaze 15Mm One Hour Fire Upto 1.00Sm | Planned - Pane:Reglaze 15Mm One Hour Fire Upto 1.00Sm, unit of measure NO | Planned-5410BB | Y | Y | Y
M3NHFScheduleOfRatesCode | Planned/Pane:Reglaze 15Mm One Hour Fire Over 1.00Sm | Planned - Pane:Reglaze 15Mm One Hour Fire Over 1.00Sm, unit of measure SM | Planned-5410BC | Y | Y | Y
M3NHFScheduleOfRatesCode | Planned/Pane:Reglaze 7Mm Fire Safety Impact Upto 1Sm | Planned - Pane:Reglaze 7Mm Fire Safety Impact Upto 1Sm, unit of measure NO | Planned-5412AA | Y | Y | Y
M3NHFScheduleOfRatesCode | Planned/Pane:Reglaze 7Mm Fire Safety Impact Glass Over 1Sm | Planned - Pane:Reglaze 7Mm Fire Safety Impact Glass Over 1Sm, unit of measure SM | Planned-5412AB | Y | Y | Y
M3NHFScheduleOfRatesCode | Planned/Pane:Reglaze 6Mm Polished Plate Upto 1.00Sm | Planned - Pane:Reglaze 6Mm Polished Plate Upto 1.00Sm, unit of measure NO | Planned-5420AA | Y | Y | Y
M3NHFScheduleOfRatesCode | Planned/Pane:Reglaze 6Mm Polished Plate Over 1.00Sm | Planned - Pane:Reglaze 6Mm Polished Plate Over 1.00Sm, unit of measure SM | Planned-5420AB | Y | Y | Y
M3NHFScheduleOfRatesCode | Planned/Double Glazed Unit:Reglaze Ne 1.00Sm Obscure | Planned - Double Glazed Unit:Reglaze Ne 1.00Sm Obscure, unit of measure NO | Planned-5501AC | Y | Y | Y | Y | Y
M3NHFScheduleOfRatesCode | Planned/Double Glazed Unit:Reglaze Over 1.00Sm Obscure | Planned - Double Glazed Unit:Reglaze Over 1.00Sm Obscure, unit of measure SM | Planned-5501AD | Y | Y | Y | Y | Y
M3NHFScheduleOfRatesCode | Planned/Double Glazed Unit:Reglaze Upto 1Sm-Clear Low E | Planned - Double Glazed Unit:Reglaze Upto 1Sm-Clear Low E, unit of measure NO | Planned-5510AC | Y | Y | Y | Y | Y
M3NHFScheduleOfRatesCode | Planned/Double Glazed Unit:Reglaze Over 1.0Sm-Clear Low E | Planned - Double Glazed Unit:Reglaze Over 1.0Sm-Clear Low E, unit of measure SM | Planned-5510AD | Y | Y | Y | Y | Y
M3NHFScheduleOfRatesCode | Planned/Double Glazed Unit:Reglaze 28Mm Ne 1Sm Clear Low E | Planned - Double Glazed Unit:Reglaze 28Mm Ne 1Sm Clear Low E, unit of measure NO | Planned-5510AE | Y | Y | Y
M3NHFScheduleOfRatesCode | Planned/Double Glazed Unit:Reglaze 28Mm Ex 1Sm Clear Low E | Planned - Double Glazed Unit:Reglaze 28Mm Ex 1Sm Clear Low E, unit of measure SM | Planned-5510AF | Y | Y | Y
M3NHFScheduleOfRatesCode | Planned/Double Glazed Unit:Reglaze Upto 1Sm Safety Low E | Planned - Double Glazed Unit:Reglaze Upto 1Sm Safety Low E, unit of measure NO | Planned-5560AC | Y | Y | Y | Y | Y
M3NHFScheduleOfRatesCode | Planned/Double Glazed Unit:Reglaze Over 1Sm Safety Low E | Planned - Double Glazed Unit:Reglaze Over 1Sm Safety Low E, unit of measure SM | Planned-5560AD | Y | Y | Y | Y | Y
M3NHFScheduleOfRatesCode | Planned/Double Glazed Unit:Reglaze 28Mm Ne 1Sm Safety Lowe | Planned - Double Glazed Unit:Reglaze 28Mm Ne 1Sm Safety Lowe, unit of measure NO | Planned-5560AE | Y | Y | Y
M3NHFScheduleOfRatesCode | Planned/Double Glazed Unit:Reglaze 28Mm Ex 1Sm Safety Lowe | Planned - Double Glazed Unit:Reglaze 28Mm Ex 1Sm Safety Lowe, unit of measure SM | Planned-5560AF | Y | Y | Y
M3NHFScheduleOfRatesCode | Planned/Vacuum Double Glazing:Reglaze Upto 1Sm-Clear | Planned - Vacuum Double Glazing:Reglaze Upto 1Sm-Clear, unit of measure NO | Planned-5570ZA | Y | Y | Y
M3NHFScheduleOfRatesCode | Planned/Vacuum Double Glazing:Reglaze Over 1Sm-Clear | Planned - Vacuum Double Glazing:Reglaze Over 1Sm-Clear, unit of measure SM | Planned-5570ZB | Y | Y | Y
M3NHFScheduleOfRatesCode | Planned/Vacuum Double Glazing:Reglaze Upto 1Sm-Obscure | Planned - Vacuum Double Glazing:Reglaze Upto 1Sm-Obscure, unit of measure NO | Planned-5570ZC | Y | Y | Y
M3NHFScheduleOfRatesCode | Planned/Vacuum Double Glazing:Reglaze Over 1Sm-Obscure | Planned - Vacuum Double Glazing:Reglaze Over 1Sm-Obscure, unit of measure SM | Planned-5570ZD | Y | Y | Y
M3NHFScheduleOfRatesCode | Planned/Vacuum Double Glazing:Reglaze Upto 1Sm-Safety | Planned - Vacuum Double Glazing:Reglaze Upto 1Sm-Safety, unit of measure NO | Planned-5570ZE | Y | Y | Y
M3NHFScheduleOfRatesCode | Planned/Vacuum Double Glazing:Reglaze Over 1Sm-Safety | Planned - Vacuum Double Glazing:Reglaze Over 1Sm-Safety, unit of measure SM | Planned-5570ZF | Y | Y | Y
M3NHFScheduleOfRatesCode | Planned/Triple Glazing:Reglaze Upto 1Sm-Clear | Planned - Triple Glazing:Reglaze Upto 1Sm-Clear, unit of measure NO | Planned-5590ZA | Y | Y | Y
M3NHFScheduleOfRatesCode | Planned/Triple Glazing:Reglaze Over 1Sm-Clear | Planned - Triple Glazing:Reglaze Over 1Sm-Clear, unit of measure SM | Planned-5590ZB | Y | Y | Y
M3NHFScheduleOfRatesCode | Planned/Triple Glazing:Reglaze Upto 1Sm-Obscure | Planned - Triple Glazing:Reglaze Upto 1Sm-Obscure, unit of measure NO | Planned-5590ZC | Y | Y | Y
M3NHFScheduleOfRatesCode | Planned/Triple Glazing:Reglaze Over 1Sm-Obscure | Planned - Triple Glazing:Reglaze Over 1Sm-Obscure, unit of measure SM | Planned-5590ZD | Y | Y | Y
M3NHFScheduleOfRatesCode | Planned/Triple Glazing:Reglaze Upto 1Sm-Safety | Planned - Triple Glazing:Reglaze Upto 1Sm-Safety, unit of measure NO | Planned-5590ZE | Y | Y | Y
M3NHFScheduleOfRatesCode | Planned/Triple Glazing:Reglaze Over 1Sm-Safety | Planned - Triple Glazing:Reglaze Over 1Sm-Safety, unit of measure SM | Planned-5590ZF | Y | Y | Y
M3NHFScheduleOfRatesCode | Planned/Domelight:Remove And Refix | Planned - Domelight:Remove And Refix, unit of measure NO | Planned-5600AA | Y | Y | Y | Y | Y
M3NHFScheduleOfRatesCode | Planned/Domelight:Renew 610X610Mm Complete | Planned - Domelight:Renew 610X610Mm Complete, unit of measure NO | Planned-5600AB | Y | Y | Y | Y | Y
M3NHFScheduleOfRatesCode | Planned/Domelight:Renew 914X914Mm Complete | Planned - Domelight:Renew 914X914Mm Complete, unit of measure NO | Planned-5600AC | Y | Y | Y | Y | Y
M3NHFScheduleOfRatesCode | Planned/Domelight:Renew 1210X1210Mm Complete | Planned - Domelight:Renew 1210X1210Mm Complete, unit of measure NO | Planned-5600AD | Y | Y | Y | Y | Y
M3NHFScheduleOfRatesCode | Planned/Rooflight:Reglaze Pyroshield Upto 0.50Sm | Planned - Rooflight:Reglaze Pyroshield Upto 0.50Sm, unit of measure NO | Planned-5610AA | Y | Y | Y
M3NHFScheduleOfRatesCode | Planned/Rooflight:Reglaze Pyroshield 0.50-1.00Sm | Planned - Rooflight:Reglaze Pyroshield 0.50-1.00Sm, unit of measure NO | Planned-5610AB | Y | Y | Y
M3NHFScheduleOfRatesCode | Planned/Rooflight:Reglaze Pyroshield Over 1.00Sm | Planned - Rooflight:Reglaze Pyroshield Over 1.00Sm, unit of measure SM | Planned-5610AC | Y | Y | Y
M3NHFScheduleOfRatesCode | Planned/Rooflight:Reglaze 4Mm Polycarbonate Upto 1.00Sm | Planned - Rooflight:Reglaze 4Mm Polycarbonate Upto 1.00Sm, unit of measure NO | Planned-5610BA | Y | Y | Y
M3NHFScheduleOfRatesCode | Planned/Rooflight:Reglaze 4Mm Polycarbonate Over 1.00Sm | Planned - Rooflight:Reglaze 4Mm Polycarbonate Over 1.00Sm, unit of measure SM | Planned-5610BB | Y | Y | Y
M3NHFScheduleOfRatesCode | Planned/Rooflight:Reglaze 6Mm Polycarbonate Upto 1.00Sm | Planned - Rooflight:Reglaze 6Mm Polycarbonate Upto 1.00Sm, unit of measure NO | Planned-5610CA | Y | Y | Y
M3NHFScheduleOfRatesCode | Planned/Rooflight:Reglaze 6Mm Polycarbonate Over 1.00Sm | Planned - Rooflight:Reglaze 6Mm Polycarbonate Over 1.00Sm, unit of measure SM | Planned-5610CB | Y | Y | Y
M3NHFScheduleOfRatesCode | Planned/Mirror:Renew 450X450X4Mm | Planned - Mirror:Renew 450X450X4Mm, unit of measure NO | Planned-5650AA | Y | Y | Y | Y | Y
M3NHFScheduleOfRatesCode | Planned/Mirror:Renew 900X600X4Mm | Planned - Mirror:Renew 900X600X4Mm, unit of measure NO | Planned-5650AB | Y | Y | Y | Y | Y
M3NHFScheduleOfRatesCode | Planned/Shower Screen:Renew Glass Over Bath | Planned - Shower Screen:Renew Glass Over Bath, unit of measure NO | Planned-5700AA | Y | Y | Y | Y | Y
M3NHFScheduleOfRatesCode | Planned/Shower Screen:Renew Two Sided Glass Screen | Planned - Shower Screen:Renew Two Sided Glass Screen, unit of measure IT | Planned-5700BA | Y | Y | Y | Y | Y
M3NHFScheduleOfRatesCode | Planned/Shower Screen:Renew Three Sided Glass Screen | Planned - Shower Screen:Renew Three Sided Glass Screen, unit of measure IT | Planned-5700BB | Y | Y | Y | Y | Y
M3NHFScheduleOfRatesCode | Planned/Shower Screen:Remove And Refix | Planned - Shower Screen:Remove And Refix, unit of measure IT | Planned-5700BC | Y
M3NHFScheduleOfRatesCode | Planned/Condensation Drip Tray:Renew | Planned - Condensation Drip Tray:Renew, unit of measure IT | Planned-5730ZA | Y | Y | Y
M3NHFScheduleOfRatesCode | Planned/Double Glazed Units:Refix | Planned - Double Glazed Units:Refix, unit of measure NO | Planned-5730ZB | Y | Y | Y
M3NHFScheduleOfRatesCode | Planned/Vent:Renew Circular To Existing Opening | Planned - Vent:Renew Circular To Existing Opening, unit of measure NO | Planned-5750AA | Y | Y | Y | Y | Y
M3NHFScheduleOfRatesCode | Planned/Vent:Fit New Circular To Existing Glass | Planned - Vent:Fit New Circular To Existing Glass, unit of measure NO | Planned-5750AB | Y | Y | Y | Y | Y
M3NHFScheduleOfRatesCode | Planned/Vent:Fit Metal Permavent | Planned - Vent:Fit Metal Permavent, unit of measure NO | Planned-5750AC | Y | Y | Y | Y | Y
M3NHFScheduleOfRatesCode | Planned/Window:Apply Solar Reflective Film | Planned - Window:Apply Solar Reflective Film, unit of measure SM | Planned-5750BA | Y | Y | Y | Y | Y
M3NHFScheduleOfRatesCode | Planned/Window:Apply Safety Film | Planned - Window:Apply Safety Film, unit of measure SM | Planned-5750BB | Y | Y | Y | Y | Y
M3NHFScheduleOfRatesCode | Planned/Window:Apply Safety Film - 100 Micron Bomb Proof | Planned - Window:Apply Safety Film - 100 Micron Bomb Proof, unit of measure SM | Planned-5750BC | Y | Y | Y
M3NHFScheduleOfRatesCode | Planned/Window:Apply Safety Film - 175 Micron Bomb Proof | Planned - Window:Apply Safety Film - 175 Micron Bomb Proof, unit of measure SM | Planned-5750BD | Y | Y | Y
M3NHFScheduleOfRatesCode | Planned/Window:Apply Safety Film - 300 Micron Bomb Proof | Planned - Window:Apply Safety Film - 300 Micron Bomb Proof, unit of measure SM | Planned-5750BE | Y | Y | Y
M3NHFScheduleOfRatesCode | Planned/Putty:Renew Defective Putty | Planned - Putty:Renew Defective Putty, unit of measure LM | Planned-5750CA | Y | Y | Y
M3NHFScheduleOfRatesCode | Planned/Bead:Renew Defective Glazing Bead | Planned - Bead:Renew Defective Glazing Bead, unit of measure LM | Planned-5750CB | Y | Y | Y
M3NHFScheduleOfRatesCode | Planned/Bead:Apply Silicone Seal To Glazing Bead | Planned - Bead:Apply Silicone Seal To Glazing Bead, unit of measure LM | Planned-5750CC | Y | Y | Y
M3NHFScheduleOfRatesCode | Planned/Window:Bed Edges In Washleather Strip | Planned - Window:Bed Edges In Washleather Strip, unit of measure LM | Planned-5750DA | Y | Y | Y
M3NHFScheduleOfRatesCode | Planned/Gaskets:Extra Over For Compression Gasket | Planned - Gaskets:Extra Over For Compression Gasket, unit of measure LM | Planned-5750EA | Y | Y | Y
M3NHFScheduleOfRatesCode | Planned/Louvre:Renew Blade Ne 950Mm Long | Planned - Louvre:Renew Blade Ne 950Mm Long, unit of measure NO | Planned-5750FA | Y | Y | Y
M3NHFScheduleOfRatesCode | Planned/Temporary Glazing:Fix Prior To Replacement Unit | Planned - Temporary Glazing:Fix Prior To Replacement Unit, unit of measure NO | Planned-5750GA | Y | Y | Y
M3NHFScheduleOfRatesCode | Planned/Sylglas:Fit Tape Ne 100Mm Wide | Planned - Sylglas:Fit Tape Ne 100Mm Wide, unit of measure LM | Planned-5750HA | Y | Y | Y
M3NHFScheduleOfRatesCode | Planned/Sash:Extra Over Glazing To Dismantle Sash | Planned - Sash:Extra Over Glazing To Dismantle Sash, unit of measure NO | Planned-5750JA | Y | Y | Y
M3NHFScheduleOfRatesCode | Planned/Convert:Single Pane Clear | Planned - Convert:Single Pane Clear, unit of measure SM | Planned-5760AA | Y | Y | Y | Y | Y
M3NHFScheduleOfRatesCode | Planned/Convert:Single Pane Obscure | Planned - Convert:Single Pane Obscure, unit of measure SM | Planned-5760BA | Y | Y | Y | Y | Y
M3NHFScheduleOfRatesCode | Planned/Convert:Single Pane Safety | Planned - Convert:Single Pane Safety, unit of measure SM | Planned-5760CA | Y | Y | Y | Y | Y
M3NHFScheduleOfRatesCode | Planned/Secondary Glazing:Install | Planned - Secondary Glazing:Install, unit of measure SM | Planned-5765AA | Y | Y | Y | Y | Y
M3NHFScheduleOfRatesCode | Planned/Downpipe:Renew Pvcu Ne 2 Storey | Planned - Downpipe:Renew Pvcu Ne 2 Storey, unit of measure IT | Planned-6011AA | Y | Y | Y | Y | Y
M3NHFScheduleOfRatesCode | Planned/Downpipe:Renew Pvcu 2-4 Storey | Planned - Downpipe:Renew Pvcu 2-4 Storey, unit of measure IT | Planned-6011AB | Y | Y | Y | Y | Y
M3NHFScheduleOfRatesCode | Planned/Downpipe:Renew Pvcu Pipe | Planned - Downpipe:Renew Pvcu Pipe, unit of measure LM | Planned-6011AC | Y | Y | Y | Y | Y
M3NHFScheduleOfRatesCode | Planned/Downpipe:Remove And Refix Pvcu Complete | Planned - Downpipe:Remove And Refix Pvcu Complete, unit of measure LM | Planned-6011CA | Y | Y | Y | Y | Y
M3NHFScheduleOfRatesCode | Planned/Downpipe:Renew Ne 300Mm Pvcu Offset | Planned - Downpipe:Renew Ne 300Mm Pvcu Offset, unit of measure NO | Planned-6011CB | Y | Y | Y
M3NHFScheduleOfRatesCode | Planned/Downpipe:Renew Pvcu Hopper Head | Planned - Downpipe:Renew Pvcu Hopper Head, unit of measure NO | Planned-6011CD | Y | Y | Y
M3NHFScheduleOfRatesCode | Planned/Downpipe:Renew Pvcu Shoe | Planned - Downpipe:Renew Pvcu Shoe, unit of measure NO | Planned-6011CE | Y | Y | Y
M3NHFScheduleOfRatesCode | Planned/Downpipe:Renew Pvcu Branch | Planned - Downpipe:Renew Pvcu Branch, unit of measure NO | Planned-6011CF | Y | Y | Y
M3NHFScheduleOfRatesCode | Planned/Downpipe:Renew Drain Connection | Planned - Downpipe:Renew Drain Connection, unit of measure NO | Planned-6011CG | Y
M3NHFScheduleOfRatesCode | Planned/Downpipe:Renew Or Refix Pvcu Clip | Planned - Downpipe:Renew Or Refix Pvcu Clip, unit of measure NO | Planned-6011CH | Y
M3NHFScheduleOfRatesCode | Planned/Downpipe:Remake Pvcu Joints Or Refix Fitting | Planned - Downpipe:Remake Pvcu Joints Or Refix Fitting, unit of measure IT | Planned-6011DA | Y
M3NHFScheduleOfRatesCode | Planned/Downpipe:76.5Mm Cast Aluminium Ne 2 Storey | Planned - Downpipe:76.5Mm Cast Aluminium Ne 2 Storey, unit of measure IT | Planned-6013AA | Y | Y | Y | Y | Y
M3NHFScheduleOfRatesCode | Planned/Downpipe:76.5Mm Cast Aluminium 2-4 Storey | Planned - Downpipe:76.5Mm Cast Aluminium 2-4 Storey, unit of measure IT | Planned-6013AB | Y | Y | Y | Y | Y
M3NHFScheduleOfRatesCode | Planned/Downpipe:Renew Ne 76.5Mm Aluminium | Planned - Downpipe:Renew Ne 76.5Mm Aluminium, unit of measure LM | Planned-6013AC | Y | Y | Y | Y | Y
M3NHFScheduleOfRatesCode | Planned/Downpipe:102Mm Aluminium Ne 2 Storey | Planned - Downpipe:102Mm Aluminium Ne 2 Storey, unit of measure IT | Planned-6013BA | Y | Y | Y | Y | Y
M3NHFScheduleOfRatesCode | Planned/Downpipe:102Mm Aluminium 2-4 Storey | Planned - Downpipe:102Mm Aluminium 2-4 Storey, unit of measure IT | Planned-6013BB | Y | Y | Y | Y | Y
M3NHFScheduleOfRatesCode | Planned/Downpipe:Renew 102Mm Aluminium | Planned - Downpipe:Renew 102Mm Aluminium, unit of measure LM | Planned-6013BC | Y | Y | Y | Y | Y
M3NHFScheduleOfRatesCode | Planned/Downpipe:Remove And Refix Cast Aluminium Complete | Planned - Downpipe:Remove And Refix Cast Aluminium Complete, unit of measure LM | Planned-6013CA | Y | Y | Y | Y | Y
M3NHFScheduleOfRatesCode | Planned/Downpipe:Remake Cast Aluminium Drain Joint | Planned - Downpipe:Remake Cast Aluminium Drain Joint, unit of measure NO | Planned-6013CB | Y
M3NHFScheduleOfRatesCode | Planned/Downpipe:Renew And Refix Cast Aluminium Clip | Planned - Downpipe:Renew And Refix Cast Aluminium Clip, unit of measure NO | Planned-6013CC | Y
M3NHFScheduleOfRatesCode | Planned/Downpipe:Refix Loose Cast Aluminium Shoe | Planned - Downpipe:Refix Loose Cast Aluminium Shoe, unit of measure NO | Planned-6013CD | Y
M3NHFScheduleOfRatesCode | Planned/Downpipe:Remake Cast Aluminium Joints | Planned - Downpipe:Remake Cast Aluminium Joints, unit of measure IT | Planned-6013CE | Y
M3NHFScheduleOfRatesCode | Planned/Downpipe:76.5Mm Pc Aluminium Ne 2 Storey | Planned - Downpipe:76.5Mm Pc Aluminium Ne 2 Storey, unit of measure IT | Planned-6014AA | Y | Y | Y | Y | Y
M3NHFScheduleOfRatesCode | Planned/Downpipe:76.5Mm Pc Aluminium 2-4 Storey | Planned - Downpipe:76.5Mm Pc Aluminium 2-4 Storey, unit of measure IT | Planned-6014AB | Y | Y | Y | Y | Y
M3NHFScheduleOfRatesCode | Planned/Downpipe:Renew 76.5Mm Pc Aluminium | Planned - Downpipe:Renew 76.5Mm Pc Aluminium, unit of measure LM | Planned-6014AC | Y | Y | Y | Y | Y
M3NHFScheduleOfRatesCode | Planned/Downpipe:102Mm Pc Aluminium Ne 2 Storey | Planned - Downpipe:102Mm Pc Aluminium Ne 2 Storey, unit of measure IT | Planned-6014BA | Y | Y | Y | Y | Y
M3NHFScheduleOfRatesCode | Planned/Downpipe:102Mm Pc Aluminium 2-4 Storey | Planned - Downpipe:102Mm Pc Aluminium 2-4 Storey, unit of measure IT | Planned-6014BB | Y | Y | Y | Y | Y
M3NHFScheduleOfRatesCode | Planned/Downpipe:Renew 102Mm Pc Aluminium | Planned - Downpipe:Renew 102Mm Pc Aluminium, unit of measure LM | Planned-6014BC | Y | Y | Y | Y | Y
M3NHFScheduleOfRatesCode | Planned/Downpipe:Remove And Refix Pc Aluminium | Planned - Downpipe:Remove And Refix Pc Aluminium, unit of measure LM | Planned-6014CA | Y | Y | Y | Y | Y
M3NHFScheduleOfRatesCode | Planned/Downpipe:Renew 50Mm Cast Iron Pipe | Planned - Downpipe:Renew 50Mm Cast Iron Pipe, unit of measure LM | Planned-6015AA | Y | Y | Y | Y | Y
M3NHFScheduleOfRatesCode | Planned/Downpipe:Renew 63Mm Cast Iron Pipe | Planned - Downpipe:Renew 63Mm Cast Iron Pipe, unit of measure LM | Planned-6015BA | Y | Y | Y | Y | Y
M3NHFScheduleOfRatesCode | Planned/Downpipe:Renew 75Mm Cast Iron Pipe | Planned - Downpipe:Renew 75Mm Cast Iron Pipe, unit of measure LM | Planned-6015CA | Y | Y | Y | Y | Y
M3NHFScheduleOfRatesCode | Planned/Downpipe:Renew Upto 100Mm Cast Iron Pipe | Planned - Downpipe:Renew Upto 100Mm Cast Iron Pipe, unit of measure IT | Planned-6015DA | Y | Y | Y
M3NHFScheduleOfRatesCode | Planned/Downpipe:Remove And Refix Cast Iron Complete | Planned - Downpipe:Remove And Refix Cast Iron Complete, unit of measure LM | Planned-6015EA | Y | Y | Y | Y | Y
M3NHFScheduleOfRatesCode | Planned/Downpipe:Renew Cast Iron Pipe Bracket | Planned - Downpipe:Renew Cast Iron Pipe Bracket, unit of measure NO | Planned-6015EB | Y | Y | Y
M3NHFScheduleOfRatesCode | Planned/Downpipe:Refix Loose Cast Iron Bracket | Planned - Downpipe:Refix Loose Cast Iron Bracket, unit of measure NO | Planned-6015EC | Y | Y | Y
M3NHFScheduleOfRatesCode | Planned/Downpipe:Remake Cast Iron Joints | Planned - Downpipe:Remake Cast Iron Joints, unit of measure IT | Planned-6015ED | Y | Y | Y
M3NHFScheduleOfRatesCode | Planned/Gutter:Renew Ne 112Mm Pvcu Complete | Planned - Gutter:Renew Ne 112Mm Pvcu Complete, unit of measure LM | Planned-6031AA | Y | Y | Y | Y | Y
M3NHFScheduleOfRatesCode | Planned/Gutter:Renew Ne 112Mm Pvcu | Planned - Gutter:Renew Ne 112Mm Pvcu, unit of measure LM | Planned-6031AB | Y | Y | Y | Y | Y
M3NHFScheduleOfRatesCode | Planned/Gutter:Renew 150Mm Pvcu Complete | Planned - Gutter:Renew 150Mm Pvcu Complete, unit of measure LM | Planned-6031BA | Y | Y | Y | Y | Y
M3NHFScheduleOfRatesCode | Planned/Gutter:Renew 150Mm Pvcu | Planned - Gutter:Renew 150Mm Pvcu, unit of measure LM | Planned-6031BB | Y | Y | Y | Y | Y
M3NHFScheduleOfRatesCode | Planned/Gutter:Realign Pvcu Gutter | Planned - Gutter:Realign Pvcu Gutter, unit of measure LM | Planned-6031CA | Y | Y | Y | Y | Y
M3NHFScheduleOfRatesCode | Planned/Gutter:Renew Pvcu Stop End | Planned - Gutter:Renew Pvcu Stop End, unit of measure NO | Planned-6031CB | Y | Y | Y
M3NHFScheduleOfRatesCode | Planned/Gutter:Renew Pvcu Outlet | Planned - Gutter:Renew Pvcu Outlet, unit of measure NO | Planned-6031CC | Y | Y | Y
M3NHFScheduleOfRatesCode | Planned/Gutter:Renew Pvcu Angle | Planned - Gutter:Renew Pvcu Angle, unit of measure NO | Planned-6031CD | Y | Y | Y
M3NHFScheduleOfRatesCode | Planned/Gutter:Renew Pvcu Union | Planned - Gutter:Renew Pvcu Union, unit of measure NO | Planned-6031CE | Y | Y | Y
M3NHFScheduleOfRatesCode | Planned/Gutter:Renew Pvcu Bracket | Planned - Gutter:Renew Pvcu Bracket, unit of measure NO | Planned-6031CF | Y | Y | Y
M3NHFScheduleOfRatesCode | Planned/Gutter:Take Down And Refix Pvcu Outlet | Planned - Gutter:Take Down And Refix Pvcu Outlet, unit of measure NO | Planned-6031CG | Y | Y | Y
M3NHFScheduleOfRatesCode | Planned/Gutter:Remake Pvcu Joint | Planned - Gutter:Remake Pvcu Joint, unit of measure NO | Planned-6031CH | Y | Y | Y
M3NHFScheduleOfRatesCode | Planned/Gutter:Renew In Cast Iron Complete | Planned - Gutter:Renew In Cast Iron Complete, unit of measure LM | Planned-6033AA | Y | Y | Y | Y | Y
M3NHFScheduleOfRatesCode | Planned/Gutter:Renew Length Of Cast Iron | Planned - Gutter:Renew Length Of Cast Iron, unit of measure LM | Planned-6033AB | Y | Y | Y | Y | Y
M3NHFScheduleOfRatesCode | Planned/Gutter:Realign Cast Iron Gutter | Planned - Gutter:Realign Cast Iron Gutter, unit of measure LM | Planned-6033BA | Y | Y | Y | Y | Y
M3NHFScheduleOfRatesCode | Planned/Gutter:Renew Cast Iron Stop End | Planned - Gutter:Renew Cast Iron Stop End, unit of measure NO | Planned-6033BB | Y | Y | Y
M3NHFScheduleOfRatesCode | Planned/Gutter:Renew Cast Iron Outlet | Planned - Gutter:Renew Cast Iron Outlet, unit of measure NO | Planned-6033BC | Y | Y | Y
M3NHFScheduleOfRatesCode | Planned/Gutter:Renew In Cast Iron Angle | Planned - Gutter:Renew In Cast Iron Angle, unit of measure NO | Planned-6033BD | Y | Y | Y
M3NHFScheduleOfRatesCode | Planned/Gutter:Renew In Cast Iron Union | Planned - Gutter:Renew In Cast Iron Union, unit of measure NO | Planned-6033BE | Y | Y | Y
M3NHFScheduleOfRatesCode | Planned/Gutter:Renew Cast Iron Bracket | Planned - Gutter:Renew Cast Iron Bracket, unit of measure NO | Planned-6033BF | Y | Y | Y
M3NHFScheduleOfRatesCode | Planned/Gutter:Take Down And Refix Cast Iron Outlet | Planned - Gutter:Take Down And Refix Cast Iron Outlet, unit of measure NO | Planned-6033BG | Y | Y | Y
M3NHFScheduleOfRatesCode | Planned/Gutter:Remake Cast Iron Joints | Planned - Gutter:Remake Cast Iron Joints, unit of measure NO | Planned-6033BH | Y | Y | Y
M3NHFScheduleOfRatesCode | Planned/Gutter:Renew Ne 113Mm Cast Aluminium Complete | Planned - Gutter:Renew Ne 113Mm Cast Aluminium Complete, unit of measure LM | Planned-6035AA | Y | Y | Y | Y | Y
M3NHFScheduleOfRatesCode | Planned/Gutter:Renew Ne 113Mm Cast Aluminium | Planned - Gutter:Renew Ne 113Mm Cast Aluminium, unit of measure LM | Planned-6035AB | Y | Y | Y | Y | Y
M3NHFScheduleOfRatesCode | Planned/Gutter:Renew 125Mm Cast Aluminium Complete | Planned - Gutter:Renew 125Mm Cast Aluminium Complete, unit of measure LM | Planned-6035BA | Y | Y | Y | Y | Y
M3NHFScheduleOfRatesCode | Planned/Gutter:Renew 125Mm Cast Aluminium | Planned - Gutter:Renew 125Mm Cast Aluminium, unit of measure LM | Planned-6035BB | Y | Y | Y | Y | Y
M3NHFScheduleOfRatesCode | Planned/Gutter:Realign Cast Aluminium Gutter | Planned - Gutter:Realign Cast Aluminium Gutter, unit of measure LM | Planned-6035CA | Y | Y | Y | Y | Y
M3NHFScheduleOfRatesCode | Planned/Gutter:Renew Cast Aluminium Stop End | Planned - Gutter:Renew Cast Aluminium Stop End, unit of measure NO | Planned-6035CB | Y | Y | Y
M3NHFScheduleOfRatesCode | Planned/Gutter:Renew Cast Aluminium Outlet | Planned - Gutter:Renew Cast Aluminium Outlet, unit of measure NO | Planned-6035CC | Y | Y | Y
M3NHFScheduleOfRatesCode | Planned/Gutter:Renew Cast Aluminium Angle | Planned - Gutter:Renew Cast Aluminium Angle, unit of measure NO | Planned-6035CD | Y
M3NHFScheduleOfRatesCode | Planned/Gutter:Renew Cast Aluminium Union | Planned - Gutter:Renew Cast Aluminium Union, unit of measure NO | Planned-6035CE | Y
M3NHFScheduleOfRatesCode | Planned/Gutter:Renew Cast Aluminium Bracket | Planned - Gutter:Renew Cast Aluminium Bracket, unit of measure NO | Planned-6035CF | Y
M3NHFScheduleOfRatesCode | Planned/Gutter:Take Down And Refix Cast Aluminium Outlet | Planned - Gutter:Take Down And Refix Cast Aluminium Outlet, unit of measure NO | Planned-6035CG | Y
M3NHFScheduleOfRatesCode | Planned/Gutter:Remake Cast Aluminium Joints | Planned - Gutter:Remake Cast Aluminium Joints, unit of measure NO | Planned-6035CH | Y
M3NHFScheduleOfRatesCode | Planned/Gutter:Renew Ne 113Mm Pc Cast Aluminium Complete | Planned - Gutter:Renew Ne 113Mm Pc Cast Aluminium Complete, unit of measure LM | Planned-6036AA | Y | Y | Y | Y | Y
M3NHFScheduleOfRatesCode | Planned/Gutter:Renew Ne 113Mm Pc Cast Aluminium | Planned - Gutter:Renew Ne 113Mm Pc Cast Aluminium, unit of measure LM | Planned-6036AB | Y | Y | Y | Y | Y
M3NHFScheduleOfRatesCode | Planned/Gutter:Renew 125Mm Pc Cast Aluminium Complete | Planned - Gutter:Renew 125Mm Pc Cast Aluminium Complete, unit of measure LM | Planned-6036BA | Y | Y | Y | Y | Y
M3NHFScheduleOfRatesCode | Planned/Gutter:Renew 125Mm Pc Cast Aluminium | Planned - Gutter:Renew 125Mm Pc Cast Aluminium, unit of measure LM | Planned-6036BB | Y | Y | Y | Y | Y
M3NHFScheduleOfRatesCode | Planned/Gutter:Realign Pc Cast Aluminium Gutter | Planned - Gutter:Realign Pc Cast Aluminium Gutter, unit of measure LM | Planned-6036CA | Y | Y | Y | Y | Y
M3NHFScheduleOfRatesCode | Planned/Gutter:Renew Seamless Metal Complete | Planned - Gutter:Renew Seamless Metal Complete, unit of measure LM | Planned-6037AA | Y | Y | Y | Y | Y
M3NHFScheduleOfRatesCode | Planned/Gutter:Renew Seamless Metal | Planned - Gutter:Renew Seamless Metal, unit of measure LM | Planned-6037AB | Y | Y | Y | Y | Y
M3NHFScheduleOfRatesCode | Planned/Gutter:Realign Seamless Metal Gutter | Planned - Gutter:Realign Seamless Metal Gutter, unit of measure LM | Planned-6037BA | Y | Y | Y | Y | Y
M3NHFScheduleOfRatesCode | Planned/Gutter:Remake Joint - Seamless Gutter | Planned - Gutter:Remake Joint - Seamless Gutter, unit of measure NO | Planned-6037BB | Y | Y | Y
M3NHFScheduleOfRatesCode | Planned/Gutter:Remake Seamless Joint To Downpipe | Planned - Gutter:Remake Seamless Joint To Downpipe, unit of measure NO | Planned-6037BC | Y | Y | Y
M3NHFScheduleOfRatesCode | Planned/Gutter:Refix Or Renew Bracket To Seamless | Planned - Gutter:Refix Or Renew Bracket To Seamless, unit of measure NO | Planned-6037BD | Y | Y | Y
M3NHFScheduleOfRatesCode | Planned/Downpipe:Clear Blockage Ne 2 Storey | Planned - Downpipe:Clear Blockage Ne 2 Storey, unit of measure IT | Planned-6039AA | Y | Y | Y | Y | Y
M3NHFScheduleOfRatesCode | Planned/Hopper:Clear Out Blocked Hopper Head | Planned - Hopper:Clear Out Blocked Hopper Head, unit of measure NO | Planned-6039AB | Y | Y | Y | Y | Y
M3NHFScheduleOfRatesCode | Planned/Flat Roof Outlet:Clear Blocked | Planned - Flat Roof Outlet:Clear Blocked, unit of measure IT | Planned-6039AC | Y | Y | Y | Y | Y
M3NHFScheduleOfRatesCode | Planned/Downpipe:Clear Blockage 2 To 4 Storey | Planned - Downpipe:Clear Blockage 2 To 4 Storey, unit of measure IT | Planned-6039AD | Y | Y | Y | Y | Y
M3NHFScheduleOfRatesCode | Planned/Gutter:Clean And Flush Out Per Elevation | Planned - Gutter:Clean And Flush Out Per Elevation, unit of measure IT | Planned-6039BA | Y | Y | Y | Y | Y
M3NHFScheduleOfRatesCode | Planned/Stack:Renew External Pvcu Complete Ne 2 Storey | Planned - Stack:Renew External Pvcu Complete Ne 2 Storey, unit of measure IT | Planned-6101AA | Y | Y | Y | Y | Y
M3NHFScheduleOfRatesCode | Planned/Stack:Renew External Pvcu Complete 2 To 4 Storey | Planned - Stack:Renew External Pvcu Complete 2 To 4 Storey, unit of measure IT | Planned-6101AB | Y | Y | Y | Y | Y
M3NHFScheduleOfRatesCode | Planned/Stack:Renew External 110Mm Pvcu Soil Stack | Planned - Stack:Renew External 110Mm Pvcu Soil Stack, unit of measure LM | Planned-6101AC | Y | Y | Y | Y | Y
M3NHFScheduleOfRatesCode | Planned/Stack:Renew External Pvcu Soil Stack Bracket | Planned - Stack:Renew External Pvcu Soil Stack Bracket, unit of measure NO | Planned-6101BA | Y | Y | Y
M3NHFScheduleOfRatesCode | Planned/Stack:Renew External Pvcu Wc Branch Pipe | Planned - Stack:Renew External Pvcu Wc Branch Pipe, unit of measure NO | Planned-6101BB | Y | Y | Y
M3NHFScheduleOfRatesCode | Planned/Stack:Renew External Pvcu Offset | Planned - Stack:Renew External Pvcu Offset, unit of measure NO | Planned-6101BC | Y | Y | Y
M3NHFScheduleOfRatesCode | Planned/Stack:Renew External Pvcu Junction | Planned - Stack:Renew External Pvcu Junction, unit of measure NO | Planned-6101BD | Y | Y | Y
M3NHFScheduleOfRatesCode | Planned/Stack:Renew External Pvcu Access Bend | Planned - Stack:Renew External Pvcu Access Bend, unit of measure NO | Planned-6101BE | Y | Y | Y
M3NHFScheduleOfRatesCode | Planned/Stack:Renew External Pvcu Access Pipe | Planned - Stack:Renew External Pvcu Access Pipe, unit of measure NO | Planned-6101BF | Y | Y | Y
M3NHFScheduleOfRatesCode | Planned/Stack:Renew External Pvcu Vent Terminal | Planned - Stack:Renew External Pvcu Vent Terminal, unit of measure NO | Planned-6101BG | Y | Y | Y
M3NHFScheduleOfRatesCode | Planned/Stack:Renew External Pvcu Double Socket | Planned - Stack:Renew External Pvcu Double Socket, unit of measure NO | Planned-6101BH | Y | Y | Y
M3NHFScheduleOfRatesCode | Planned/Stack:Renew External Pvcu Drain Connector | Planned - Stack:Renew External Pvcu Drain Connector, unit of measure NO | Planned-6101BJ | Y | Y | Y
M3NHFScheduleOfRatesCode | Planned/Stack:Renew External Pvcu 110Mm Boss Connector | Planned - Stack:Renew External Pvcu 110Mm Boss Connector, unit of measure NO | Planned-6101BK | Y | Y | Y
M3NHFScheduleOfRatesCode | Planned/Stack:Renew External Pvcu Boss Adaptor | Planned - Stack:Renew External Pvcu Boss Adaptor, unit of measure NO | Planned-6101BL | Y | Y | Y
M3NHFScheduleOfRatesCode | Planned/Stack:Repair Fracture On External Pvcu At Slab | Planned - Stack:Repair Fracture On External Pvcu At Slab, unit of measure IT | Planned-6101BM | Y | Y | Y
M3NHFScheduleOfRatesCode | Planned/Stack:Access Cover To Existing External Pvcu | Planned - Stack:Access Cover To Existing External Pvcu, unit of measure IT | Planned-6101BN | Y | Y | Y
M3NHFScheduleOfRatesCode | Planned/Pipe:Remove Redundant Soil And Vent | Planned - Pipe:Remove Redundant Soil And Vent, unit of measure NO | Planned-6101BP | Y
M3NHFScheduleOfRatesCode | Planned/Stack:Renew Internal Pvcu Complete Ne 2 Storey | Planned - Stack:Renew Internal Pvcu Complete Ne 2 Storey, unit of measure IT | Planned-6103AA | Y | Y | Y | Y | Y
M3NHFScheduleOfRatesCode | Planned/Stack:Renew Internal Pvcu Complete 2-4 Storey | Planned - Stack:Renew Internal Pvcu Complete 2-4 Storey, unit of measure IT | Planned-6103AB | Y | Y | Y | Y | Y
M3NHFScheduleOfRatesCode | Planned/Stack:Renew Internal 110Mm Pvcu Soil Stack | Planned - Stack:Renew Internal 110Mm Pvcu Soil Stack, unit of measure LM | Planned-6103AC | Y | Y | Y | Y | Y
M3NHFScheduleOfRatesCode | Planned/Stack:Renew Ne 150Mm Cast Iron Ne 2M | Planned - Stack:Renew Ne 150Mm Cast Iron Ne 2M, unit of measure NO | Planned-6105AA | Y | Y | Y | Y | Y
M3NHFScheduleOfRatesCode | Planned/Stack:Remake Joint To Cast Iron Stack | Planned - Stack:Remake Joint To Cast Iron Stack, unit of measure NO | Planned-6105AB | Y | Y | Y
M3NHFScheduleOfRatesCode | Planned/Stack:Renew Cast Iron Offset | Planned - Stack:Renew Cast Iron Offset, unit of measure NO | Planned-6105AC | Y | Y | Y
M3NHFScheduleOfRatesCode | Planned/Stack:Renew Cast Iron Branch | Planned - Stack:Renew Cast Iron Branch, unit of measure NO | Planned-6105AD | Y | Y | Y
M3NHFScheduleOfRatesCode | Planned/Waste:Renew 32Mm Pipe And Trap Basin | Planned - Waste:Renew 32Mm Pipe And Trap Basin, unit of measure NO | Planned-6201AA | Y | Y | Y | Y | Y
M3NHFScheduleOfRatesCode | Planned/Waste:Renew 40Mm Pipe And Trap Sink | Planned - Waste:Renew 40Mm Pipe And Trap Sink, unit of measure NO | Planned-6201BA | Y | Y | Y | Y | Y
M3NHFScheduleOfRatesCode | Planned/Waste:Renew 40Mm Pipe And Trap Bath | Planned - Waste:Renew 40Mm Pipe And Trap Bath, unit of measure NO | Planned-6201CA | Y | Y | Y | Y | Y
M3NHFScheduleOfRatesCode | Planned/Waste:Renew Ne 40Mm Tee | Planned - Waste:Renew Ne 40Mm Tee, unit of measure NO | Planned-6201CB | Y | Y | Y
M3NHFScheduleOfRatesCode | Planned/Waste:Renew Leaking Joint | Planned - Waste:Renew Leaking Joint, unit of measure NO | Planned-6201CC | Y | Y | Y
M3NHFScheduleOfRatesCode | Planned/Waste:Renew Plastic Pipe Clip | Planned - Waste:Renew Plastic Pipe Clip, unit of measure NO | Planned-6201CD | Y | Y | Y
M3NHFScheduleOfRatesCode | Planned/Waste:Renew Ne 40Mm Bend Or Connector | Planned - Waste:Renew Ne 40Mm Bend Or Connector, unit of measure NO | Planned-6201CE | Y | Y | Y
M3NHFScheduleOfRatesCode | Planned/Waste:Renew 40Mm Pipe And Trap Shower | Planned - Waste:Renew 40Mm Pipe And Trap Shower, unit of measure NO | Planned-6201DA | Y | Y | Y | Y | Y
M3NHFScheduleOfRatesCode | Planned/Trap:Renew 32Mm Sink Or Basin Trap | Planned - Trap:Renew 32Mm Sink Or Basin Trap, unit of measure NO | Planned-6201EA | Y | Y | Y | Y | Y
M3NHFScheduleOfRatesCode | Planned/Trap:Renew 40Mm Sink Or Basin Trap | Planned - Trap:Renew 40Mm Sink Or Basin Trap, unit of measure NO | Planned-6201EB | Y | Y | Y | Y | Y
M3NHFScheduleOfRatesCode | Planned/Trap:Renew Ne 40Mm Bath Trap | Planned - Trap:Renew Ne 40Mm Bath Trap, unit of measure NO | Planned-6201FA | Y | Y | Y | Y | Y
M3NHFScheduleOfRatesCode | Planned/Trap:Renew Ne 40Mm Shower Trap | Planned - Trap:Renew Ne 40Mm Shower Trap, unit of measure NO | Planned-6201GA | Y | Y | Y | Y | Y
M3NHFScheduleOfRatesCode | Planned/Pipe:Renew 32Mm Waste | Planned - Pipe:Renew 32Mm Waste, unit of measure LM | Planned-6201JA | Y | Y | Y | Y | Y
M3NHFScheduleOfRatesCode | Planned/Pipe:Renew 40Mm Waste | Planned - Pipe:Renew 40Mm Waste, unit of measure LM | Planned-6201JB | Y | Y | Y | Y | Y
M3NHFScheduleOfRatesCode | Planned/Pipe:Renew 50Mm Waste | Planned - Pipe:Renew 50Mm Waste, unit of measure LM | Planned-6201JC | Y | Y | Y | Y | Y
M3NHFScheduleOfRatesCode | Planned/Pipe:Remove Redundant Waste | Planned - Pipe:Remove Redundant Waste, unit of measure NO | Planned-6201JD | Y
M3NHFScheduleOfRatesCode | Planned/Stack:Renew 50Mm Waste | Planned - Stack:Renew 50Mm Waste, unit of measure IT | Planned-6201KA | Y | Y | Y | Y | Y
M3NHFScheduleOfRatesCode | Planned/Stack:Renew 63Mm Waste | Planned - Stack:Renew 63Mm Waste, unit of measure IT | Planned-6201KB | Y | Y | Y | Y | Y
M3NHFScheduleOfRatesCode | Planned/Stack:Renew 75Mm Waste | Planned - Stack:Renew 75Mm Waste, unit of measure IT | Planned-6201KC | Y | Y | Y | Y | Y
M3NHFScheduleOfRatesCode | Planned/Trap:Renew Ne 35Mm Copper Trap | Planned - Trap:Renew Ne 35Mm Copper Trap, unit of measure NO | Planned-6203AA | Y | Y | Y | Y | Y
M3NHFScheduleOfRatesCode | Planned/Trap:Renew Ne 42Mm Copper Trap | Planned - Trap:Renew Ne 42Mm Copper Trap, unit of measure NO | Planned-6203AB | Y | Y | Y | Y | Y
M3NHFScheduleOfRatesCode | Planned/Trap:Renew Ne 42Mm Copper Bath Trap | Planned - Trap:Renew Ne 42Mm Copper Bath Trap, unit of measure NO | Planned-6203AC | Y | Y | Y | Y | Y
M3NHFScheduleOfRatesCode | Planned/Waste:Repair Leak On Copper Waste | Planned - Waste:Repair Leak On Copper Waste, unit of measure NO | Planned-6203BA | Y
M3NHFScheduleOfRatesCode | Planned/Stack:Clear Blockage | Planned - Stack:Clear Blockage, unit of measure LM | Planned-6205AA | Y | Y | Y | Y | Y
M3NHFScheduleOfRatesCode | Planned/Stack:Clean By Jet | Planned - Stack:Clean By Jet, unit of measure LM | Planned-6205AB | Y | Y | Y | Y | Y
M3NHFScheduleOfRatesCode | Planned/Stack:Clear Blockage Ne 2 Storey | Planned - Stack:Clear Blockage Ne 2 Storey, unit of measure IT | Planned-6205AC | Y
M3NHFScheduleOfRatesCode | Planned/Stack:Clear Blockage 2-4 Storey | Planned - Stack:Clear Blockage 2-4 Storey, unit of measure IT | Planned-6205AD | Y
M3NHFScheduleOfRatesCode | Planned/Bath:Clear Blockage To Waste | Planned - Bath:Clear Blockage To Waste, unit of measure NO | Planned-6205AE | Y
M3NHFScheduleOfRatesCode | Planned/Stack:Cctv Survey | Planned - Stack:Cctv Survey, unit of measure HR | Planned-6205BA | Y | Y | Y | Y | Y
M3NHFScheduleOfRatesCode | Planned/Basin Or Sink:Clear Blockage | Planned - Basin Or Sink:Clear Blockage, unit of measure NO | Planned-6205CA | Y
M3NHFScheduleOfRatesCode | Planned/Sink Top:Renew Single Drainer Top - Taps | Planned - Sink Top:Renew Single Drainer Top - Taps, unit of measure NO | Planned-6301AA | Y | Y | Y | Y | Y
M3NHFScheduleOfRatesCode | Planned/Sink Top:Renew Double Drainer Top - Taps | Planned - Sink Top:Renew Double Drainer Top - Taps, unit of measure NO | Planned-6301BA | Y | Y | Y | Y | Y
M3NHFScheduleOfRatesCode | Planned/Sink Unit:Renew Single Drainer Top Taps Base Unit | Planned - Sink Unit:Renew Single Drainer Top Taps Base Unit, unit of measure NO | Planned-6301CA | Y | Y | Y | Y | Y
M3NHFScheduleOfRatesCode | Planned/Sink Top:Renew Single Drainer Top - Mixer | Planned - Sink Top:Renew Single Drainer Top - Mixer, unit of measure NO | Planned-6301DA | Y | Y | Y
M3NHFScheduleOfRatesCode | Planned/Sink Top:Renew Double Drainer Top - Mixer | Planned - Sink Top:Renew Double Drainer Top - Mixer, unit of measure NO | Planned-6301DB | Y | Y | Y
M3NHFScheduleOfRatesCode | Planned/Sink Unit:Renew Single Drainer Top Mixer Base Unit | Planned - Sink Unit:Renew Single Drainer Top Mixer Base Unit, unit of measure NO | Planned-6301DC | Y | Y | Y
M3NHFScheduleOfRatesCode | Planned/Sink:Overhaul | Planned - Sink:Overhaul, unit of measure IT | Planned-6301EA | Y
M3NHFScheduleOfRatesCode | Planned/Sink:Disconnect And Remove | Planned - Sink:Disconnect And Remove, unit of measure IT | Planned-6301EB | Y
M3NHFScheduleOfRatesCode | Planned/Sink Top:Renew Single Drainer Deep Bowl Top Taps | Planned - Sink Top:Renew Single Drainer Deep Bowl Top Taps, unit of measure NO | Planned-6301GA | Y | Y | Y | Y | Y
M3NHFScheduleOfRatesCode | Planned/Sink Top:Renew Double Drainer Deep Bowl Top Taps | Planned - Sink Top:Renew Double Drainer Deep Bowl Top Taps, unit of measure NO | Planned-6301GB | Y | Y | Y | Y | Y
M3NHFScheduleOfRatesCode | Planned/Sink Unit:Renew Single Drainer Deep Top Taps Base | Planned - Sink Unit:Renew Single Drainer Deep Top Taps Base, unit of measure NO | Planned-6301HA | Y | Y | Y | Y | Y
M3NHFScheduleOfRatesCode | Planned/Sink Top:Renew Single Drainer Deep Bowl Top Mixer | Planned - Sink Top:Renew Single Drainer Deep Bowl Top Mixer, unit of measure NO | Planned-6301JA | Y | Y | Y
M3NHFScheduleOfRatesCode | Planned/Sink Top:Renew Double Drainer Deep Bowl Top Mixer | Planned - Sink Top:Renew Double Drainer Deep Bowl Top Mixer, unit of measure NO | Planned-6301JB | Y | Y | Y
M3NHFScheduleOfRatesCode | Planned/Sink Unit:Renew Single Drainer Deep Top Mixer Base | Planned - Sink Unit:Renew Single Drainer Deep Top Mixer Base, unit of measure NO | Planned-6301JC | Y | Y | Y
M3NHFScheduleOfRatesCode | Planned/Sink Top:Supply Inset Taps | Planned - Sink Top:Supply Inset Taps, unit of measure NO | Planned-6302AA | Y | Y | Y | Y | Y
M3NHFScheduleOfRatesCode | Planned/Sink Top:Renew Inset With Taps | Planned - Sink Top:Renew Inset With Taps, unit of measure NO | Planned-6302BA | Y | Y | Y | Y | Y
M3NHFScheduleOfRatesCode | Planned/Sink Top:Supply Inset Mixer | Planned - Sink Top:Supply Inset Mixer, unit of measure NO | Planned-6302CA | Y | Y | Y
M3NHFScheduleOfRatesCode | Planned/Sink Top:Renew Inset With Mixer | Planned - Sink Top:Renew Inset With Mixer, unit of measure NO | Planned-6302DA | Y | Y | Y
M3NHFScheduleOfRatesCode | Planned/Sink Top:Supply Deep Bowl Inset Taps | Planned - Sink Top:Supply Deep Bowl Inset Taps, unit of measure NO | Planned-6302GA | Y | Y | Y | Y | Y
M3NHFScheduleOfRatesCode | Planned/Sink Top:Renew With Deep Bowl Inset Taps | Planned - Sink Top:Renew With Deep Bowl Inset Taps, unit of measure NO | Planned-6302GB | Y | Y | Y | Y | Y
M3NHFScheduleOfRatesCode | Planned/Sink Top:Supply Deep Bowl Inset Mixer | Planned - Sink Top:Supply Deep Bowl Inset Mixer, unit of measure NO | Planned-6302HA | Y | Y | Y
M3NHFScheduleOfRatesCode | Planned/Sink Top:Renew With Deep Bowl Inset Mixer | Planned - Sink Top:Renew With Deep Bowl Inset Mixer, unit of measure NO | Planned-6302HB | Y | Y | Y
M3NHFScheduleOfRatesCode | Planned/Sink Unit:Remove Sink Top And Renew 1M Base Taps | Planned - Sink Unit:Remove Sink Top And Renew 1M Base Taps, unit of measure NO | Planned-6303AA | Y | Y | Y | Y | Y
M3NHFScheduleOfRatesCode | Planned/Sink Unit:Remove Sink Top Renew 1.2M Base Taps | Planned - Sink Unit:Remove Sink Top Renew 1.2M Base Taps, unit of measure NO | Planned-6303AB | Y | Y | Y | Y | Y
M3NHFScheduleOfRatesCode | Planned/Sink Unit:Remove Sink Top Renew 1.5M Base Taps | Planned - Sink Unit:Remove Sink Top Renew 1.5M Base Taps, unit of measure NO | Planned-6303AC | Y | Y | Y | Y | Y
M3NHFScheduleOfRatesCode | Planned/Sink Unit:Remove Sink Top And Renew 1M Base Mixer | Planned - Sink Unit:Remove Sink Top And Renew 1M Base Mixer, unit of measure NO | Planned-6303BA | Y | Y | Y
M3NHFScheduleOfRatesCode | Planned/Sink Unit:Remove Sink Top Renew 1.2M Base Mixer | Planned - Sink Unit:Remove Sink Top Renew 1.2M Base Mixer, unit of measure NO | Planned-6303BB | Y | Y | Y
M3NHFScheduleOfRatesCode | Planned/Sink Unit:Remove Sink Top Renew 1.5M Base Mixer | Planned - Sink Unit:Remove Sink Top Renew 1.5M Base Mixer, unit of measure NO | Planned-6303BC | Y | Y | Y
M3NHFScheduleOfRatesCode | Planned/Belfast Sink:Renew Or Supply And Install | Planned - Belfast Sink:Renew Or Supply And Install, unit of measure IT | Planned-6304AA | Y | Y | Y | Y | Y
M3NHFScheduleOfRatesCode | Planned/Cleaners Sink:Renew | Planned - Cleaners Sink:Renew, unit of measure IT | Planned-6304BA | Y | Y | Y | Y | Y
M3NHFScheduleOfRatesCode | Planned/Wc Suite:Renew Low Level With Plastic Cistern | Planned - Wc Suite:Renew Low Level With Plastic Cistern, unit of measure NO | Planned-6305AA | Y | Y | Y | Y | Y
M3NHFScheduleOfRatesCode | Planned/Wc Suite:Renew Low Level With China Cistern | Planned - Wc Suite:Renew Low Level With China Cistern, unit of measure NO | Planned-6305AB | Y | Y | Y | Y | Y
M3NHFScheduleOfRatesCode | Planned/Wc Suite:Renew High Level With Plastic Cistern | Planned - Wc Suite:Renew High Level With Plastic Cistern, unit of measure NO | Planned-6305BA | Y | Y | Y | Y | Y
M3NHFScheduleOfRatesCode | Planned/Wc Suite:Renew High Level With China Cistern | Planned - Wc Suite:Renew High Level With China Cistern, unit of measure NO | Planned-6305BB | Y | Y | Y | Y | Y
M3NHFScheduleOfRatesCode | Planned/Wc Suite:Renew Close Coupled | Planned - Wc Suite:Renew Close Coupled, unit of measure NO | Planned-6305CA | Y | Y | Y | Y | Y
M3NHFScheduleOfRatesCode | Planned/Wc Suite:Install Special Needs Type | Planned - Wc Suite:Install Special Needs Type, unit of measure NO | Planned-6305DA | Y | Y | Y | Y | Y
M3NHFScheduleOfRatesCode | Planned/Wc Suite:Install Close Coupled Special Needs Type | Planned - Wc Suite:Install Close Coupled Special Needs Type, unit of measure NO | Planned-6305EA | Y | Y | Y | Y | Y
M3NHFScheduleOfRatesCode | Planned/Wc Pan:Install Special Needs Type | Planned - Wc Pan:Install Special Needs Type, unit of measure NO | Planned-6305FA | Y | Y | Y | Y | Y
M3NHFScheduleOfRatesCode | Planned/Wc Pan:Renew Complete | Planned - Wc Pan:Renew Complete, unit of measure NO | Planned-6305GA | Y | Y | Y | Y | Y
M3NHFScheduleOfRatesCode | Planned/Wc Suite:Remove Complete | Planned - Wc Suite:Remove Complete, unit of measure NO | Planned-6305GB | Y
M3NHFScheduleOfRatesCode | Planned/Wc Pan:Remove Pan Complete | Planned - Wc Pan:Remove Pan Complete, unit of measure NO | Planned-6305HA |  | Y | Y | Y | Y
M3NHFScheduleOfRatesCode | Planned/Wc Pan:Overhaul Any Type | Planned - Wc Pan:Overhaul Any Type, unit of measure NO | Planned-6305JB | Y | Y | Y | Y | Y
M3NHFScheduleOfRatesCode | Planned/Wall:Remove And Refix Wc Suite In Association | Planned - Wall:Remove And Refix Wc Suite In Association, unit of measure IT | Planned-6305KA | Y | Y | Y | Y | Y
M3NHFScheduleOfRatesCode | Planned/Wc Cistern:Renew Low Level Plastic | Planned - Wc Cistern:Renew Low Level Plastic, unit of measure NO | Planned-6305LA | Y | Y | Y | Y | Y
M3NHFScheduleOfRatesCode | Planned/Wc Cistern:Renew High Level Plastic | Planned - Wc Cistern:Renew High Level Plastic, unit of measure NO | Planned-6305LB | Y | Y | Y | Y | Y
M3NHFScheduleOfRatesCode | Planned/Wc Cistern:Renew High With Low Plastic | Planned - Wc Cistern:Renew High With Low Plastic, unit of measure NO | Planned-6305LC | Y | Y | Y | Y | Y
M3NHFScheduleOfRatesCode | Planned/Wc Cistern:Renew Low Level China | Planned - Wc Cistern:Renew Low Level China, unit of measure NO | Planned-6305MA | Y | Y | Y | Y | Y
M3NHFScheduleOfRatesCode | Planned/Wc Cistern:Renew High Level China | Planned - Wc Cistern:Renew High Level China, unit of measure NO | Planned-6305MB | Y | Y | Y | Y | Y
M3NHFScheduleOfRatesCode | Planned/Wc Cistern:Renew High With Low China | Planned - Wc Cistern:Renew High With Low China, unit of measure NO | Planned-6305MC | Y | Y | Y | Y | Y
M3NHFScheduleOfRatesCode | Planned/Wc Cistern:Refix Including Renew Bracket | Planned - Wc Cistern:Refix Including Renew Bracket, unit of measure NO | Planned-6305NA | Y | Y | Y | Y | Y
M3NHFScheduleOfRatesCode | Planned/Wc Cistern:Disconnect And Remove | Planned - Wc Cistern:Disconnect And Remove, unit of measure NO | Planned-6305PA |  | Y | Y | Y | Y
M3NHFScheduleOfRatesCode | Planned/Wc Cistern:Renew Overflow | Planned - Wc Cistern:Renew Overflow, unit of measure NO | Planned-6305QA | Y | Y | Y | Y | Y
M3NHFScheduleOfRatesCode | Planned/Wc Cistern:Overhaul Any Type | Planned - Wc Cistern:Overhaul Any Type, unit of measure IT | Planned-6305RA | Y | Y | Y | Y | Y
M3NHFScheduleOfRatesCode | Planned/Wc Cistern/Pan:Overhaul Any Type | Planned - Wc Cistern/Pan:Overhaul Any Type, unit of measure IT | Planned-6305RB | Y | Y | Y
M3NHFScheduleOfRatesCode | Planned/Macerator:Renew Or Install 5M | Planned - Macerator:Renew Or Install 5M, unit of measure IT | Planned-6306AA | Y | Y | Y | Y
M3NHFScheduleOfRatesCode | Planned/Macerator:Renew Or Install 10M | Planned - Macerator:Renew Or Install 10M, unit of measure IT | Planned-6306AB | Y | Y | Y | Y
M3NHFScheduleOfRatesCode | Planned/Basin:Renew On Brackets Complete Taps | Planned - Basin:Renew On Brackets Complete Taps, unit of measure NO | Planned-6307AA | Y | Y | Y | Y | Y
M3NHFScheduleOfRatesCode | Planned/Basin:Renew Complete With Pedestal Taps | Planned - Basin:Renew Complete With Pedestal Taps, unit of measure NO | Planned-6307BA | Y | Y | Y | Y | Y
M3NHFScheduleOfRatesCode | Planned/Basin:Renew On Brackets Complete Mixers | Planned - Basin:Renew On Brackets Complete Mixers, unit of measure NO | Planned-6307BB | Y | Y | Y
M3NHFScheduleOfRatesCode | Planned/Basin:Renew Complete With Pedestal Mixer | Planned - Basin:Renew Complete With Pedestal Mixer, unit of measure NO | Planned-6307BC | Y | Y | Y
M3NHFScheduleOfRatesCode | Planned/Basin:Install Adjustable Height Type Taps | Planned - Basin:Install Adjustable Height Type Taps, unit of measure NO | Planned-6307CA | Y | Y | Y | Y | Y
M3NHFScheduleOfRatesCode | Planned/Basin:Renew Pedestal Only | Planned - Basin:Renew Pedestal Only, unit of measure NO | Planned-6307DA | Y | Y | Y | Y | Y
M3NHFScheduleOfRatesCode | Planned/Basin:Disconnect And Remove | Planned - Basin:Disconnect And Remove, unit of measure NO | Planned-6307EA | Y | Y | Y | Y | Y
M3NHFScheduleOfRatesCode | Planned/Basin:Refix Wash Hand Basin | Planned - Basin:Refix Wash Hand Basin, unit of measure NO | Planned-6307FA | Y | Y | Y | Y | Y
M3NHFScheduleOfRatesCode | Planned/Wall:Remove And Refix Washbasin In Association | Planned - Wall:Remove And Refix Washbasin In Association, unit of measure IT | Planned-6307GA | Y | Y | Y | Y | Y
M3NHFScheduleOfRatesCode | Planned/Bath:Renew 1700Mm Steel With Taps | Planned - Bath:Renew 1700Mm Steel With Taps, unit of measure NO | Planned-6309AA | Y | Y | Y | Y | Y
M3NHFScheduleOfRatesCode | Planned/Bath:Renew 1700Mm Steel With Shower Mixer | Planned - Bath:Renew 1700Mm Steel With Shower Mixer, unit of measure NO | Planned-6309AC | Y | Y | Y
M3NHFScheduleOfRatesCode | Planned/Bath:Renew 1700Mm Steel Shower Mixer - Wet Area | Planned - Bath:Renew 1700Mm Steel Shower Mixer - Wet Area, unit of measure NO | Planned-6309AD | Y | Y | Y
M3NHFScheduleOfRatesCode | Planned/Bath:Renew 1700Mm Acrylic With Taps | Planned - Bath:Renew 1700Mm Acrylic With Taps, unit of measure NO | Planned-6309BA | Y | Y | Y | Y | Y
M3NHFScheduleOfRatesCode | Planned/Bath:Renew 1700Mm Acrylic With Shower Mixer | Planned - Bath:Renew 1700Mm Acrylic With Shower Mixer, unit of measure NO | Planned-6309BB | Y | Y | Y
M3NHFScheduleOfRatesCode | Planned/Bath:Renew 1700Mm Acrylic Shower Mixer - Wet Area | Planned - Bath:Renew 1700Mm Acrylic Shower Mixer - Wet Area, unit of measure NO | Planned-6309BC | Y | Y | Y
M3NHFScheduleOfRatesCode | Planned/Bath:Install Special Needs Bath | Planned - Bath:Install Special Needs Bath, unit of measure NO | Planned-6309CA | Y | Y | Y | Y | Y
M3NHFScheduleOfRatesCode | Planned/Bath:Install Special Needs Hip Type | Planned - Bath:Install Special Needs Hip Type, unit of measure NO | Planned-6309CB | Y | Y | Y | Y | Y
M3NHFScheduleOfRatesCode | Planned/Bath:Remove And Refix For Other Service Provider'S | Planned - Bath:Remove And Refix For Other Service Provider'S, unit of measure NO | Planned-6309DA | Y | Y | Y | Y | Y
M3NHFScheduleOfRatesCode | Planned/Bath:Remove And Prepare For Shower Tray | Planned - Bath:Remove And Prepare For Shower Tray, unit of measure IT | Planned-6309DB | Y | Y | Y | Y | Y
M3NHFScheduleOfRatesCode | Planned/Bath:Regrind And Repolish Ne 1800Mm | Planned - Bath:Regrind And Repolish Ne 1800Mm, unit of measure NO | Planned-6309EA | Y | Y | Y | Y | Y
M3NHFScheduleOfRatesCode | Planned/Bath:Touch Up Chip | Planned - Bath:Touch Up Chip, unit of measure IT | Planned-6309EB | Y | Y | Y | Y | Y
M3NHFScheduleOfRatesCode | Planned/Bath:Re-Enamel | Planned - Bath:Re-Enamel, unit of measure IT | Planned-6309EC | Y | Y | Y | Y | Y
M3NHFScheduleOfRatesCode | Planned/Bath:Disconnect And Remove | Planned - Bath:Disconnect And Remove, unit of measure NO | Planned-6309ED | Y
M3NHFScheduleOfRatesCode | Planned/Bath Panel:Renew Hardboard Side And Framing | Planned - Bath Panel:Renew Hardboard Side And Framing, unit of measure IT | Planned-6309FA | Y | Y | Y | Y | Y
M3NHFScheduleOfRatesCode | Planned/Bath Panel:Renew Hardboard End And Framing | Planned - Bath Panel:Renew Hardboard End And Framing, unit of measure IT | Planned-6309FB | Y | Y | Y | Y | Y
M3NHFScheduleOfRatesCode | Planned/Bath Panel:Renew Hardboard Side End And Framing | Planned - Bath Panel:Renew Hardboard Side End And Framing, unit of measure IT | Planned-6309FC | Y | Y | Y | Y | Y
M3NHFScheduleOfRatesCode | Planned/Bath Panel:Renew Hardboard Side Existing Framing | Planned - Bath Panel:Renew Hardboard Side Existing Framing, unit of measure IT | Planned-6309FD | Y | Y | Y | Y | Y
M3NHFScheduleOfRatesCode | Planned/Bath Panel:Renew Hardboard End Existing Framing | Planned - Bath Panel:Renew Hardboard End Existing Framing, unit of measure IT | Planned-6309FE | Y | Y | Y | Y | Y
M3NHFScheduleOfRatesCode | Planned/Bath Panel:Renew Hardbd Side End Existing Framing | Planned - Bath Panel:Renew Hardbd Side End Existing Framing, unit of measure IT | Planned-6309FF | Y | Y | Y | Y | Y
M3NHFScheduleOfRatesCode | Planned/Bath Panel:Renew Acrylic Side | Planned - Bath Panel:Renew Acrylic Side, unit of measure IT | Planned-6309GA | Y | Y | Y | Y | Y
M3NHFScheduleOfRatesCode | Planned/Bath Panel:Renew Acrylic End | Planned - Bath Panel:Renew Acrylic End, unit of measure IT | Planned-6309GB | Y | Y | Y | Y | Y
M3NHFScheduleOfRatesCode | Planned/Path Panel:Renew Acrylic Side And End | Planned - Path Panel:Renew Acrylic Side And End, unit of measure IT | Planned-6309GC | Y | Y | Y | Y | Y
M3NHFScheduleOfRatesCode | Planned/Panel:Remove And Refix Any Type | Planned - Panel:Remove And Refix Any Type, unit of measure NO | Planned-6309HA | Y | Y | Y | Y | Y
M3NHFScheduleOfRatesCode | Planned/Toilet:Upgrade To Benchmark No Existing Whb | Planned - Toilet:Upgrade To Benchmark No Existing Whb, unit of measure IT | Planned-6310XC | Y | Y | Y | Y | Y
M3NHFScheduleOfRatesCode | Planned/Toilet:Upgrade To Benchmark Existing Whb | Planned - Toilet:Upgrade To Benchmark Existing Whb, unit of measure IT | Planned-6310XD | Y | Y | Y | Y | Y
M3NHFScheduleOfRatesCode | Planned/Bathroom:Upgrade To Benchmark No Wc | Planned - Bathroom:Upgrade To Benchmark No Wc, unit of measure IT | Planned-6310ZA | Y | Y | Y | Y | Y
M3NHFScheduleOfRatesCode | Planned/Bathroom:Upgrade To Benchmark Wc | Planned - Bathroom:Upgrade To Benchmark Wc, unit of measure IT | Planned-6310ZB | Y | Y | Y | Y | Y
M3NHFScheduleOfRatesCode | Planned/Shower:Install 8.7 Kw Unit Over Bath | Planned - Shower:Install 8.7 Kw Unit Over Bath, unit of measure IT | Planned-6310ZE | Y | Y | Y | Y | Y
M3NHFScheduleOfRatesCode | Planned/Shower Tray:Renew Fireclay Complete | Planned - Shower Tray:Renew Fireclay Complete, unit of measure NO | Planned-6311AA | Y | Y | Y | Y | Y
M3NHFScheduleOfRatesCode | Planned/Shower Tray:Renew Acrylic Complete | Planned - Shower Tray:Renew Acrylic Complete, unit of measure NO | Planned-6311BA | Y | Y | Y | Y | Y
M3NHFScheduleOfRatesCode | Planned/Shower:Install Level Access Shower Tray | Planned - Shower:Install Level Access Shower Tray, unit of measure NO | Planned-6311BB | Y | Y | Y
M3NHFScheduleOfRatesCode | Planned/Shower:Renew Rails And Curtains | Planned - Shower:Renew Rails And Curtains, unit of measure IT | Planned-6311CA | Y | Y | Y | Y | Y
M3NHFScheduleOfRatesCode | Planned/Shower:Renew Curtain | Planned - Shower:Renew Curtain, unit of measure IT | Planned-6311CB | Y | Y | Y | Y | Y
M3NHFScheduleOfRatesCode | Planned/Shower:Renew Non-Thermostatic Mix Valve | Planned - Shower:Renew Non-Thermostatic Mix Valve, unit of measure NO | Planned-6311DA | Y | Y | Y
M3NHFScheduleOfRatesCode | Planned/Shower:Renew Non-Thermostatic Mix Valve Low Flow | Planned - Shower:Renew Non-Thermostatic Mix Valve Low Flow, unit of measure NO | Planned-6311DB | Y | Y | Y
M3NHFScheduleOfRatesCode | Planned/Shower:Renew Thermostatic Mixing Valve | Planned - Shower:Renew Thermostatic Mixing Valve, unit of measure NO | Planned-6311DC | Y | Y | Y
M3NHFScheduleOfRatesCode | Planned/Shower:Renew Thermostatic Low Flow Mixing Valve | Planned - Shower:Renew Thermostatic Low Flow Mixing Valve, unit of measure NO | Planned-6311DD | Y | Y | Y
M3NHFScheduleOfRatesCode | Planned/Shower:Renew Mechanical Type | Planned - Shower:Renew Mechanical Type, unit of measure NO | Planned-6311DE | Y
M3NHFScheduleOfRatesCode | Planned/Shower:Overhaul Mechanical Shower Complete | Planned - Shower:Overhaul Mechanical Shower Complete, unit of measure IT | Planned-6311DF | Y
M3NHFScheduleOfRatesCode | Planned/Shower:Overhaul Mechanical Shower Carttridge | Planned - Shower:Overhaul Mechanical Shower Carttridge, unit of measure IT | Planned-6311DG | Y
M3NHFScheduleOfRatesCode | Planned/Shower:Renew Hose And Spray | Planned - Shower:Renew Hose And Spray, unit of measure IT | Planned-6311EA | Y | Y | Y
M3NHFScheduleOfRatesCode | Planned/Shower:Renew Arm And Spray Head | Planned - Shower:Renew Arm And Spray Head, unit of measure IT | Planned-6311EB | Y | Y | Y
M3NHFScheduleOfRatesCode | Planned/Shower:Renew Swivel Pattern Head | Planned - Shower:Renew Swivel Pattern Head, unit of measure IT | Planned-6311EC | Y | Y | Y
M3NHFScheduleOfRatesCode | Planned/Shower:Renew Rose Spray Head | Planned - Shower:Renew Rose Spray Head, unit of measure IT | Planned-6311ED | Y | Y | Y
M3NHFScheduleOfRatesCode | Planned/Shower:Renew Shower Kit | Planned - Shower:Renew Shower Kit, unit of measure IT | Planned-6311FA | Y | Y | Y
M3NHFScheduleOfRatesCode | Planned/Shower:Renew Shower Slide Bar | Planned - Shower:Renew Shower Slide Bar, unit of measure IT | Planned-6311GA | Y | Y | Y
M3NHFScheduleOfRatesCode | Planned/Shower:Install Shower Tray Half Screen - Timber | Planned - Shower:Install Shower Tray Half Screen - Timber, unit of measure NO | Planned-6311XA | Y | Y | Y | Y | Y
M3NHFScheduleOfRatesCode | Planned/Shower:Install Or Renew Pumped Waste Preparation | Planned - Shower:Install Or Renew Pumped Waste Preparation, unit of measure NO | Planned-6311XF | Y | Y | Y | Y | Y
M3NHFScheduleOfRatesCode | Planned/Shower:Install Or Renew Automatic Pump Kit | Planned - Shower:Install Or Renew Automatic Pump Kit, unit of measure NO | Planned-6311XH | Y | Y | Y | Y | Y
M3NHFScheduleOfRatesCode | Planned/Shower:Install Or Renew Surge Damper | Planned - Shower:Install Or Renew Surge Damper, unit of measure NO | Planned-6311XJ | Y
M3NHFScheduleOfRatesCode | Planned/Shower Room:Convert With Floor Drain | Planned - Shower Room:Convert With Floor Drain, unit of measure IT | Planned-6312AA | Y | Y | Y | Y | Y
M3NHFScheduleOfRatesCode | Planned/Shower Room:Convert With Shower Tray | Planned - Shower Room:Convert With Shower Tray, unit of measure IT | Planned-6312AB | Y | Y | Y | Y | Y
M3NHFScheduleOfRatesCode | Planned/Tap:Renew Pair Basin Pillar Taps | Planned - Tap:Renew Pair Basin Pillar Taps, unit of measure IT | Planned-6313AA | Y | Y | Y | Y | Y
M3NHFScheduleOfRatesCode | Planned/Tap:Renew Pair Bath Pillar Taps | Planned - Tap:Renew Pair Bath Pillar Taps, unit of measure IT | Planned-6313AC | Y | Y | Y | Y | Y
M3NHFScheduleOfRatesCode | Planned/Tap:Renew Pair Basin Taps-Ceramic Disc | Planned - Tap:Renew Pair Basin Taps-Ceramic Disc, unit of measure IT | Planned-6313BA | Y | Y | Y | Y | Y
M3NHFScheduleOfRatesCode | Planned/Tap:Renew Pair Bath Taps-Ceramic Disc | Planned - Tap:Renew Pair Bath Taps-Ceramic Disc, unit of measure IT | Planned-6313BC | Y | Y | Y | Y | Y
M3NHFScheduleOfRatesCode | Planned/Tap:Renew Pair Highneck Sink Pillar Taps | Planned - Tap:Renew Pair Highneck Sink Pillar Taps, unit of measure IT | Planned-6313CA | Y | Y | Y | Y | Y
M3NHFScheduleOfRatesCode | Planned/Tap:Renew Pair High Neck Sink Taps-Ceramic Disc | Planned - Tap:Renew Pair High Neck Sink Taps-Ceramic Disc, unit of measure IT | Planned-6313DA | Y | Y | Y | Y | Y
M3NHFScheduleOfRatesCode | Planned/Tap:Renew Brass Bib Tap | Planned - Tap:Renew Brass Bib Tap, unit of measure NO | Planned-6313EA | Y | Y | Y | Y | Y
M3NHFScheduleOfRatesCode | Planned/Tap:Renew Bath Mixer | Planned - Tap:Renew Bath Mixer, unit of measure IT | Planned-6313FC | Y | Y | Y | Y | Y
M3NHFScheduleOfRatesCode | Planned/Tap:Renew Bath Mixer With Shower Attachment | Planned - Tap:Renew Bath Mixer With Shower Attachment, unit of measure IT | Planned-6313FD | Y | Y | Y | Y | Y
M3NHFScheduleOfRatesCode | Planned/Tap:Renew Sink Mixer | Planned - Tap:Renew Sink Mixer, unit of measure IT | Planned-6313GA | Y | Y | Y | Y | Y
M3NHFScheduleOfRatesCode | Planned/Taps:Renew With Basin Levers - Pair | Planned - Taps:Renew With Basin Levers - Pair, unit of measure IT | Planned-6313HA | Y | Y | Y | Y | Y
M3NHFScheduleOfRatesCode | Planned/Taps:Renew With Sink Levers - Pair | Planned - Taps:Renew With Sink Levers - Pair, unit of measure IT | Planned-6313HB | Y | Y | Y | Y | Y
M3NHFScheduleOfRatesCode | Planned/Taps:Renew With Bath Levers - Pair | Planned - Taps:Renew With Bath Levers - Pair, unit of measure IT | Planned-6313HC | Y | Y | Y | Y | Y
M3NHFScheduleOfRatesCode | Planned/Taps:Renew Kitchen Sink Pair Low Flow 3-4 L/S | Planned - Taps:Renew Kitchen Sink Pair Low Flow 3-4 L/S, unit of measure NO | Planned-6313JA | Y | Y | Y
M3NHFScheduleOfRatesCode | Planned/Taps:Renew Wash Basin Pair Low Flow 2-3 L/S | Planned - Taps:Renew Wash Basin Pair Low Flow 2-3 L/S, unit of measure NO | Planned-6313JB | Y | Y | Y
M3NHFScheduleOfRatesCode | Planned/Tap:Renew Pair Basin Taps-Ceramic Disc Levers | Planned - Tap:Renew Pair Basin Taps-Ceramic Disc Levers, unit of measure IT | Planned-6313KA | Y
M3NHFScheduleOfRatesCode | Planned/Tap:Renew Pair Bath Taps-Ceramic Disc Levers | Planned - Tap:Renew Pair Bath Taps-Ceramic Disc Levers, unit of measure IT | Planned-6313KB | Y
M3NHFScheduleOfRatesCode | Planned/Tap:Renew Pair High Neck Sink-Ceramic Disc Levers | Planned - Tap:Renew Pair High Neck Sink-Ceramic Disc Levers, unit of measure IT | Planned-6313KC | Y
M3NHFScheduleOfRatesCode | Planned/Taps:Install Sink Levers - Pair | Planned - Taps:Install Sink Levers - Pair, unit of measure IT | Planned-6314AA | Y | Y | Y | Y | Y
M3NHFScheduleOfRatesCode | Planned/Taps:Install Monobloc Sink Levers - Pair | Planned - Taps:Install Monobloc Sink Levers - Pair, unit of measure IT | Planned-6314AB | Y | Y | Y | Y | Y
M3NHFScheduleOfRatesCode | Planned/Mixer:Renew Thermostatic To Sink | Planned - Mixer:Renew Thermostatic To Sink, unit of measure IT | Planned-6314AC | Y | Y | Y
M3NHFScheduleOfRatesCode | Planned/Mixer:Renew Thermostatic To Basin | Planned - Mixer:Renew Thermostatic To Basin, unit of measure IT | Planned-6314AD | Y | Y | Y
M3NHFScheduleOfRatesCode | Planned/Mixer:Renew Thermostatic To Bath | Planned - Mixer:Renew Thermostatic To Bath, unit of measure IT | Planned-6314AE | Y | Y | Y
M3NHFScheduleOfRatesCode | Planned/Mixer:Renew Thermostatic To Bath Shower Attachment | Planned - Mixer:Renew Thermostatic To Bath Shower Attachment, unit of measure IT | Planned-6314AF | Y | Y | Y
M3NHFScheduleOfRatesCode | Planned/Mixer:Overhaul Any Type Of Thermostatic | Planned - Mixer:Overhaul Any Type Of Thermostatic, unit of measure IT | Planned-6314BA | Y | Y | Y
M3NHFScheduleOfRatesCode | Planned/Sealant:Renew To Sides And Ends Of Bath | Planned - Sealant:Renew To Sides And Ends Of Bath, unit of measure IT | Planned-6315AA | Y | Y | Y | Y | Y
M3NHFScheduleOfRatesCode | Planned/Sealant:Renew To Shower Tray | Planned - Sealant:Renew To Shower Tray, unit of measure IT | Planned-6315AB | Y | Y | Y | Y | Y
M3NHFScheduleOfRatesCode | Planned/Sealant:Renew To Basin Or Sink | Planned - Sealant:Renew To Basin Or Sink, unit of measure IT | Planned-6315AC | Y | Y | Y | Y | Y
M3NHFScheduleOfRatesCode | Planned/Sealant:Apply To Worktop And Wall | Planned - Sealant:Apply To Worktop And Wall, unit of measure LM | Planned-6315AD | Y | Y | Y | Y | Y
M3NHFScheduleOfRatesCode | Planned/Sealant:Pvc Trim To Bath | Planned - Sealant:Pvc Trim To Bath, unit of measure IT | Planned-6315BA | Y | Y | Y | Y | Y
M3NHFScheduleOfRatesCode | Planned/Tap:Install External Brass Bib Tap | Planned - Tap:Install External Brass Bib Tap, unit of measure NO | Planned-6316JA | Y | Y | Y | Y | Y
M3NHFScheduleOfRatesCode | Planned/Worktop:Fit Aluminium Joint Upstand Strip | Planned - Worktop:Fit Aluminium Joint Upstand Strip, unit of measure LM | Planned-6317AA | Y | Y | Y | Y | Y
M3NHFScheduleOfRatesCode | Planned/Worktop:Fit Pvc Joint Upstand Strip | Planned - Worktop:Fit Pvc Joint Upstand Strip, unit of measure LM | Planned-6317BA | Y | Y | Y | Y | Y
M3NHFScheduleOfRatesCode | Planned/Trim:Fit Chrome Cover Fillets | Planned - Trim:Fit Chrome Cover Fillets, unit of measure LM | Planned-6317CA | Y
M3NHFScheduleOfRatesCode | Planned/Washing Machine:Form New Waste Outlet | Planned - Washing Machine:Form New Waste Outlet, unit of measure IT | Planned-6319AA | Y | Y | Y | Y | Y
M3NHFScheduleOfRatesCode | Planned/Washing Machine:Supply Valves Or Stop Taps | Planned - Washing Machine:Supply Valves Or Stop Taps, unit of measure IT | Planned-6319BA | Y | Y | Y | Y | Y
M3NHFScheduleOfRatesCode | Planned/Washing Machine:Renew Individual Valve | Planned - Washing Machine:Renew Individual Valve, unit of measure NO | Planned-6319CA | Y | Y | Y | Y | Y
M3NHFScheduleOfRatesCode | Planned/Washing Machine:Renew Pair Stop Taps | Planned - Washing Machine:Renew Pair Stop Taps, unit of measure IT | Planned-6319CB | Y | Y | Y | Y | Y
M3NHFScheduleOfRatesCode | Planned/Replumb:1 Bed Flat Existing Tank And Cylinder | Planned - Replumb:1 Bed Flat Existing Tank And Cylinder, unit of measure IT | Planned-6340AA | Y | Y | Y | Y | Y
M3NHFScheduleOfRatesCode | Planned/Replumb:2 Bed Flat Existing Tank And Cylinder | Planned - Replumb:2 Bed Flat Existing Tank And Cylinder, unit of measure IT | Planned-6340AB | Y | Y | Y | Y | Y
M3NHFScheduleOfRatesCode | Planned/Replumb:3 Bed Flat Existing Tank And Cylinder | Planned - Replumb:3 Bed Flat Existing Tank And Cylinder, unit of measure IT | Planned-6340AC | Y | Y | Y | Y | Y
M3NHFScheduleOfRatesCode | Planned/Replumb:1 Bed Bung Existing Tank And Cylinder | Planned - Replumb:1 Bed Bung Existing Tank And Cylinder, unit of measure IT | Planned-6340BA | Y | Y | Y | Y | Y
M3NHFScheduleOfRatesCode | Planned/Replumb:2 Bed Bung Existing Tank And Cylinder | Planned - Replumb:2 Bed Bung Existing Tank And Cylinder, unit of measure IT | Planned-6340BB | Y | Y | Y | Y | Y
M3NHFScheduleOfRatesCode | Planned/Replumb:3 Bed Bung Existing Tank And Cylinder | Planned - Replumb:3 Bed Bung Existing Tank And Cylinder, unit of measure IT | Planned-6340BC | Y | Y | Y | Y | Y
M3NHFScheduleOfRatesCode | Planned/Replumb:1 Bed House Existing Tank And Cylinder | Planned - Replumb:1 Bed House Existing Tank And Cylinder, unit of measure IT | Planned-6340CA | Y | Y | Y | Y | Y
M3NHFScheduleOfRatesCode | Planned/Replumb:2 Bed House Existing Tank And Cylinder | Planned - Replumb:2 Bed House Existing Tank And Cylinder, unit of measure IT | Planned-6340CB | Y | Y | Y | Y | Y
M3NHFScheduleOfRatesCode | Planned/Replumb:3 Bed House Existing Tank And Cylinder | Planned - Replumb:3 Bed House Existing Tank And Cylinder, unit of measure IT | Planned-6340CC | Y | Y | Y | Y | Y
M3NHFScheduleOfRatesCode | Planned/Replumb:4 Bed House Existing Tank And Cylinder | Planned - Replumb:4 Bed House Existing Tank And Cylinder, unit of measure IT | Planned-6340CD | Y | Y | Y | Y | Y
M3NHFScheduleOfRatesCode | Planned/Replumb:Renew Cold Water Tank | Planned - Replumb:Renew Cold Water Tank, unit of measure IT | Planned-6340DA | Y | Y | Y | Y | Y
M3NHFScheduleOfRatesCode | Planned/Replumb:Renew Hot Water Cylinder | Planned - Replumb:Renew Hot Water Cylinder, unit of measure IT | Planned-6340EA | Y | Y | Y | Y | Y
M3NHFScheduleOfRatesCode | Planned/Replumb:Renew Cold And Hot Tanks | Planned - Replumb:Renew Cold And Hot Tanks, unit of measure IT | Planned-6340FA | Y | Y | Y | Y | Y
M3NHFScheduleOfRatesCode | Planned/Replumb:Flat/Bungalow Existing Tank/Cylinder | Planned - Replumb:Flat/Bungalow Existing Tank/Cylinder, unit of measure IT | Planned-6340XA | Y | Y | Y | Y | Y
M3NHFScheduleOfRatesCode | Planned/Replumb:House/Maisonette Existing Tank/Cylinder | Planned - Replumb:House/Maisonette Existing Tank/Cylinder, unit of measure IT | Planned-6340XB | Y | Y | Y | Y | Y
M3NHFScheduleOfRatesCode | Planned/Pipe:Renew Or Install 15Mm Copper | Planned - Pipe:Renew Or Install 15Mm Copper, unit of measure LM | Planned-6350AA | Y | Y | Y | Y | Y
M3NHFScheduleOfRatesCode | Planned/Pipe:Renew Or Install 22Mm Copper | Planned - Pipe:Renew Or Install 22Mm Copper, unit of measure LM | Planned-6350AB | Y | Y | Y | Y | Y
M3NHFScheduleOfRatesCode | Planned/Pipe:Renew Or Install 28Mm Copper | Planned - Pipe:Renew Or Install 28Mm Copper, unit of measure LM | Planned-6350AC | Y | Y | Y | Y | Y
M3NHFScheduleOfRatesCode | Planned/Pipe:Renew Or Install 35Mm Copper | Planned - Pipe:Renew Or Install 35Mm Copper, unit of measure LM | Planned-6350AD | Y | Y | Y | Y | Y
M3NHFScheduleOfRatesCode | Planned/Pipe:Renew Or Install 42Mm Copper | Planned - Pipe:Renew Or Install 42Mm Copper, unit of measure LM | Planned-6350AE | Y | Y | Y | Y | Y
M3NHFScheduleOfRatesCode | Planned/Pipe:Renew Or Install 54Mm Copper | Planned - Pipe:Renew Or Install 54Mm Copper, unit of measure LM | Planned-6350AF | Y | Y | Y | Y | Y
M3NHFScheduleOfRatesCode | Planned/Pipe:Remove Redundant | Planned - Pipe:Remove Redundant, unit of measure LM | Planned-6360BA | Y
M3NHFScheduleOfRatesCode | Planned/Pipe:Renew Or Install 15Mm Chromium Plated | Planned - Pipe:Renew Or Install 15Mm Chromium Plated, unit of measure LM | Planned-6360BB | Y
M3NHFScheduleOfRatesCode | Planned/Pipe:Install Tee/Valve | Planned - Pipe:Install Tee/Valve, unit of measure IT | Planned-6360CA | Y | Y | Y | Y | Y
M3NHFScheduleOfRatesCode | Planned/Pipe:Renew 15Mm Steel | Planned - Pipe:Renew 15Mm Steel, unit of measure LM | Planned-6360DA | Y | Y | Y | Y | Y
M3NHFScheduleOfRatesCode | Planned/Pipe:Renew 20Mm Steel | Planned - Pipe:Renew 20Mm Steel, unit of measure LM | Planned-6360DB | Y | Y | Y | Y | Y
M3NHFScheduleOfRatesCode | Planned/Pipe:Renew 25Mm Steel | Planned - Pipe:Renew 25Mm Steel, unit of measure LM | Planned-6360DC | Y | Y | Y | Y | Y
M3NHFScheduleOfRatesCode | Planned/Pipe:Renew 32Mm Steel | Planned - Pipe:Renew 32Mm Steel, unit of measure LM | Planned-6360DD | Y | Y | Y | Y | Y
M3NHFScheduleOfRatesCode | Planned/Pipe:Renew 40Mm Steel | Planned - Pipe:Renew 40Mm Steel, unit of measure LM | Planned-6360DE | Y | Y | Y | Y | Y
M3NHFScheduleOfRatesCode | Planned/Pipe:Renew 50Mm Steel | Planned - Pipe:Renew 50Mm Steel, unit of measure LM | Planned-6360DF | Y | Y | Y | Y | Y
M3NHFScheduleOfRatesCode | Planned/Insulation:Remove Existing From Pipe | Planned - Insulation:Remove Existing From Pipe, unit of measure LM | Planned-6450BA | Y | Y | Y | Y | Y
M3NHFScheduleOfRatesCode | Planned/Insulation:Renew Upto 22Mm Pipe | Planned - Insulation:Renew Upto 22Mm Pipe, unit of measure LM | Planned-6451AA | Y | Y | Y | Y | Y
M3NHFScheduleOfRatesCode | Planned/Insulation:Renew To 28Mm Pipe | Planned - Insulation:Renew To 28Mm Pipe, unit of measure LM | Planned-6451AB | Y | Y | Y | Y | Y
M3NHFScheduleOfRatesCode | Planned/Insulation:Renew To 35Mm Pipe | Planned - Insulation:Renew To 35Mm Pipe, unit of measure LM | Planned-6451AC | Y | Y | Y | Y | Y
M3NHFScheduleOfRatesCode | Planned/Insulation:Renew To 42Mm Pipe | Planned - Insulation:Renew To 42Mm Pipe, unit of measure LM | Planned-6451AD | Y | Y | Y | Y | Y
M3NHFScheduleOfRatesCode | Planned/Insulation:Renew To 54Mm Pipe | Planned - Insulation:Renew To 54Mm Pipe, unit of measure LM | Planned-6451AE | Y | Y | Y | Y | Y
M3NHFScheduleOfRatesCode | Planned/Stopcock:Renew 15Mm Diameter | Planned - Stopcock:Renew 15Mm Diameter, unit of measure NO | Planned-6500AA | Y | Y | Y | Y | Y
M3NHFScheduleOfRatesCode | Planned/Stopcock:Renew 20Mm Diameter | Planned - Stopcock:Renew 20Mm Diameter, unit of measure NO | Planned-6500AB | Y | Y | Y | Y | Y
M3NHFScheduleOfRatesCode | Planned/Stopcock:Renew 22Mm Diameter | Planned - Stopcock:Renew 22Mm Diameter, unit of measure NO | Planned-6500AC | Y | Y | Y | Y | Y
M3NHFScheduleOfRatesCode | Planned/Stopcock:Renew 25Mm Diameter | Planned - Stopcock:Renew 25Mm Diameter, unit of measure NO | Planned-6500AD | Y | Y | Y | Y | Y
M3NHFScheduleOfRatesCode | Planned/Stopcock:Renew 28Mm Diameter | Planned - Stopcock:Renew 28Mm Diameter, unit of measure NO | Planned-6500AE | Y | Y | Y | Y | Y
M3NHFScheduleOfRatesCode | Planned/Stopcock:Renew 32Mm Diameter | Planned - Stopcock:Renew 32Mm Diameter, unit of measure NO | Planned-6500AF | Y | Y | Y | Y | Y
M3NHFScheduleOfRatesCode | Planned/Stopcock:Renew 35Mm Diameter | Planned - Stopcock:Renew 35Mm Diameter, unit of measure NO | Planned-6500AG | Y | Y | Y | Y | Y
M3NHFScheduleOfRatesCode | Planned/Stopcock:Renew 42Mm Diameter | Planned - Stopcock:Renew 42Mm Diameter, unit of measure NO | Planned-6500AH | Y | Y | Y | Y | Y
M3NHFScheduleOfRatesCode | Planned/Stopcock:Renew 54Mm Diameter | Planned - Stopcock:Renew 54Mm Diameter, unit of measure NO | Planned-6500AJ | Y | Y | Y | Y | Y
M3NHFScheduleOfRatesCode | Planned/Stop Tap:Resite And Renew With Lever | Planned - Stop Tap:Resite And Renew With Lever, unit of measure IT | Planned-6500BA | Y | Y | Y | Y | Y
M3NHFScheduleOfRatesCode | Planned/Gatevalve:Renew 15Mm Diameter | Planned - Gatevalve:Renew 15Mm Diameter, unit of measure NO | Planned-6550AA | Y | Y | Y | Y | Y
M3NHFScheduleOfRatesCode | Planned/Gatevalve:Renew 22Mm Diameter | Planned - Gatevalve:Renew 22Mm Diameter, unit of measure NO | Planned-6550AB | Y | Y | Y | Y | Y
M3NHFScheduleOfRatesCode | Planned/Gatevalve:Renew 28Mm Diameter | Planned - Gatevalve:Renew 28Mm Diameter, unit of measure NO | Planned-6550AC | Y | Y | Y | Y | Y
M3NHFScheduleOfRatesCode | Planned/Gatevalve:Renew 32Mm Diameter | Planned - Gatevalve:Renew 32Mm Diameter, unit of measure NO | Planned-6550AD | Y | Y | Y | Y | Y
M3NHFScheduleOfRatesCode | Planned/Gatevalve:Renew 35Mm Diameter | Planned - Gatevalve:Renew 35Mm Diameter, unit of measure NO | Planned-6550AE | Y | Y | Y | Y | Y
M3NHFScheduleOfRatesCode | Planned/Gatevalve:Renew 42Mm Diameter | Planned - Gatevalve:Renew 42Mm Diameter, unit of measure NO | Planned-6550AF | Y | Y | Y | Y | Y
M3NHFScheduleOfRatesCode | Planned/Gatevalve:Renew 54Mm Diameter | Planned - Gatevalve:Renew 54Mm Diameter, unit of measure NO | Planned-6550AG | Y | Y | Y | Y | Y
M3NHFScheduleOfRatesCode | Planned/Check Valve:Renew Or Install 15Mm Diameter | Planned - Check Valve:Renew Or Install 15Mm Diameter, unit of measure NO | Planned-6551AA | Y | Y | Y | Y
M3NHFScheduleOfRatesCode | Planned/Service Valve:Renew Or Install 15Mm | Planned - Service Valve:Renew Or Install 15Mm, unit of measure NO | Planned-6560AA | Y | Y | Y | Y | Y
M3NHFScheduleOfRatesCode | Planned/Service Valve:Renew Or Install 22Mm | Planned - Service Valve:Renew Or Install 22Mm, unit of measure NO | Planned-6560AB | Y | Y | Y | Y | Y
M3NHFScheduleOfRatesCode | Planned/Ballofix Valve:Renew Or Install 15Mm | Planned - Ballofix Valve:Renew Or Install 15Mm, unit of measure NO | Planned-6570AA | Y | Y | Y | Y | Y
M3NHFScheduleOfRatesCode | Planned/Ballofix Valve:Renew Or Install 22Mm | Planned - Ballofix Valve:Renew Or Install 22Mm, unit of measure NO | Planned-6570AB | Y | Y | Y | Y | Y
M3NHFScheduleOfRatesCode | Planned/Ballofix Valve:Renew Or Install 28Mm | Planned - Ballofix Valve:Renew Or Install 28Mm, unit of measure NO | Planned-6570AC | Y | Y | Y | Y | Y
M3NHFScheduleOfRatesCode | Planned/Draincock:Renew Ne 19Mm Drain Cock | Planned - Draincock:Renew Ne 19Mm Drain Cock, unit of measure NO | Planned-6600AA | Y | Y | Y | Y | Y
M3NHFScheduleOfRatesCode | Planned/Draincock:Renew Ne 22Mm Draincock | Planned - Draincock:Renew Ne 22Mm Draincock, unit of measure NO | Planned-6600AB | Y
M3NHFScheduleOfRatesCode | Planned/Surestop:Install 15Mm To Rising Main | Planned - Surestop:Install 15Mm To Rising Main, unit of measure IT | Planned-6601AA | Y | Y | Y | Y
M3NHFScheduleOfRatesCode | Planned/Surestop:Install 22Mm To Rising Main | Planned - Surestop:Install 22Mm To Rising Main, unit of measure IT | Planned-6601AB | Y | Y | Y | Y
M3NHFScheduleOfRatesCode | Planned/Surestop:Install 15Mm To Hot Or Cold Pipe | Planned - Surestop:Install 15Mm To Hot Or Cold Pipe, unit of measure IT | Planned-6601BA | Y | Y | Y | Y
M3NHFScheduleOfRatesCode | Planned/Surestop:Install 22Mm To Hot Or Cold Pipe | Planned - Surestop:Install 22Mm To Hot Or Cold Pipe, unit of measure IT | Planned-6601BB | Y | Y | Y | Y
M3NHFScheduleOfRatesCode | Planned/Tank:Renew With Ne 336 Litre Galvanised | Planned - Tank:Renew With Ne 336 Litre Galvanised, unit of measure NO | Planned-6640AA |  | Y | Y | Y | Y
M3NHFScheduleOfRatesCode | Planned/Tank:Renew With Ne 491 Litre Galvanised | Planned - Tank:Renew With Ne 491 Litre Galvanised, unit of measure NO | Planned-6640AB |  | Y | Y | Y | Y
M3NHFScheduleOfRatesCode | Planned/Tank:Renew With Ne 709 Litre Galvanised | Planned - Tank:Renew With Ne 709 Litre Galvanised, unit of measure NO | Planned-6640AC |  | Y | Y | Y | Y
M3NHFScheduleOfRatesCode | Planned/Tank:Renew With Ne 1729 Litre Galvanised | Planned - Tank:Renew With Ne 1729 Litre Galvanised, unit of measure NO | Planned-6640AD |  | Y | Y | Y | Y
M3NHFScheduleOfRatesCode | Planned/Tank:Renew With Ne 3364 Litre Galvanised | Planned - Tank:Renew With Ne 3364 Litre Galvanised, unit of measure NO | Planned-6640AE |  | Y | Y | Y | Y
M3NHFScheduleOfRatesCode | Planned/Tank:Renew With Ne 113Ltr Plastic | Planned - Tank:Renew With Ne 113Ltr Plastic, unit of measure IT | Planned-6650AA | Y | Y | Y | Y | Y
M3NHFScheduleOfRatesCode | Planned/Tank:Renew With Ne 227Ltr Plastic | Planned - Tank:Renew With Ne 227Ltr Plastic, unit of measure IT | Planned-6650AB | Y | Y | Y | Y | Y
M3NHFScheduleOfRatesCode | Planned/Tank:Drain Clean Out And Refill Cwst Tank | Planned - Tank:Drain Clean Out And Refill Cwst Tank, unit of measure NO | Planned-6650BA | Y | Y | Y | Y | Y
M3NHFScheduleOfRatesCode | Planned/Tank:Renew 19Mm Overflow | Planned - Tank:Renew 19Mm Overflow, unit of measure IT | Planned-6650CA | Y | Y | Y | Y | Y
M3NHFScheduleOfRatesCode | Planned/Tank:Renew 25Mm Overflow | Planned - Tank:Renew 25Mm Overflow, unit of measure IT | Planned-6650CB | Y | Y | Y | Y | Y
M3NHFScheduleOfRatesCode | Planned/Tank:Recoat Ne 454 Litre | Planned - Tank:Recoat Ne 454 Litre, unit of measure NO | Planned-6650DA | Y | Y | Y | Y | Y
M3NHFScheduleOfRatesCode | Planned/Tank:Recoat Ne 2273 Litre | Planned - Tank:Recoat Ne 2273 Litre, unit of measure NO | Planned-6650DB | Y | Y | Y | Y | Y
M3NHFScheduleOfRatesCode | Planned/Tank:Recoat Ne 4546 Litre | Planned - Tank:Recoat Ne 4546 Litre, unit of measure NO | Planned-6650DC | Y | Y | Y | Y | Y
M3NHFScheduleOfRatesCode | Planned/Tank:Inspection For Compliance | Planned - Tank:Inspection For Compliance, unit of measure IT | Planned-6650EA | Y
M3NHFScheduleOfRatesCode | Planned/Tank:Overhaul | Planned - Tank:Overhaul, unit of measure IT | Planned-6650EB | Y
M3NHFScheduleOfRatesCode | Planned/Tank:Renew With Ne 317 Litre Grp 1 Piece | Planned - Tank:Renew With Ne 317 Litre Grp 1 Piece, unit of measure IT | Planned-6652AA | Y
M3NHFScheduleOfRatesCode | Planned/Tank:Renew With Ne 500 Litre Grp 1 Piece | Planned - Tank:Renew With Ne 500 Litre Grp 1 Piece, unit of measure IT | Planned-6652AB | Y
M3NHFScheduleOfRatesCode | Planned/Tank:Renew With Ne 690 Litre Grp 1 Piece | Planned - Tank:Renew With Ne 690 Litre Grp 1 Piece, unit of measure IT | Planned-6652AC | Y
M3NHFScheduleOfRatesCode | Planned/Tank:Renew With Ne 765 Litre Grp 1 Piece | Planned - Tank:Renew With Ne 765 Litre Grp 1 Piece, unit of measure IT | Planned-6652AD | Y
M3NHFScheduleOfRatesCode | Planned/Tank:Renew With Ne 920 Litre Grp 1 Piece | Planned - Tank:Renew With Ne 920 Litre Grp 1 Piece, unit of measure IT | Planned-6652AE | Y
M3NHFScheduleOfRatesCode | Planned/Tank:Renew With Ne 1048 Litre Grp 1 Piece | Planned - Tank:Renew With Ne 1048 Litre Grp 1 Piece, unit of measure IT | Planned-6652AF | Y
M3NHFScheduleOfRatesCode | Planned/Tank:Renew With Ne 1254 Litre Grp 1 Piece | Planned - Tank:Renew With Ne 1254 Litre Grp 1 Piece, unit of measure IT | Planned-6652AG | Y
M3NHFScheduleOfRatesCode | Planned/Tank:Renew Ne 1364 Litre Grp 1 Piece Pre-Insulated | Planned - Tank:Renew Ne 1364 Litre Grp 1 Piece Pre-Insulated, unit of measure IT | Planned-6654AA | Y
M3NHFScheduleOfRatesCode | Planned/Tank:Renew Ne 1600 Litre Grp 1 Piece Pre-Insulated | Planned - Tank:Renew Ne 1600 Litre Grp 1 Piece Pre-Insulated, unit of measure IT | Planned-6654AB | Y
M3NHFScheduleOfRatesCode | Planned/Tank:Renew Ne 1820 Litre Grp 1 Piece Pre-Insulated | Planned - Tank:Renew Ne 1820 Litre Grp 1 Piece Pre-Insulated, unit of measure IT | Planned-6654AC | Y
M3NHFScheduleOfRatesCode | Planned/Tank:Renew Ne 2275 Litre Grp 1 Piece Pre-Insulated | Planned - Tank:Renew Ne 2275 Litre Grp 1 Piece Pre-Insulated, unit of measure IT | Planned-6654AD | Y
M3NHFScheduleOfRatesCode | Planned/Tank:Renew Ne 2500 Litre Grp 1 Piece Pre-Insulated | Planned - Tank:Renew Ne 2500 Litre Grp 1 Piece Pre-Insulated, unit of measure IT | Planned-6654AE | Y
M3NHFScheduleOfRatesCode | Planned/Tank:Renew Ne 3000 Litre Grp 1 Piece Pre-Insulated | Planned - Tank:Renew Ne 3000 Litre Grp 1 Piece Pre-Insulated, unit of measure IT | Planned-6654AF | Y
M3NHFScheduleOfRatesCode | Planned/Tank:Renew Ne 3750 Litre Grp 1 Piece Pre-Insulated | Planned - Tank:Renew Ne 3750 Litre Grp 1 Piece Pre-Insulated, unit of measure IT | Planned-6654AG | Y
M3NHFScheduleOfRatesCode | Planned/Tank:Renew Ne 4545 Litre Grp 1 Piece Pre-Insulated | Planned - Tank:Renew Ne 4545 Litre Grp 1 Piece Pre-Insulated, unit of measure IT | Planned-6654AH | Y
M3NHFScheduleOfRatesCode | Planned/Tank:Renew Ne 1364 Litre Grp Sectional Pre-Insul | Planned - Tank:Renew Ne 1364 Litre Grp Sectional Pre-Insul, unit of measure IT | Planned-6656AA | Y
M3NHFScheduleOfRatesCode | Planned/Tank:Renew Ne 1600 Litre Grp Sectional Pre-Insul | Planned - Tank:Renew Ne 1600 Litre Grp Sectional Pre-Insul, unit of measure IT | Planned-6656AB | Y
M3NHFScheduleOfRatesCode | Planned/Tank:Renew Ne 1820 Litre Grp Sectional Pre-Insul | Planned - Tank:Renew Ne 1820 Litre Grp Sectional Pre-Insul, unit of measure IT | Planned-6656AC | Y
M3NHFScheduleOfRatesCode | Planned/Tank:Renew Ne 2275 Litre Grp Sectional Pre-Insul | Planned - Tank:Renew Ne 2275 Litre Grp Sectional Pre-Insul, unit of measure IT | Planned-6656AD | Y
M3NHFScheduleOfRatesCode | Planned/Tank:Renew Ne 2500 Litre Grp Sectional Pre-Insul | Planned - Tank:Renew Ne 2500 Litre Grp Sectional Pre-Insul, unit of measure IT | Planned-6656AE | Y
M3NHFScheduleOfRatesCode | Planned/Tank:Renew Ne 3000 Litre Grp Sectional Pre-Insul | Planned - Tank:Renew Ne 3000 Litre Grp Sectional Pre-Insul, unit of measure IT | Planned-6656AF | Y
M3NHFScheduleOfRatesCode | Planned/Tank:Renew Ne 3750 Litre Grp Sectional Pre-Insul | Planned - Tank:Renew Ne 3750 Litre Grp Sectional Pre-Insul, unit of measure IT | Planned-6656AG | Y
M3NHFScheduleOfRatesCode | Planned/Tank:Renew Ne 4545 Litre Grp Sectional Pre-Insul | Planned - Tank:Renew Ne 4545 Litre Grp Sectional Pre-Insul, unit of measure IT | Planned-6656AH | Y
M3NHFScheduleOfRatesCode | Planned/Tank:Renew Ne 10,000 Litre Grp Sectional Pre-Insul | Planned - Tank:Renew Ne 10,000 Litre Grp Sectional Pre-Insul, unit of measure IT | Planned-6656AJ | Y
M3NHFScheduleOfRatesCode | Planned/Tank:Renew Insulation To Ne 113 Litre | Planned - Tank:Renew Insulation To Ne 113 Litre, unit of measure NO | Planned-6700AA | Y | Y | Y | Y | Y
M3NHFScheduleOfRatesCode | Planned/Tank:Renew Insulation To Ne 227 Litre | Planned - Tank:Renew Insulation To Ne 227 Litre, unit of measure NO | Planned-6700AB | Y | Y | Y | Y | Y
M3NHFScheduleOfRatesCode | Planned/Tank:Renew Insulation Ne 709 Litre | Planned - Tank:Renew Insulation Ne 709 Litre, unit of measure NO | Planned-6700AC | Y | Y | Y | Y | Y
M3NHFScheduleOfRatesCode | Planned/Tank:Renew Insulation Ne 3364 Litre | Planned - Tank:Renew Insulation Ne 3364 Litre, unit of measure NO | Planned-6700AD | Y | Y | Y | Y | Y
M3NHFScheduleOfRatesCode | Planned/Tank:Remove, Set Aside, Refix Insulation | Planned - Tank:Remove, Set Aside, Refix Insulation, unit of measure NO | Planned-6700AE | Y
M3NHFScheduleOfRatesCode | Planned/Cylinder:Renew Direct Insulated New Heater | Planned - Cylinder:Renew Direct Insulated New Heater, unit of measure NO | Planned-6750AA | Y | Y | Y | Y | Y
M3NHFScheduleOfRatesCode | Planned/Cylinder:Renew Direct Insulated Refix Heater | Planned - Cylinder:Renew Direct Insulated Refix Heater, unit of measure NO | Planned-6750AB | Y | Y | Y | Y | Y
M3NHFScheduleOfRatesCode | Planned/Cylinder:Renew Indirect Insulated New Heater | Planned - Cylinder:Renew Indirect Insulated New Heater, unit of measure NO | Planned-6750AC | Y | Y | Y | Y | Y
M3NHFScheduleOfRatesCode | Planned/Cylinder:Renew Indirect Insulated Refix Heater | Planned - Cylinder:Renew Indirect Insulated Refix Heater, unit of measure NO | Planned-6750AD | Y | Y | Y | Y | Y
M3NHFScheduleOfRatesCode | Planned/Cylinder:Renew Direct Jacket New Heater | Planned - Cylinder:Renew Direct Jacket New Heater, unit of measure NO | Planned-6750BA | Y | Y | Y | Y | Y
M3NHFScheduleOfRatesCode | Planned/Cylinder:Renew Direct Jacket Refix Heater | Planned - Cylinder:Renew Direct Jacket Refix Heater, unit of measure NO | Planned-6750BB | Y | Y | Y | Y | Y
M3NHFScheduleOfRatesCode | Planned/Cylinder:Renew Indirect Jacket New Heater | Planned - Cylinder:Renew Indirect Jacket New Heater, unit of measure NO | Planned-6750CA | Y | Y | Y | Y | Y
M3NHFScheduleOfRatesCode | Planned/Cylinder:Renew Indirect Jacket Refix Heater | Planned - Cylinder:Renew Indirect Jacket Refix Heater, unit of measure NO | Planned-6750CB | Y | Y | Y | Y | Y
M3NHFScheduleOfRatesCode | Planned/Cylinder:Renew Primatic Jacket New Heater | Planned - Cylinder:Renew Primatic Jacket New Heater, unit of measure NO | Planned-6750DA | Y | Y | Y | Y | Y
M3NHFScheduleOfRatesCode | Planned/Cylinder:Renew Primatic Jacket Refix Heater | Planned - Cylinder:Renew Primatic Jacket Refix Heater, unit of measure NO | Planned-6750DB | Y | Y | Y | Y | Y
M3NHFScheduleOfRatesCode | Planned/Cylinder:Renew Fortic Direct New Heater | Planned - Cylinder:Renew Fortic Direct New Heater, unit of measure NO | Planned-6750EA | Y | Y | Y | Y | Y
M3NHFScheduleOfRatesCode | Planned/Cylinder:Renew Fortic Direct Refix Heater | Planned - Cylinder:Renew Fortic Direct Refix Heater, unit of measure NO | Planned-6750EB | Y | Y | Y | Y | Y
M3NHFScheduleOfRatesCode | Planned/Cylinder:Renew Fortic Indirect New Heater | Planned - Cylinder:Renew Fortic Indirect New Heater, unit of measure NO | Planned-6750FA | Y | Y | Y | Y | Y
M3NHFScheduleOfRatesCode | Planned/Cylinder:Renew Fortic Indirect Refix Heater | Planned - Cylinder:Renew Fortic Indirect Refix Heater, unit of measure NO | Planned-6750FB | Y | Y | Y | Y | Y
M3NHFScheduleOfRatesCode | Planned/Cylinder:Renew Economy 7 New Heaters | Planned - Cylinder:Renew Economy 7 New Heaters, unit of measure NO | Planned-6750GA | Y | Y | Y | Y | Y
M3NHFScheduleOfRatesCode | Planned/Cylinder:Renew Economy 7 Refix Heaters | Planned - Cylinder:Renew Economy 7 Refix Heaters, unit of measure NO | Planned-6750GB | Y | Y | Y | Y | Y
M3NHFScheduleOfRatesCode | Planned/Cylinder:Renew Elson Tank New Heaters | Planned - Cylinder:Renew Elson Tank New Heaters, unit of measure NO | Planned-6750HA | Y | Y | Y | Y | Y
M3NHFScheduleOfRatesCode | Planned/Cylinder:Renew Elson Tank Refix Heaters | Planned - Cylinder:Renew Elson Tank Refix Heaters, unit of measure NO | Planned-6750HB | Y | Y | Y | Y | Y
M3NHFScheduleOfRatesCode | Planned/Cylinder:Drain Descale Flush Out | Planned - Cylinder:Drain Descale Flush Out, unit of measure NO | Planned-6750JA | Y | Y | Y | Y | Y
M3NHFScheduleOfRatesCode | Planned/Cylinder:Supply Pair Isolating Valves | Planned - Cylinder:Supply Pair Isolating Valves, unit of measure IT | Planned-6750KA | Y | Y | Y | Y | Y
M3NHFScheduleOfRatesCode | Planned/Cylinder:Renew Jacket | Planned - Cylinder:Renew Jacket, unit of measure NO | Planned-6750LA | Y | Y | Y | Y | Y
M3NHFScheduleOfRatesCode | Planned/Cylinder:Service Unvented Cylinder | Planned - Cylinder:Service Unvented Cylinder, unit of measure NO | Planned-6750MA | Y
M3NHFScheduleOfRatesCode | Planned/Plumbunit:Renew Std Dir 227Ltr Cold Ne 144Ltr Hot | Planned - Plumbunit:Renew Std Dir 227Ltr Cold Ne 144Ltr Hot, unit of measure NO | Planned-6770AA | Y | Y | Y | Y | Y
M3NHFScheduleOfRatesCode | Planned/Plumbunit:Renew Std Dir 227Ltr Cold Ne 210Ltr Hot | Planned - Plumbunit:Renew Std Dir 227Ltr Cold Ne 210Ltr Hot, unit of measure NO | Planned-6770AB | Y | Y | Y | Y | Y
M3NHFScheduleOfRatesCode | Planned/Plumbunit:Renew Std Ind 227Ltr Cold Ne 140Ltr Hot | Planned - Plumbunit:Renew Std Ind 227Ltr Cold Ne 140Ltr Hot, unit of measure NO | Planned-6770AC | Y | Y | Y | Y | Y
M3NHFScheduleOfRatesCode | Planned/Plumbunit:Renew Std Ind 227Ltr Cold Ne 162Ltr Hot | Planned - Plumbunit:Renew Std Ind 227Ltr Cold Ne 162Ltr Hot, unit of measure NO | Planned-6770AD | Y | Y | Y | Y | Y
M3NHFScheduleOfRatesCode | Planned/Plumbunit:Adaptation For Shower Booster Pump | Planned - Plumbunit:Adaptation For Shower Booster Pump, unit of measure NO | Planned-6770BA | Y | Y | Y | Y | Y
M3NHFScheduleOfRatesCode | Planned/Plumbunit:Adaptation For Heating Controls | Planned - Plumbunit:Adaptation For Heating Controls, unit of measure NO | Planned-6770CA | Y | Y | Y | Y | Y
M3NHFScheduleOfRatesCode | Planned/Plumbunit:Adaptation For Sealed Heating System | Planned - Plumbunit:Adaptation For Sealed Heating System, unit of measure NO | Planned-6770DA | Y | Y | Y | Y | Y
M3NHFScheduleOfRatesCode | Planned/Cylinder:Renew Unvented Eco 710 Pre-Insul 190 Ltr | Planned - Cylinder:Renew Unvented Eco 710 Pre-Insul 190 Ltr, unit of measure NO | Planned-6790AA | Y | Y | Y
M3NHFScheduleOfRatesCode | Planned/Cylinder:Renew Unvented Eco 710 Pre-Insul 210 Ltr | Planned - Cylinder:Renew Unvented Eco 710 Pre-Insul 210 Ltr, unit of measure NO | Planned-6790AB | Y | Y | Y
M3NHFScheduleOfRatesCode | Planned/Cylinder:Renew Unvented Eco 710 Pre-Insul 250 Ltr | Planned - Cylinder:Renew Unvented Eco 710 Pre-Insul 250 Ltr, unit of measure NO | Planned-6790AC | Y | Y | Y
M3NHFScheduleOfRatesCode | Planned/Cylinder:Renew Unvented Eco 710 Pre-Insul 300 Ltr | Planned - Cylinder:Renew Unvented Eco 710 Pre-Insul 300 Ltr, unit of measure NO | Planned-6790AD | Y | Y | Y
M3NHFScheduleOfRatesCode | Planned/Cylinder:Renew Unvented Indirect Pre-Insul 190 Ltr | Planned - Cylinder:Renew Unvented Indirect Pre-Insul 190 Ltr, unit of measure NO | Planned-6790BA | Y | Y | Y
M3NHFScheduleOfRatesCode | Planned/Cylinder:Renew Unvented Indirect Pre-Insul 210 Ltr | Planned - Cylinder:Renew Unvented Indirect Pre-Insul 210 Ltr, unit of measure NO | Planned-6790BB | Y | Y | Y
M3NHFScheduleOfRatesCode | Planned/Cylinder:Renew Unvented Indirect Pre-Insul 250 Ltr | Planned - Cylinder:Renew Unvented Indirect Pre-Insul 250 Ltr, unit of measure NO | Planned-6790BC | Y | Y | Y
M3NHFScheduleOfRatesCode | Planned/Cylinder:Renew Unvented Indirect Pre-Insul 300 Ltr | Planned - Cylinder:Renew Unvented Indirect Pre-Insul 300 Ltr, unit of measure NO | Planned-6790BD | Y | Y | Y
M3NHFScheduleOfRatesCode | Planned/Cylinder:Renew Vented Direct Insulated 100 Ltr | Planned - Cylinder:Renew Vented Direct Insulated 100 Ltr, unit of measure NO | Planned-6791AA | Y | Y | Y
M3NHFScheduleOfRatesCode | Planned/Cylinder:Renew Vented Direct Insulated 125 Ltr | Planned - Cylinder:Renew Vented Direct Insulated 125 Ltr, unit of measure NO | Planned-6791AB | Y | Y | Y
M3NHFScheduleOfRatesCode | Planned/Cylinder:Renew Vented Direct Insulated 150 Ltr | Planned - Cylinder:Renew Vented Direct Insulated 150 Ltr, unit of measure NO | Planned-6791AC | Y | Y | Y
M3NHFScheduleOfRatesCode | Planned/Cylinder:Renew Vented Direct Insulated 175 Ltr | Planned - Cylinder:Renew Vented Direct Insulated 175 Ltr, unit of measure NO | Planned-6791AD | Y | Y | Y
M3NHFScheduleOfRatesCode | Planned/Cylinder:Renew Vented Direct Insulated 210 Ltr | Planned - Cylinder:Renew Vented Direct Insulated 210 Ltr, unit of measure NO | Planned-6791AE | Y | Y | Y
M3NHFScheduleOfRatesCode | Planned/Cylinder:Renew Vented Direct Insulated 250 Ltr | Planned - Cylinder:Renew Vented Direct Insulated 250 Ltr, unit of measure NO | Planned-6791AF | Y | Y | Y
M3NHFScheduleOfRatesCode | Planned/Cylinder:Renew Unvented Direct Insulated 100 Ltr | Planned - Cylinder:Renew Unvented Direct Insulated 100 Ltr, unit of measure NO | Planned-6792AA | Y | Y | Y
M3NHFScheduleOfRatesCode | Planned/Cylinder:Renew Unvented Direct Insulated 125 Ltr | Planned - Cylinder:Renew Unvented Direct Insulated 125 Ltr, unit of measure NO | Planned-6792AB | Y | Y | Y
M3NHFScheduleOfRatesCode | Planned/Cylinder:Renew Unvented Direct Insulated 150 Ltr | Planned - Cylinder:Renew Unvented Direct Insulated 150 Ltr, unit of measure NO | Planned-6792AC | Y | Y | Y
M3NHFScheduleOfRatesCode | Planned/Cylinder:Renew Unvented Direct Pre-Insul 175 Ltr | Planned - Cylinder:Renew Unvented Direct Pre-Insul 175 Ltr, unit of measure NO | Planned-6792AD | Y | Y | Y
M3NHFScheduleOfRatesCode | Planned/Cylinder:Renew Unvented Direct Pre-Insul 210 Ltr | Planned - Cylinder:Renew Unvented Direct Pre-Insul 210 Ltr, unit of measure NO | Planned-6792AE | Y | Y | Y
M3NHFScheduleOfRatesCode | Planned/Cylinder:Renew Unvented Direct Pre-Insul 250 Ltr | Planned - Cylinder:Renew Unvented Direct Pre-Insul 250 Ltr, unit of measure NO | Planned-6792AF | Y | Y | Y
M3NHFScheduleOfRatesCode | Planned/Scale Reducer:Supply Magnetic Type | Planned - Scale Reducer:Supply Magnetic Type, unit of measure IT | Planned-6800AA | Y | Y | Y | Y | Y
M3NHFScheduleOfRatesCode | Planned/Scale Reducer:Supply Electrolytic Type | Planned - Scale Reducer:Supply Electrolytic Type, unit of measure IT | Planned-6800AB | Y | Y | Y | Y | Y
M3NHFScheduleOfRatesCode | Planned/Scale Reducer:Supply Chemical Type | Planned - Scale Reducer:Supply Chemical Type, unit of measure IT | Planned-6800AC | Y | Y | Y | Y | Y
M3NHFScheduleOfRatesCode | Planned/Scale Reducer:Electro Magnetic Non Intrusive Type | Planned - Scale Reducer:Electro Magnetic Non Intrusive Type, unit of measure IT | Planned-6800AD | Y | Y | Y | Y | Y
M3NHFScheduleOfRatesCode | Planned/Panel:Remove And Refix For Client Inspections | Planned - Panel:Remove And Refix For Client Inspections, unit of measure NO | Planned-6950AA | Y | Y | Y | Y | Y
M3NHFScheduleOfRatesCode | Planned/Toilet Roll Holder:Renew Chromium Plated | Planned - Toilet Roll Holder:Renew Chromium Plated, unit of measure NO | Planned-6960AA | Y | Y | Y | Y | Y
M3NHFScheduleOfRatesCode | Planned/Toilet Roll Holder:Renew Plastic | Planned - Toilet Roll Holder:Renew Plastic, unit of measure NO | Planned-6960AB | Y | Y | Y | Y | Y
M3NHFScheduleOfRatesCode | Planned/Towel Rail:Renew | Planned - Towel Rail:Renew, unit of measure NO | Planned-6960BA | Y | Y | Y | Y | Y
M3NHFScheduleOfRatesCode | Planned/Towel Holder:Renew | Planned - Towel Holder:Renew, unit of measure NO | Planned-6960BB | Y | Y | Y | Y | Y
M3NHFScheduleOfRatesCode | Planned/Soap Dish:Renew | Planned - Soap Dish:Renew, unit of measure NO | Planned-6960CA | Y | Y | Y | Y | Y
M3NHFScheduleOfRatesCode | Planned/Toothbrush/Tumbler Holder:Renew | Planned - Toothbrush/Tumbler Holder:Renew, unit of measure NO | Planned-6960DA | Y | Y | Y | Y | Y
M3NHFScheduleOfRatesCode | Planned/Dryer:Renew Internal Tidydry | Planned - Dryer:Renew Internal Tidydry, unit of measure NO | Planned-6960EA | Y | Y | Y | Y | Y
M3NHFScheduleOfRatesCode | Planned/Dryer:Refix Internal Tidydry | Planned - Dryer:Refix Internal Tidydry, unit of measure NO | Planned-6960EB | Y | Y | Y | Y | Y
M3NHFScheduleOfRatesCode | Planned/Bathroom Cabinet:Renew | Planned - Bathroom Cabinet:Renew, unit of measure NO | Planned-6960FA | Y | Y | Y | Y | Y
M3NHFScheduleOfRatesCode | Planned/Glass Shelf:Renew | Planned - Glass Shelf:Renew, unit of measure NO | Planned-6960GA | Y | Y | Y | Y | Y
M3NHFScheduleOfRatesCode | Planned/Glass Shelf:Renew Including Brackets | Planned - Glass Shelf:Renew Including Brackets, unit of measure NO | Planned-6960GB | Y | Y | Y | Y | Y
M3NHFScheduleOfRatesCode | Planned/Seat:Supply And Fix Shower Seat | Planned - Seat:Supply And Fix Shower Seat, unit of measure NO | Planned-6960HA | Y | Y | Y | Y | Y
M3NHFScheduleOfRatesCode | Planned/Fire Extinguisher:Renew 9Ltr Water | Planned - Fire Extinguisher:Renew 9Ltr Water, unit of measure IT | Planned-6980AA | Y | Y | Y | Y | Y
M3NHFScheduleOfRatesCode | Planned/Fire Extinguisher:Renew 9Ltr Foam | Planned - Fire Extinguisher:Renew 9Ltr Foam, unit of measure IT | Planned-6980AB | Y | Y | Y | Y | Y
M3NHFScheduleOfRatesCode | Planned/Fire Extinguisher:Renew Dry Powder 1Kg | Planned - Fire Extinguisher:Renew Dry Powder 1Kg, unit of measure IT | Planned-6980AC | Y | Y | Y | Y | Y
M3NHFScheduleOfRatesCode | Planned/Fire Extinguisher:Renew Dry Powder 2Kg | Planned - Fire Extinguisher:Renew Dry Powder 2Kg, unit of measure IT | Planned-6980AD | Y | Y | Y | Y | Y
M3NHFScheduleOfRatesCode | Planned/Fire Extinguisher:Renew Carbon Dioxide | Planned - Fire Extinguisher:Renew Carbon Dioxide, unit of measure IT | Planned-6980AE | Y | Y | Y | Y | Y
M3NHFScheduleOfRatesCode | Planned/Fire Blanket:Renew Or Supply | Planned - Fire Blanket:Renew Or Supply, unit of measure IT | Planned-6980BA | Y | Y | Y | Y | Y
M3NHFScheduleOfRatesCode | Planned/Radiator Valve:Renew Valve And Drain Down | Planned - Radiator Valve:Renew Valve And Drain Down, unit of measure IT | Planned-7010AA | Y | Y | Y | Y | Y
M3NHFScheduleOfRatesCode | Planned/Radiator Valve:Renew Whilst System Drained | Planned - Radiator Valve:Renew Whilst System Drained, unit of measure IT | Planned-7010AB | Y | Y | Y | Y | Y
M3NHFScheduleOfRatesCode | Planned/Radiator Valve:Renew Thermostatic And Drain Down | Planned - Radiator Valve:Renew Thermostatic And Drain Down, unit of measure IT | Planned-7010BA | Y | Y | Y | Y | Y
M3NHFScheduleOfRatesCode | Planned/Radiator Valve:Renew Thermostatic System Drained | Planned - Radiator Valve:Renew Thermostatic System Drained, unit of measure IT | Planned-7010BB | Y | Y | Y | Y | Y
M3NHFScheduleOfRatesCode | Planned/Pump:Renew Where Isolating Valves Fitted | Planned - Pump:Renew Where Isolating Valves Fitted, unit of measure NO | Planned-7020AA | Y | Y | Y | Y | Y
M3NHFScheduleOfRatesCode | Planned/Pump:Renew Including Supply Isolating Valves | Planned - Pump:Renew Including Supply Isolating Valves, unit of measure NO | Planned-7020AB | Y | Y | Y | Y | Y
M3NHFScheduleOfRatesCode | Planned/Pump:Supply New Including Isolating Valves | Planned - Pump:Supply New Including Isolating Valves, unit of measure NO | Planned-7020AC | Y | Y | Y | Y | Y
M3NHFScheduleOfRatesCode | Planned/Pump:Renew Single Pump Valve | Planned - Pump:Renew Single Pump Valve, unit of measure NO | Planned-7020BA | Y | Y | Y | Y | Y
M3NHFScheduleOfRatesCode | Planned/Pump:Renew Pair Of Pump Valves | Planned - Pump:Renew Pair Of Pump Valves, unit of measure NO | Planned-7020BB | Y | Y | Y | Y | Y
M3NHFScheduleOfRatesCode | Planned/Motorised Valve:Renew 22Mm | Planned - Motorised Valve:Renew 22Mm, unit of measure NO | Planned-7025AA | Y | Y | Y | Y | Y
M3NHFScheduleOfRatesCode | Planned/Motorised Valve:Renew 28Mm | Planned - Motorised Valve:Renew 28Mm, unit of measure NO | Planned-7025AB | Y | Y | Y | Y | Y
M3NHFScheduleOfRatesCode | Planned/Zone Valve:Renew 22Mm | Planned - Zone Valve:Renew 22Mm, unit of measure NO | Planned-7025BA | Y | Y | Y | Y | Y
M3NHFScheduleOfRatesCode | Planned/Zone Valve:Renew 28Mm | Planned - Zone Valve:Renew 28Mm, unit of measure NO | Planned-7025BB | Y | Y | Y | Y | Y
M3NHFScheduleOfRatesCode | Planned/Radiator:Drain Down And Refill System | Planned - Radiator:Drain Down And Refill System, unit of measure IT | Planned-7030AA | Y | Y | Y | Y | Y
M3NHFScheduleOfRatesCode | Planned/Radiator:Test And Balance System | Planned - Radiator:Test And Balance System, unit of measure IT | Planned-7030BA | Y | Y | Y | Y | Y
M3NHFScheduleOfRatesCode | Planned/Radiator:Renew Single Panel Ne 600X600 | Planned - Radiator:Renew Single Panel Ne 600X600, unit of measure IT | Planned-7030CA | Y | Y | Y | Y | Y
M3NHFScheduleOfRatesCode | Planned/Radiator:Renew Single Panel Ne 1200X600 | Planned - Radiator:Renew Single Panel Ne 1200X600, unit of measure IT | Planned-7030CB | Y | Y | Y | Y | Y
M3NHFScheduleOfRatesCode | Planned/Radiator:Renew Single Panel Ne 1800X600 | Planned - Radiator:Renew Single Panel Ne 1800X600, unit of measure IT | Planned-7030CC | Y | Y | Y | Y | Y
M3NHFScheduleOfRatesCode | Planned/Radiator:Renew Single Panel Over 1800X600 | Planned - Radiator:Renew Single Panel Over 1800X600, unit of measure IT | Planned-7030CD | Y | Y | Y | Y | Y
M3NHFScheduleOfRatesCode | Planned/Radiator:Renew Single Convector Ne 600X600 | Planned - Radiator:Renew Single Convector Ne 600X600, unit of measure IT | Planned-7030DA | Y | Y | Y | Y | Y
M3NHFScheduleOfRatesCode | Planned/Radiator:Renew Single Convector Ne 1200X600 | Planned - Radiator:Renew Single Convector Ne 1200X600, unit of measure IT | Planned-7030DB | Y | Y | Y | Y | Y
M3NHFScheduleOfRatesCode | Planned/Radiator:Renew Single Convector Ne 1800X600 | Planned - Radiator:Renew Single Convector Ne 1800X600, unit of measure IT | Planned-7030DC | Y | Y | Y | Y | Y
M3NHFScheduleOfRatesCode | Planned/Radiator:Renew Single Convector Over 1800X600 | Planned - Radiator:Renew Single Convector Over 1800X600, unit of measure IT | Planned-7030DD | Y | Y | Y | Y | Y
M3NHFScheduleOfRatesCode | Planned/Radiator:Renew Double Convector Ne 600X600 | Planned - Radiator:Renew Double Convector Ne 600X600, unit of measure IT | Planned-7030EA | Y | Y | Y | Y | Y
M3NHFScheduleOfRatesCode | Planned/Radiator:Renew Double Convector Ne 1200X600 | Planned - Radiator:Renew Double Convector Ne 1200X600, unit of measure IT | Planned-7030EB | Y | Y | Y | Y | Y
M3NHFScheduleOfRatesCode | Planned/Radiator:Renew Double Convector Ne 1500X600 | Planned - Radiator:Renew Double Convector Ne 1500X600, unit of measure IT | Planned-7030EC | Y | Y | Y | Y | Y
M3NHFScheduleOfRatesCode | Planned/Radiator:Renew Double Convector Ne 1800X600 | Planned - Radiator:Renew Double Convector Ne 1800X600, unit of measure IT | Planned-7030ED | Y | Y | Y | Y | Y
M3NHFScheduleOfRatesCode | Planned/Radiator:Renew Double Convector Over 1800X600 | Planned - Radiator:Renew Double Convector Over 1800X600, unit of measure IT | Planned-7030EF | Y | Y | Y | Y | Y
M3NHFScheduleOfRatesCode | Planned/Radiator:Install Single Ne 600X600 | Planned - Radiator:Install Single Ne 600X600, unit of measure NO | Planned-7031AA | Y | Y | Y | Y | Y
M3NHFScheduleOfRatesCode | Planned/Radiator:Install Single Ne 1200X600 | Planned - Radiator:Install Single Ne 1200X600, unit of measure NO | Planned-7031AB | Y | Y | Y | Y | Y
M3NHFScheduleOfRatesCode | Planned/Radiator:Install Single Ne 1500X600 | Planned - Radiator:Install Single Ne 1500X600, unit of measure NO | Planned-7031AC | Y | Y | Y | Y | Y
M3NHFScheduleOfRatesCode | Planned/Radiator:Install Single Ne 1800X600 | Planned - Radiator:Install Single Ne 1800X600, unit of measure NO | Planned-7031AD | Y | Y | Y | Y | Y
M3NHFScheduleOfRatesCode | Planned/Radiator:Install Double Ne 1500X600 | Planned - Radiator:Install Double Ne 1500X600, unit of measure NO | Planned-7031BA | Y | Y | Y | Y | Y
M3NHFScheduleOfRatesCode | Planned/Radiator:Install Double Ne 1800X600 | Planned - Radiator:Install Double Ne 1800X600, unit of measure NO | Planned-7031BC | Y | Y | Y | Y | Y
M3NHFScheduleOfRatesCode | Planned/Radiator:Renew Sectional Ne 700X600 | Planned - Radiator:Renew Sectional Ne 700X600, unit of measure IT | Planned-7033AA | Y | Y | Y | Y | Y
M3NHFScheduleOfRatesCode | Planned/Radiator:Renew Sectional Ne 1000X600 | Planned - Radiator:Renew Sectional Ne 1000X600, unit of measure IT | Planned-7033AB | Y | Y | Y | Y | Y
M3NHFScheduleOfRatesCode | Planned/Radiator:Renew Sectional Ne 1200X600Mm | Planned - Radiator:Renew Sectional Ne 1200X600Mm, unit of measure IT | Planned-7033AC | Y | Y | Y | Y | Y
M3NHFScheduleOfRatesCode | Planned/Radiator:Renew Sectional Ne 700X1000Mm | Planned - Radiator:Renew Sectional Ne 700X1000Mm, unit of measure IT | Planned-7033AD | Y | Y | Y | Y | Y
M3NHFScheduleOfRatesCode | Planned/Radiator:Renew Sectional Ne 900X1000Mm | Planned - Radiator:Renew Sectional Ne 900X1000Mm, unit of measure IT | Planned-7033AE | Y | Y | Y | Y | Y
M3NHFScheduleOfRatesCode | Planned/Radiator:Renew Sectional Ne 1200X1000Mm | Planned - Radiator:Renew Sectional Ne 1200X1000Mm, unit of measure IT | Planned-7033AF | Y | Y | Y | Y | Y
M3NHFScheduleOfRatesCode | Planned/Tank:Renew 18 Litre Feed And Expansion | Planned - Tank:Renew 18 Litre Feed And Expansion, unit of measure NO | Planned-7050AA | Y | Y | Y | Y | Y
M3NHFScheduleOfRatesCode | Planned/Tank:Renew Insulation To Feed And Expansion | Planned - Tank:Renew Insulation To Feed And Expansion, unit of measure NO | Planned-7060AA | Y | Y | Y | Y | Y
M3NHFScheduleOfRatesCode | Planned/Backboiler:Renew Mild Steel Complete | Planned - Backboiler:Renew Mild Steel Complete, unit of measure IT | Planned-7070AA | Y | Y | Y | Y | Y
M3NHFScheduleOfRatesCode | Planned/Fire:Renew All Night Burner | Planned - Fire:Renew All Night Burner, unit of measure NO | Planned-7080AA | Y | Y | Y | Y | Y
M3NHFScheduleOfRatesCode | Planned/Flue:Install Flexible Liner Complete | Planned - Flue:Install Flexible Liner Complete, unit of measure IT | Planned-7090AA | Y | Y | Y | Y | Y
M3NHFScheduleOfRatesCode | Planned/Flue:Remove Flue Liner | Planned - Flue:Remove Flue Liner, unit of measure IT | Planned-7090BA | Y | Y | Y | Y | Y
M3NHFScheduleOfRatesCode | Planned/Flue:Renew Aluminium Soot Door | Planned - Flue:Renew Aluminium Soot Door, unit of measure IT | Planned-7090CA | Y | Y | Y | Y | Y
M3NHFScheduleOfRatesCode | Planned/Flue:Fix New Aluminium Soot Door | Planned - Flue:Fix New Aluminium Soot Door, unit of measure IT | Planned-7090CB | Y | Y | Y | Y | Y
M3NHFScheduleOfRatesCode | Planned/Boiler:Renew Thermostat | Planned - Boiler:Renew Thermostat, unit of measure IT | Planned-7100AA | Y | Y | Y | Y | Y
M3NHFScheduleOfRatesCode | Planned/Boiler:Renew Room Thermostat | Planned - Boiler:Renew Room Thermostat, unit of measure IT | Planned-7100BA | Y | Y | Y | Y | Y
M3NHFScheduleOfRatesCode | Planned/Boiler:Renew Programmer | Planned - Boiler:Renew Programmer, unit of measure IT | Planned-7100CA | Y | Y | Y | Y | Y
M3NHFScheduleOfRatesCode | Planned/Boiler:Renew Central Heating Time Clock | Planned - Boiler:Renew Central Heating Time Clock, unit of measure IT | Planned-7100DA | Y | Y | Y | Y | Y
M3NHFScheduleOfRatesCode | Planned/Boiler:Renew Room Thermostat - Wireless | Planned - Boiler:Renew Room Thermostat - Wireless, unit of measure IT | Planned-7100EA | Y | Y | Y
M3NHFScheduleOfRatesCode | Planned/Boiler:Renew Programmer - Wireless | Planned - Boiler:Renew Programmer - Wireless, unit of measure IT | Planned-7100EB | Y | Y | Y
M3NHFScheduleOfRatesCode | Planned/Boiler:Renew Freestanding Multi-Fuel | Planned - Boiler:Renew Freestanding Multi-Fuel, unit of measure IT | Planned-7110AA | Y | Y | Y | Y | Y
M3NHFScheduleOfRatesCode | Planned/Boiler:Renew Inset Multi-Fuel | Planned - Boiler:Renew Inset Multi-Fuel, unit of measure IT | Planned-7110AB | Y | Y | Y | Y | Y
M3NHFScheduleOfRatesCode | Planned/Boiler:Renew With Parkray 99-Freestanding | Planned - Boiler:Renew With Parkray 99-Freestanding, unit of measure IT | Planned-7120AF | Y | Y | Y | Y | Y
M3NHFScheduleOfRatesCode | Planned/Boiler:Renew With Parkray 99-Inset | Planned - Boiler:Renew With Parkray 99-Inset, unit of measure IT | Planned-7120AG | Y | Y | Y | Y | Y
M3NHFScheduleOfRatesCode | Planned/Boiler:Renew With Parkray 111-Freestanding | Planned - Boiler:Renew With Parkray 111-Freestanding, unit of measure IT | Planned-7120AH | Y | Y | Y | Y | Y
M3NHFScheduleOfRatesCode | Planned/Boiler:Renew With Parkray 111-Inset | Planned - Boiler:Renew With Parkray 111-Inset, unit of measure IT | Planned-7120AI | Y | Y | Y | Y | Y
M3NHFScheduleOfRatesCode | Planned/Void:Drain Down Central Heating | Planned - Void:Drain Down Central Heating, unit of measure IT | Planned-7130AA | Y | Y | Y | Y | Y
M3NHFScheduleOfRatesCode | Planned/Fire:Renew Gas Fire | Planned - Fire:Renew Gas Fire, unit of measure IT | Planned-7210AA | Y | Y | Y | Y | Y
M3NHFScheduleOfRatesCode | Planned/Fire:Renew Balanced Flue Gas Fire | Planned - Fire:Renew Balanced Flue Gas Fire, unit of measure IT | Planned-7210AB | Y | Y | Y | Y | Y
M3NHFScheduleOfRatesCode | Planned/Fire:Renew Gas Fire With Backboiler | Planned - Fire:Renew Gas Fire With Backboiler, unit of measure IT | Planned-7210BA | Y | Y | Y | Y | Y
M3NHFScheduleOfRatesCode | Planned/Fire:Supply And Fix New Balanced Flue Gas Fire | Planned - Fire:Supply And Fix New Balanced Flue Gas Fire, unit of measure IT | Planned-7210BB | Y | Y | Y | Y | Y
M3NHFScheduleOfRatesCode | Planned/Fire:Supply And Fix New Gas Fire | Planned - Fire:Supply And Fix New Gas Fire, unit of measure IT | Planned-7210CA | Y | Y | Y | Y | Y
M3NHFScheduleOfRatesCode | Planned/Water Heater:Renew Instantaneous To Sink | Planned - Water Heater:Renew Instantaneous To Sink, unit of measure IT | Planned-7220AA | Y | Y | Y | Y | Y
M3NHFScheduleOfRatesCode | Planned/Water Heater:Supply Gas Instantaneous To Sink | Planned - Water Heater:Supply Gas Instantaneous To Sink, unit of measure IT | Planned-7220AB | Y | Y | Y | Y | Y
M3NHFScheduleOfRatesCode | Planned/Water Heater:Renew Gas Multipoint Type | Planned - Water Heater:Renew Gas Multipoint Type, unit of measure IT | Planned-7220BA | Y | Y | Y | Y | Y
M3NHFScheduleOfRatesCode | Planned/Water Heater:Supply Gas Multipoint Type | Planned - Water Heater:Supply Gas Multipoint Type, unit of measure IT | Planned-7220BB | Y | Y | Y | Y | Y
M3NHFScheduleOfRatesCode | Planned/Gas Cooker:Renewal Freestanding Complete | Planned - Gas Cooker:Renewal Freestanding Complete, unit of measure NO | Planned-7221AA | Y | Y | Y | Y | Y
M3NHFScheduleOfRatesCode | Planned/Gas Hob Unit:Renew Complete | Planned - Gas Hob Unit:Renew Complete, unit of measure NO | Planned-7221AB | Y | Y | Y
M3NHFScheduleOfRatesCode | Planned/Gas Cooker:Renew Supply Hose 500Mm | Planned - Gas Cooker:Renew Supply Hose 500Mm, unit of measure NO | Planned-7221BA | Y | Y | Y | Y | Y
M3NHFScheduleOfRatesCode | Planned/Gas Cooker:Renew Supply Hose 1000Mm | Planned - Gas Cooker:Renew Supply Hose 1000Mm, unit of measure NO | Planned-7221BB | Y | Y | Y | Y | Y
M3NHFScheduleOfRatesCode | Planned/Boiler:Renew With Combination Boiler - Existing | Planned - Boiler:Renew With Combination Boiler - Existing, unit of measure IT | Planned-7230RA | Y | Y | Y | Y | Y
M3NHFScheduleOfRatesCode | Planned/Boiler:Renew With Combination And Pressure Vessel | Planned - Boiler:Renew With Combination And Pressure Vessel, unit of measure IT | Planned-7230RB | Y | Y | Y | Y
M3NHFScheduleOfRatesCode | Planned/Boiler:Renew With Combination Boiler-New | Planned - Boiler:Renew With Combination Boiler-New, unit of measure IT | Planned-7230RD | Y | Y | Y | Y | Y
M3NHFScheduleOfRatesCode | Planned/Boiler:Renew Combination And Pressure Vessel-New | Planned - Boiler:Renew Combination And Pressure Vessel-New, unit of measure IT | Planned-7230RE | Y | Y | Y | Y | Y
M3NHFScheduleOfRatesCode | Planned/Boiler:Renew With Condensing Boiler - Existing | Planned - Boiler:Renew With Condensing Boiler - Existing, unit of measure IT | Planned-7230SA | Y | Y | Y | Y
M3NHFScheduleOfRatesCode | Planned/Boiler:Renew With Condensing Boiler - New | Planned - Boiler:Renew With Condensing Boiler - New, unit of measure IT | Planned-7230SB | Y | Y | Y | Y | Y
M3NHFScheduleOfRatesCode | Planned/Wau:Renew Warm Air Unit | Planned - Wau:Renew Warm Air Unit, unit of measure IT | Planned-7240AA | Y | Y | Y | Y | Y
M3NHFScheduleOfRatesCode | Planned/Gas Convector:Install Wall Mounted Bal Flue | Planned - Gas Convector:Install Wall Mounted Bal Flue, unit of measure IT | Planned-7250AA | Y | Y | Y | Y | Y
M3NHFScheduleOfRatesCode | Planned/Gas Convector:Renew Wall Mounted Bal Flue | Planned - Gas Convector:Renew Wall Mounted Bal Flue, unit of measure IT | Planned-7250AB | Y | Y | Y | Y | Y
M3NHFScheduleOfRatesCode | Planned/Fire:Remove Gas Appliance And Seal Supply | Planned - Fire:Remove Gas Appliance And Seal Supply, unit of measure IT | Planned-7300AA | Y | Y | Y | Y | Y
M3NHFScheduleOfRatesCode | Planned/Void:Blank Off Redundant Point | Planned - Void:Blank Off Redundant Point, unit of measure IT | Planned-7300BA | Y | Y | Y | Y | Y
M3NHFScheduleOfRatesCode | Planned/Void:Test And Commission Central Heating System | Planned - Void:Test And Commission Central Heating System, unit of measure IT | Planned-7300CA | Y | Y | Y | Y | Y
M3NHFScheduleOfRatesCode | Planned/Void:Check And Test Gas Installation | Planned - Void:Check And Test Gas Installation, unit of measure IT | Planned-7300DA | Y | Y | Y | Y | Y
M3NHFScheduleOfRatesCode | Planned/Void:Safety Check And Test Gas Installation | Planned - Void:Safety Check And Test Gas Installation, unit of measure IT | Planned-7300EA | Y | Y | Y | Y | Y
M3NHFScheduleOfRatesCode | Planned/Void:Temporary Cap Gas Supply | Planned - Void:Temporary Cap Gas Supply, unit of measure IT | Planned-7300FA | Y | Y | Y | Y | Y
M3NHFScheduleOfRatesCode | Planned/Gas Cooker:Disconnect Bayonet Type Seal Make Safe | Planned - Gas Cooker:Disconnect Bayonet Type Seal Make Safe, unit of measure NO | Planned-7400AA | Y | Y | Y | Y | Y
M3NHFScheduleOfRatesCode | Planned/Gas Cooker:Disconnect Seal Cap Make Safe | Planned - Gas Cooker:Disconnect Seal Cap Make Safe, unit of measure NO | Planned-7400AB | Y | Y | Y | Y | Y
M3NHFScheduleOfRatesCode | Planned/Gas Cooker:Reconnect With Bayonet Test | Planned - Gas Cooker:Reconnect With Bayonet Test, unit of measure NO | Planned-7400AC | Y | Y | Y | Y | Y
M3NHFScheduleOfRatesCode | Planned/Gas Cooker:Reconnect And Test | Planned - Gas Cooker:Reconnect And Test, unit of measure NO | Planned-7400AD | Y | Y | Y | Y | Y
M3NHFScheduleOfRatesCode | Planned/Gas Cooker:Renew Stability Chain | Planned - Gas Cooker:Renew Stability Chain, unit of measure NO | Planned-7400BA | Y | Y | Y | Y | Y
M3NHFScheduleOfRatesCode | Planned/Gas Cooker:Supply Or Renew Supply Bayonet Fitting | Planned - Gas Cooker:Supply Or Renew Supply Bayonet Fitting, unit of measure NO | Planned-7400CA | Y | Y | Y | Y | Y
M3NHFScheduleOfRatesCode | Planned/Gas Cooker:Supply Or Renew Bayonet And Extend Pipe | Planned - Gas Cooker:Supply Or Renew Bayonet And Extend Pipe, unit of measure NO | Planned-7400CB | Y | Y | Y | Y | Y
M3NHFScheduleOfRatesCode | Planned/Dwelling:Strip Existing Heating 1 Bed Flat/Bung | Planned - Dwelling:Strip Existing Heating 1 Bed Flat/Bung, unit of measure IT | Planned-7409PA | Y | Y | Y | Y | Y
M3NHFScheduleOfRatesCode | Planned/Dwelling:Strip Existing Heating 2 Bed Flat/Bung | Planned - Dwelling:Strip Existing Heating 2 Bed Flat/Bung, unit of measure IT | Planned-7409PB | Y | Y | Y | Y | Y
M3NHFScheduleOfRatesCode | Planned/Dwelling:Strip Existing Heating 3 Bed Flat/Bung | Planned - Dwelling:Strip Existing Heating 3 Bed Flat/Bung, unit of measure IT | Planned-7409PC | Y | Y | Y | Y | Y
M3NHFScheduleOfRatesCode | Planned/Dwelling:Strip Existing Heating 1 Bed House | Planned - Dwelling:Strip Existing Heating 1 Bed House, unit of measure IT | Planned-7409QA | Y | Y | Y | Y | Y
M3NHFScheduleOfRatesCode | Planned/Dwelling:Strip Existing Heating 2 Bed House | Planned - Dwelling:Strip Existing Heating 2 Bed House, unit of measure IT | Planned-7409QB | Y | Y | Y | Y | Y
M3NHFScheduleOfRatesCode | Planned/Dwelling:Strip Existing Heating 3 Bed House | Planned - Dwelling:Strip Existing Heating 3 Bed House, unit of measure IT | Planned-7409QC | Y | Y | Y | Y | Y
M3NHFScheduleOfRatesCode | Planned/Dwelling:Strip Existing Heating 4 Bed House | Planned - Dwelling:Strip Existing Heating 4 Bed House, unit of measure IT | Planned-7409QD | Y | Y | Y | Y | Y
M3NHFScheduleOfRatesCode | Planned/Dwelling:Additional Make Good New Boiler Location | Planned - Dwelling:Additional Make Good New Boiler Location, unit of measure IT | Planned-7409RA | Y | Y | Y | Y | Y
M3NHFScheduleOfRatesCode | Planned/Heating:Renew Cold Water Tank | Planned - Heating:Renew Cold Water Tank, unit of measure IT | Planned-7410CA | Y | Y | Y | Y | Y
M3NHFScheduleOfRatesCode | Planned/Heating:Renew Hot Water Cylinder | Planned - Heating:Renew Hot Water Cylinder, unit of measure IT | Planned-7410CB | Y | Y | Y | Y | Y
M3NHFScheduleOfRatesCode | Planned/Dwelling:Provide Additional Radiator | Planned - Dwelling:Provide Additional Radiator, unit of measure NO | Planned-7441AA | Y | Y | Y | Y
M3NHFScheduleOfRatesCode | Planned/Dwelling:Credit For Providing One Less Radiator | Planned - Dwelling:Credit For Providing One Less Radiator, unit of measure NO | Planned-7441AB | Y | Y | Y | Y
M3NHFScheduleOfRatesCode | Planned/Dwelling:Install Cond Heating 1 Bed Flat/Bung | Planned - Dwelling:Install Cond Heating 1 Bed Flat/Bung, unit of measure IT | Planned-7441PA | Y | Y | Y | Y | Y
M3NHFScheduleOfRatesCode | Planned/Dwelling:Install Cond Heating 2 Bed Flat/Bung | Planned - Dwelling:Install Cond Heating 2 Bed Flat/Bung, unit of measure IT | Planned-7441PB | Y | Y | Y | Y | Y
M3NHFScheduleOfRatesCode | Planned/Dwelling:Install Cond Heating 3 Bed Flat/Bung | Planned - Dwelling:Install Cond Heating 3 Bed Flat/Bung, unit of measure IT | Planned-7441PC | Y | Y | Y | Y | Y
M3NHFScheduleOfRatesCode | Planned/Dwelling:Install Cond Heating 1 Bed House | Planned - Dwelling:Install Cond Heating 1 Bed House, unit of measure IT | Planned-7441QA | Y | Y | Y | Y | Y
M3NHFScheduleOfRatesCode | Planned/Dwelling:Install Cond Heating 2 Bed House | Planned - Dwelling:Install Cond Heating 2 Bed House, unit of measure IT | Planned-7441QB | Y | Y | Y | Y | Y
M3NHFScheduleOfRatesCode | Planned/Dwelling:Install Cond Heating 3 Bed House | Planned - Dwelling:Install Cond Heating 3 Bed House, unit of measure IT | Planned-7441QC | Y | Y | Y | Y | Y
M3NHFScheduleOfRatesCode | Planned/Dwelling:Install Cond Heating 4 Bed House | Planned - Dwelling:Install Cond Heating 4 Bed House, unit of measure IT | Planned-7441QD | Y | Y | Y | Y | Y
M3NHFScheduleOfRatesCode | Planned/Dwelling:Install Cond Heating 1 Bed Flat/Bung-New | Planned - Dwelling:Install Cond Heating 1 Bed Flat/Bung-New, unit of measure IT | Planned-7441SA | Y | Y | Y | Y | Y
M3NHFScheduleOfRatesCode | Planned/Dwelling:Install Cond Heating 2 Bed Flat/Bung-New | Planned - Dwelling:Install Cond Heating 2 Bed Flat/Bung-New, unit of measure IT | Planned-7441SB | Y | Y | Y | Y | Y
M3NHFScheduleOfRatesCode | Planned/Dwelling:Install Cond Heating 3 Bed Flat/Bung-New | Planned - Dwelling:Install Cond Heating 3 Bed Flat/Bung-New, unit of measure IT | Planned-7441SC | Y | Y | Y | Y | Y
M3NHFScheduleOfRatesCode | Planned/Dwelling:Install Cond Heating 1 Bed House-New | Planned - Dwelling:Install Cond Heating 1 Bed House-New, unit of measure IT | Planned-7441TA | Y | Y | Y | Y | Y
M3NHFScheduleOfRatesCode | Planned/Dwelling:Install Cond Heating 2 Bed House-New | Planned - Dwelling:Install Cond Heating 2 Bed House-New, unit of measure IT | Planned-7441TB | Y | Y | Y | Y | Y
M3NHFScheduleOfRatesCode | Planned/Dwelling:Install Cond Heating 3 Bed House-New | Planned - Dwelling:Install Cond Heating 3 Bed House-New, unit of measure IT | Planned-7441TC | Y | Y | Y | Y | Y
M3NHFScheduleOfRatesCode | Planned/Dwelling:Install Cond Heating 4 Bed House-New | Planned - Dwelling:Install Cond Heating 4 Bed House-New, unit of measure IT | Planned-7441TD | Y | Y | Y | Y | Y
M3NHFScheduleOfRatesCode | Planned/Dwelling:Install Oil Cond Heating 2 Bed House | Planned - Dwelling:Install Oil Cond Heating 2 Bed House, unit of measure IT | Planned-7444XA | Y | Y | Y | Y
M3NHFScheduleOfRatesCode | Planned/Dwelling:Install Oil Cond Heating 3 Bed House | Planned - Dwelling:Install Oil Cond Heating 3 Bed House, unit of measure IT | Planned-7444XB | Y | Y | Y | Y
M3NHFScheduleOfRatesCode | Planned/Dwelling:Install Oil Cond Heating 4 Bed House | Planned - Dwelling:Install Oil Cond Heating 4 Bed House, unit of measure IT | Planned-7444XC | Y | Y | Y | Y
M3NHFScheduleOfRatesCode | Planned/Tank:Install Oil Storage 1100 Litre Tank | Planned - Tank:Install Oil Storage 1100 Litre Tank, unit of measure IT | Planned-7445XA | Y | Y | Y | Y
M3NHFScheduleOfRatesCode | Planned/Tank:Install Oil Storage 2500 Litre Tank | Planned - Tank:Install Oil Storage 2500 Litre Tank, unit of measure IT | Planned-7445XB | Y | Y | Y | Y
M3NHFScheduleOfRatesCode | Planned/Tank:Install Oil Storage 650 Litre Tank | Planned - Tank:Install Oil Storage 650 Litre Tank, unit of measure IT | Planned-7445XG | Y
M3NHFScheduleOfRatesCode | Planned/Tank:Install Oil Storage 1400 Litre Tank | Planned - Tank:Install Oil Storage 1400 Litre Tank, unit of measure IT | Planned-7445XH | Y
M3NHFScheduleOfRatesCode | Planned/Heating:Install Central Heating | Planned - Heating:Install Central Heating, unit of measure IT | Planned-7450XA |  | Y | Y | Y | Y
M3NHFScheduleOfRatesCode | Planned/Heating:Extend Central Heating | Planned - Heating:Extend Central Heating, unit of measure IT | Planned-7451XA | Y | Y | Y | Y | Y
M3NHFScheduleOfRatesCode | Planned/Dwelling:Strip Gas Carcassing | Planned - Dwelling:Strip Gas Carcassing, unit of measure IT | Planned-7500AA | Y | Y | Y | Y | Y
M3NHFScheduleOfRatesCode | Planned/Dwelling:Install Gas Carcassing | Planned - Dwelling:Install Gas Carcassing, unit of measure IT | Planned-7510AA | Y | Y | Y | Y | Y
M3NHFScheduleOfRatesCode | Planned/Radiator:Relocate Position | Planned - Radiator:Relocate Position, unit of measure IT | Planned-7600AA | Y | Y | Y | Y | Y
M3NHFScheduleOfRatesCode | Planned/Power Flush:Existing Heating System | Planned - Power Flush:Existing Heating System, unit of measure IT | Planned-7601AD | Y | Y | Y | Y | Y
M3NHFScheduleOfRatesCode | Planned/Heater:Renew Ne 1.75Kw Storage Heater | Planned - Heater:Renew Ne 1.75Kw Storage Heater, unit of measure NO | Planned-8100AA | Y | Y | Y | Y | Y
M3NHFScheduleOfRatesCode | Planned/Heater:Renew Ne 2.6Kw Storage Heater | Planned - Heater:Renew Ne 2.6Kw Storage Heater, unit of measure NO | Planned-8100AB | Y | Y | Y | Y | Y
M3NHFScheduleOfRatesCode | Planned/Heater:Renew Ne 3.4Kw Storage Heater | Planned - Heater:Renew Ne 3.4Kw Storage Heater, unit of measure NO | Planned-8100AC | Y | Y | Y | Y | Y
M3NHFScheduleOfRatesCode | Planned/Heater:Renew Ne 0.6Kw Storage To Bathroom | Planned - Heater:Renew Ne 0.6Kw Storage To Bathroom, unit of measure NO | Planned-8100AD | Y | Y | Y | Y | Y
M3NHFScheduleOfRatesCode | Planned/Heater:Renew 1.75 And 1.0Kw Combined Storage | Planned - Heater:Renew 1.75 And 1.0Kw Combined Storage, unit of measure NO | Planned-8110AA | Y | Y | Y | Y | Y
M3NHFScheduleOfRatesCode | Planned/Heater:Renew 2.6 And 1.5Kw Combined Storage | Planned - Heater:Renew 2.6 And 1.5Kw Combined Storage, unit of measure NO | Planned-8110AB | Y | Y | Y | Y | Y
M3NHFScheduleOfRatesCode | Planned/Heater:Renew 3.4 And 2.0Kw Combined Storage | Planned - Heater:Renew 3.4 And 2.0Kw Combined Storage, unit of measure NO | Planned-8110AC | Y | Y | Y | Y | Y
M3NHFScheduleOfRatesCode | Planned/Dwelling:Install Electric Heating 1 Bed | Planned - Dwelling:Install Electric Heating 1 Bed, unit of measure IT | Planned-8111AA | Y | Y | Y | Y | Y
M3NHFScheduleOfRatesCode | Planned/Dwelling:Install Electric Heating 2 Bed | Planned - Dwelling:Install Electric Heating 2 Bed, unit of measure IT | Planned-8111AB | Y | Y | Y | Y | Y
M3NHFScheduleOfRatesCode | Planned/Dwelling:Install Electric Heating 3 Bed | Planned - Dwelling:Install Electric Heating 3 Bed, unit of measure IT | Planned-8111AC | Y | Y | Y | Y | Y
M3NHFScheduleOfRatesCode | Planned/Heater:Resite And Reconnect | Planned - Heater:Resite And Reconnect, unit of measure NO | Planned-8130AB | Y | Y | Y | Y | Y
M3NHFScheduleOfRatesCode | Planned/Heater:Disconnect And Remove | Planned - Heater:Disconnect And Remove, unit of measure NO | Planned-8130AC | Y | Y | Y | Y | Y
M3NHFScheduleOfRatesCode | Planned/Thermostat:Renew Room Type To Electric Heating | Planned - Thermostat:Renew Room Type To Electric Heating, unit of measure NO | Planned-8130BA | Y | Y | Y | Y | Y
M3NHFScheduleOfRatesCode | Planned/Heater:Renew Ne 0.75Kw Space Heater | Planned - Heater:Renew Ne 0.75Kw Space Heater, unit of measure NO | Planned-8140AA | Y | Y | Y
M3NHFScheduleOfRatesCode | Planned/Heater:Renew Ne 1.0Kw Space To Bathroom | Planned - Heater:Renew Ne 1.0Kw Space To Bathroom, unit of measure NO | Planned-8140AB | Y | Y | Y
M3NHFScheduleOfRatesCode | Planned/Heater:Renew Ne 1.25Kw Space Heater | Planned - Heater:Renew Ne 1.25Kw Space Heater, unit of measure NO | Planned-8140AC | Y | Y | Y
M3NHFScheduleOfRatesCode | Planned/Heater:Renew Ne 1.5Kw Space Heater | Planned - Heater:Renew Ne 1.5Kw Space Heater, unit of measure NO | Planned-8140AD | Y | Y | Y
M3NHFScheduleOfRatesCode | Planned/Fire:Renew Ne 2.5Kw Radiant Fire | Planned - Fire:Renew Ne 2.5Kw Radiant Fire, unit of measure NO | Planned-8150AA | Y | Y | Y | Y | Y
M3NHFScheduleOfRatesCode | Planned/Fire:Install Ne 3.0Kw Inset Focal Fan Heater | Planned - Fire:Install Ne 3.0Kw Inset Focal Fan Heater, unit of measure IT | Planned-8150AB | Y
M3NHFScheduleOfRatesCode | Planned/Heater:Renew 2.5Kw Fan Convector Heater | Planned - Heater:Renew 2.5Kw Fan Convector Heater, unit of measure NO | Planned-8150BA | Y | Y | Y | Y | Y
M3NHFScheduleOfRatesCode | Planned/Heater:Renew 2.5Kw Fan Convector With Timer | Planned - Heater:Renew 2.5Kw Fan Convector With Timer, unit of measure NO | Planned-8150CA | Y | Y | Y | Y | Y
M3NHFScheduleOfRatesCode | Planned/Heater:Renew Ne 1Kw Panel Heater | Planned - Heater:Renew Ne 1Kw Panel Heater, unit of measure NO | Planned-8150DA | Y | Y | Y | Y | Y
M3NHFScheduleOfRatesCode | Planned/Heater:Renew Ne 2Kw Panel Heater | Planned - Heater:Renew Ne 2Kw Panel Heater, unit of measure NO | Planned-8150DB | Y | Y | Y | Y | Y
M3NHFScheduleOfRatesCode | Planned/Heater:Renew Ne 3Kw Panel Heater | Planned - Heater:Renew Ne 3Kw Panel Heater, unit of measure NO | Planned-8150DC | Y | Y | Y | Y | Y
M3NHFScheduleOfRatesCode | Planned/Heater:Renew Ne 1Kw Panel Heater With Timer | Planned - Heater:Renew Ne 1Kw Panel Heater With Timer, unit of measure NO | Planned-8150EA | Y | Y | Y | Y | Y
M3NHFScheduleOfRatesCode | Planned/Heater:Renew Ne 2Kw Panel Heater With Timer | Planned - Heater:Renew Ne 2Kw Panel Heater With Timer, unit of measure NO | Planned-8150EB | Y | Y | Y | Y | Y
M3NHFScheduleOfRatesCode | Planned/Heater:Renew Ne 3Kw Panel Heater With Timer | Planned - Heater:Renew Ne 3Kw Panel Heater With Timer, unit of measure NO | Planned-8150EC | Y | Y | Y | Y | Y
M3NHFScheduleOfRatesCode | Planned/Fire:Renew Ne 1Kw Infra Red Heater | Planned - Fire:Renew Ne 1Kw Infra Red Heater, unit of measure NO | Planned-8150FA | Y | Y | Y | Y | Y
M3NHFScheduleOfRatesCode | Planned/Fire:Renew Ne 2Kw Infra Red Heater | Planned - Fire:Renew Ne 2Kw Infra Red Heater, unit of measure NO | Planned-8150GA | Y | Y | Y | Y | Y
M3NHFScheduleOfRatesCode | Planned/Heater:Renew 2Kw Wall Fan Heater | Planned - Heater:Renew 2Kw Wall Fan Heater, unit of measure NO | Planned-8150GB | Y | Y | Y | Y | Y
M3NHFScheduleOfRatesCode | Planned/Heater:Renew 2Kw Wall Fan Heater With Timer | Planned - Heater:Renew 2Kw Wall Fan Heater With Timer, unit of measure NO | Planned-8150HA | Y | Y | Y | Y | Y
M3NHFScheduleOfRatesCode | Planned/Fire:Install Ne 2.5Kw Radiant Focal Fire | Planned - Fire:Install Ne 2.5Kw Radiant Focal Fire, unit of measure NO | Planned-8150XA | Y | Y | Y | Y | Y
M3NHFScheduleOfRatesCode | Planned/Towel Rail:Renew Ne 175 Watt Electric | Planned - Towel Rail:Renew Ne 175 Watt Electric, unit of measure NO | Planned-8190AA | Y | Y | Y | Y | Y
M3NHFScheduleOfRatesCode | Planned/Immersion Heater:Renew Circuit And Switch | Planned - Immersion Heater:Renew Circuit And Switch, unit of measure NO | Planned-8200AA | Y | Y | Y | Y | Y
M3NHFScheduleOfRatesCode | Planned/Immersion Heater:Renew Flex Connection | Planned - Immersion Heater:Renew Flex Connection, unit of measure NO | Planned-8200BA | Y | Y | Y | Y | Y
M3NHFScheduleOfRatesCode | Planned/Immersion Heater:Renew 20A Dp/Tp Indicator Switch | Planned - Immersion Heater:Renew 20A Dp/Tp Indicator Switch, unit of measure NO | Planned-8200CA | Y | Y | Y | Y | Y
M3NHFScheduleOfRatesCode | Planned/Immersion Heater:Renew Booster Switch | Planned - Immersion Heater:Renew Booster Switch, unit of measure NO | Planned-8200DA | Y | Y | Y | Y | Y
M3NHFScheduleOfRatesCode | Planned/Water Heater:Renew 3Kw 7 Litre | Planned - Water Heater:Renew 3Kw 7 Litre, unit of measure NO | Planned-8250AA | Y | Y | Y | Y | Y
M3NHFScheduleOfRatesCode | Planned/Water Heater:Renew 3Kw 100 Litre | Planned - Water Heater:Renew 3Kw 100 Litre, unit of measure NO | Planned-8250BA | Y | Y | Y | Y | Y
M3NHFScheduleOfRatesCode | Planned/Water Heater:Renew 3Kw Ne 30 Litre | Planned - Water Heater:Renew 3Kw Ne 30 Litre, unit of measure NO | Planned-8250CA | Y | Y | Y | Y | Y
M3NHFScheduleOfRatesCode | Planned/Water Heater:Renew Switch | Planned - Water Heater:Renew Switch, unit of measure NO | Planned-8250DA | Y | Y | Y | Y | Y
M3NHFScheduleOfRatesCode | Planned/Water Heater:Renew Ec7 Timer Switch | Planned - Water Heater:Renew Ec7 Timer Switch, unit of measure NO | Planned-8250DB | Y | Y | Y | Y | Y
M3NHFScheduleOfRatesCode | Planned/Shower:Install New Ne 8.7Kw Unit | Planned - Shower:Install New Ne 8.7Kw Unit, unit of measure NO | Planned-8300AA | Y | Y | Y | Y | Y
M3NHFScheduleOfRatesCode | Planned/Shower:Install 8.7 Kw Complete | Planned - Shower:Install 8.7 Kw Complete, unit of measure IT | Planned-8300AB |  | Y | Y | Y | Y
M3NHFScheduleOfRatesCode | Planned/Shower:Renew Ne 8.7Kw Unit | Planned - Shower:Renew Ne 8.7Kw Unit, unit of measure NO | Planned-8300BA | Y | Y | Y | Y | Y
M3NHFScheduleOfRatesCode | Planned/Shower:Renew 8.7 Kw Complete | Planned - Shower:Renew 8.7 Kw Complete, unit of measure IT | Planned-8300BB |  | Y | Y | Y | Y
M3NHFScheduleOfRatesCode | Planned/Shower:Disconnect Seal And Make Safe | Planned - Shower:Disconnect Seal And Make Safe, unit of measure NO | Planned-8300CA | Y | Y | Y | Y | Y
M3NHFScheduleOfRatesCode | Planned/Shower:Reconnect And Test | Planned - Shower:Reconnect And Test, unit of measure NO | Planned-8300DA | Y | Y | Y | Y | Y
M3NHFScheduleOfRatesCode | Planned/Shower:Renew Circuit | Planned - Shower:Renew Circuit, unit of measure NO | Planned-8300EA | Y | Y | Y | Y | Y
M3NHFScheduleOfRatesCode | Planned/Shower:Renew 45A Ceiling Switch | Planned - Shower:Renew 45A Ceiling Switch, unit of measure NO | Planned-8300FA | Y | Y | Y | Y | Y
M3NHFScheduleOfRatesCode | Planned/Pump:Install Shower System With Curtain | Planned - Pump:Install Shower System With Curtain, unit of measure NO | Planned-8300GA | Y | Y | Y | Y
M3NHFScheduleOfRatesCode | Planned/Pump:Renew Shower System | Planned - Pump:Renew Shower System, unit of measure NO | Planned-8300GB | Y | Y | Y | Y
M3NHFScheduleOfRatesCode | Planned/Pump:Install Shower System Over Bath | Planned - Pump:Install Shower System Over Bath, unit of measure NO | Planned-8300GC | Y | Y | Y | Y
M3NHFScheduleOfRatesCode | Planned/Pump:Renew Boosted Shower Controller | Planned - Pump:Renew Boosted Shower Controller, unit of measure NO | Planned-8300GD | Y | Y | Y | Y
M3NHFScheduleOfRatesCode | Planned/Pump:Renew Boosted Shower Pump | Planned - Pump:Renew Boosted Shower Pump, unit of measure NO | Planned-8300GE | Y | Y | Y | Y
M3NHFScheduleOfRatesCode | Planned/Shower:Renew 9.5 Kw Complete | Planned - Shower:Renew 9.5 Kw Complete, unit of measure NO | Planned-8300HA | Y
M3NHFScheduleOfRatesCode | Planned/Shower:Install 9.5 Kw Complete | Planned - Shower:Install 9.5 Kw Complete, unit of measure NO | Planned-8300HB | Y
M3NHFScheduleOfRatesCode | Planned/Shower:Renew 9.5 Kw Audio Visual Complete | Planned - Shower:Renew 9.5 Kw Audio Visual Complete, unit of measure NO | Planned-8300HC | Y
M3NHFScheduleOfRatesCode | Planned/Shower:Install 9.5 Kw Audio Visual Complete | Planned - Shower:Install 9.5 Kw Audio Visual Complete, unit of measure NO | Planned-8300HD | Y
M3NHFScheduleOfRatesCode | Planned/Electric Cooker:Disconnect Seal And Make Safe | Planned - Electric Cooker:Disconnect Seal And Make Safe, unit of measure NO | Planned-8350AA | Y | Y | Y | Y | Y
M3NHFScheduleOfRatesCode | Planned/Electric Cooker:Reconnect And Test | Planned - Electric Cooker:Reconnect And Test, unit of measure NO | Planned-8350BA | Y | Y | Y | Y | Y
M3NHFScheduleOfRatesCode | Planned/Electric Cooker:Renew Circuit | Planned - Electric Cooker:Renew Circuit, unit of measure NO | Planned-8350CA | Y | Y | Y | Y | Y
M3NHFScheduleOfRatesCode | Planned/Electric Cooker:Renew Unit And Circuit | Planned - Electric Cooker:Renew Unit And Circuit, unit of measure NO | Planned-8350DA | Y | Y | Y | Y | Y
M3NHFScheduleOfRatesCode | Planned/Electric Cooker:Renew Control Unit And Switch | Planned - Electric Cooker:Renew Control Unit And Switch, unit of measure NO | Planned-8350DB | Y | Y | Y | Y | Y
M3NHFScheduleOfRatesCode | Planned/Electric Cooker:Renew Metal Control Unit | Planned - Electric Cooker:Renew Metal Control Unit, unit of measure NO | Planned-8350DC | Y | Y | Y | Y | Y
M3NHFScheduleOfRatesCode | Planned/Electric Cooker:Renew Control Plate | Planned - Electric Cooker:Renew Control Plate, unit of measure NO | Planned-8350DD | Y | Y | Y | Y | Y
M3NHFScheduleOfRatesCode | Planned/Electric Cooker:Renew Control Unit Socket + Switch | Planned - Electric Cooker:Renew Control Unit Socket + Switch, unit of measure NO | Planned-8350DE | Y
M3NHFScheduleOfRatesCode | Planned/Electric Cooker:Renew Cooker Outlet Plate | Planned - Electric Cooker:Renew Cooker Outlet Plate, unit of measure NO | Planned-8350EA | Y | Y | Y | Y | Y
M3NHFScheduleOfRatesCode | Planned/Electric Cooker Hood:Renew Extractor Unit | Planned - Electric Cooker Hood:Renew Extractor Unit, unit of measure NO | Planned-8350FA | Y
M3NHFScheduleOfRatesCode | Planned/Electric Cooker Hood:Renew Complete | Planned - Electric Cooker Hood:Renew Complete, unit of measure NO | Planned-8350FB | Y
M3NHFScheduleOfRatesCode | Planned/Fan:Renew Minimum 60Ltr Per Second | Planned - Fan:Renew Minimum 60Ltr Per Second, unit of measure NO | Planned-8400AA | Y | Y | Y | Y | Y
M3NHFScheduleOfRatesCode | Planned/Fan:Renew Built In Wall Fan | Planned - Fan:Renew Built In Wall Fan, unit of measure NO | Planned-8400AB | Y | Y | Y | Y | Y
M3NHFScheduleOfRatesCode | Planned/Fan:Renew 2 Speed Wall Or Duct Fan | Planned - Fan:Renew 2 Speed Wall Or Duct Fan, unit of measure NO | Planned-8400AC | Y | Y | Y | Y | Y
M3NHFScheduleOfRatesCode | Planned/Fan:Renew Single Speed Wall Or Duct Fan | Planned - Fan:Renew Single Speed Wall Or Duct Fan, unit of measure NO | Planned-8400AD | Y | Y | Y | Y | Y
M3NHFScheduleOfRatesCode | Planned/Fan:Renew In Line Duct Fan | Planned - Fan:Renew In Line Duct Fan, unit of measure NO | Planned-8400AE | Y | Y | Y | Y | Y
M3NHFScheduleOfRatesCode | Planned/Fan:Renew Ceiling Or Duct Fan | Planned - Fan:Renew Ceiling Or Duct Fan, unit of measure NO | Planned-8400BA | Y | Y | Y | Y | Y
M3NHFScheduleOfRatesCode | Planned/Fan:Renew Fire Damp Ceiling Or Duct Fan | Planned - Fan:Renew Fire Damp Ceiling Or Duct Fan, unit of measure NO | Planned-8400BB | Y | Y | Y | Y | Y
M3NHFScheduleOfRatesCode | Planned/Fan:Renew Toilet Or Bathroom Fan | Planned - Fan:Renew Toilet Or Bathroom Fan, unit of measure NO | Planned-8400CA | Y | Y | Y | Y | Y
M3NHFScheduleOfRatesCode | Planned/Fan:Renew Circuit And Outlet | Planned - Fan:Renew Circuit And Outlet, unit of measure NO | Planned-8400TA | Y | Y | Y | Y
M3NHFScheduleOfRatesCode | Planned/Fan:Renew Flex Connection | Planned - Fan:Renew Flex Connection, unit of measure NO | Planned-8400TB | Y | Y | Y | Y
M3NHFScheduleOfRatesCode | Planned/Fan:Renew 2 Speed Condensation Control | Planned - Fan:Renew 2 Speed Condensation Control, unit of measure NO | Planned-8410AA | Y | Y | Y | Y | Y
M3NHFScheduleOfRatesCode | Planned/Fan:Renew Variable Speed Condensation Control | Planned - Fan:Renew Variable Speed Condensation Control, unit of measure NO | Planned-8410AB | Y | Y | Y | Y | Y
M3NHFScheduleOfRatesCode | Planned/Fan:Renew Variable Speed Timer | Planned - Fan:Renew Variable Speed Timer, unit of measure NO | Planned-8410AC | Y | Y | Y | Y | Y
M3NHFScheduleOfRatesCode | Planned/Fan:Install 2 Speed Condensation Control | Planned - Fan:Install 2 Speed Condensation Control, unit of measure NO | Planned-8410XA | Y | Y | Y | Y | Y
M3NHFScheduleOfRatesCode | Planned/Fan:Install Low Voltage Transformer Type | Planned - Fan:Install Low Voltage Transformer Type, unit of measure NO | Planned-8410XB | Y | Y | Y | Y | Y
M3NHFScheduleOfRatesCode | Planned/Fan:Renew With Low Voltage Transformer Type | Planned - Fan:Renew With Low Voltage Transformer Type, unit of measure NO | Planned-8410XC | Y | Y | Y | Y | Y
M3NHFScheduleOfRatesCode | Planned/Vent Unit:Install Loft Ventilation | Planned - Vent Unit:Install Loft Ventilation, unit of measure IT | Planned-8411AA | Y | Y | Y | Y | Y
M3NHFScheduleOfRatesCode | Planned/Vent Unit:Install Loft Ventilation With Heater | Planned - Vent Unit:Install Loft Ventilation With Heater, unit of measure IT | Planned-8411AB | Y
M3NHFScheduleOfRatesCode | Planned/Vent Unit:Install Whole House | Planned - Vent Unit:Install Whole House, unit of measure IT | Planned-8411BA | Y | Y | Y | Y | Y
M3NHFScheduleOfRatesCode | Planned/Vent Unit:Install Whole House With Heater | Planned - Vent Unit:Install Whole House With Heater, unit of measure IT | Planned-8411BB | Y
M3NHFScheduleOfRatesCode | Planned/Recovery Unit:Install Room Mounted | Planned - Recovery Unit:Install Room Mounted, unit of measure NO | Planned-8412AA | Y | Y | Y | Y | Y
M3NHFScheduleOfRatesCode | Planned/Recovery Unit:Install Loft Mounted | Planned - Recovery Unit:Install Loft Mounted, unit of measure NO | Planned-8412BA | Y | Y | Y | Y | Y
M3NHFScheduleOfRatesCode | Planned/Light:Renew Ground Floor Circuit 1 Way | Planned - Light:Renew Ground Floor Circuit 1 Way, unit of measure NO | Planned-8545AA | Y | Y | Y | Y | Y
M3NHFScheduleOfRatesCode | Planned/Light:Renew Ground Floor Circuit 2 Way | Planned - Light:Renew Ground Floor Circuit 2 Way, unit of measure NO | Planned-8545BA | Y | Y | Y | Y | Y
M3NHFScheduleOfRatesCode | Planned/Light:Renew Upper Floor Circuit 1 Way | Planned - Light:Renew Upper Floor Circuit 1 Way, unit of measure NO | Planned-8545CA | Y | Y | Y | Y | Y
M3NHFScheduleOfRatesCode | Planned/Light:Renew Upper Floor Circuit 2 Way | Planned - Light:Renew Upper Floor Circuit 2 Way, unit of measure NO | Planned-8545DA | Y | Y | Y | Y | Y
M3NHFScheduleOfRatesCode | Planned/Light:Renew Hall/Stairway Circuit 2 Way | Planned - Light:Renew Hall/Stairway Circuit 2 Way, unit of measure NO | Planned-8547EA | Y | Y | Y | Y | Y
M3NHFScheduleOfRatesCode | Planned/Power:Renew Ring Main Ground Ne 4 No Sockets | Planned - Power:Renew Ring Main Ground Ne 4 No Sockets, unit of measure NO | Planned-8550AA | Y | Y | Y | Y | Y
M3NHFScheduleOfRatesCode | Planned/Power:Renew Ring Main Ground 4-8 No Sockets | Planned - Power:Renew Ring Main Ground 4-8 No Sockets, unit of measure NO | Planned-8550BA | Y | Y | Y | Y | Y
M3NHFScheduleOfRatesCode | Planned/Power:Renew Ring Main Ground 8-12 No Sockets | Planned - Power:Renew Ring Main Ground 8-12 No Sockets, unit of measure NO | Planned-8550BB | Y | Y | Y | Y | Y
M3NHFScheduleOfRatesCode | Planned/Power:Renew Upper Ring Main Ne 4 No Sockets | Planned - Power:Renew Upper Ring Main Ne 4 No Sockets, unit of measure NO | Planned-8550CA | Y | Y | Y | Y | Y
M3NHFScheduleOfRatesCode | Planned/Power:Renew Upper Ring Main 4-8 No Sockets | Planned - Power:Renew Upper Ring Main 4-8 No Sockets, unit of measure NO | Planned-8550DA | Y | Y | Y | Y | Y
M3NHFScheduleOfRatesCode | Planned/Power:Renew Upper Ring Main 8-12 No Sockets | Planned - Power:Renew Upper Ring Main 8-12 No Sockets, unit of measure NO | Planned-8550DB | Y | Y | Y | Y | Y
M3NHFScheduleOfRatesCode | Planned/Power:Renew Spur Outlet Ground Floor Ne 10M | Planned - Power:Renew Spur Outlet Ground Floor Ne 10M, unit of measure NO | Planned-8550EA | Y | Y | Y | Y | Y
M3NHFScheduleOfRatesCode | Planned/Power:New Spur Outlet Ground Floor Ne 10M | Planned - Power:New Spur Outlet Ground Floor Ne 10M, unit of measure NO | Planned-8550EB | Y | Y | Y | Y | Y
M3NHFScheduleOfRatesCode | Planned/Power:Renew Spur Outlet Upper Floor Ne 10M | Planned - Power:Renew Spur Outlet Upper Floor Ne 10M, unit of measure NO | Planned-8550FA | Y | Y | Y | Y | Y
M3NHFScheduleOfRatesCode | Planned/Power:New Spur Upper Floor Ne 10M | Planned - Power:New Spur Upper Floor Ne 10M, unit of measure NO | Planned-8550FB | Y | Y | Y | Y | Y
M3NHFScheduleOfRatesCode | Planned/Power:Renew Socket Outlet-Ground Floor | Planned - Power:Renew Socket Outlet-Ground Floor, unit of measure NO | Planned-8550GA | Y | Y | Y | Y | Y
M3NHFScheduleOfRatesCode | Planned/Power:Renew Socket Outlet-Upper Floor | Planned - Power:Renew Socket Outlet-Upper Floor, unit of measure NO | Planned-8550HA | Y | Y | Y | Y | Y
M3NHFScheduleOfRatesCode | Planned/Dwelling:Strip Electrics 1 Bed Flat | Planned - Dwelling:Strip Electrics 1 Bed Flat, unit of measure IT | Planned-8551AA | Y | Y | Y | Y | Y
M3NHFScheduleOfRatesCode | Planned/Dwelling:Strip Electrics 2 Bed Flat | Planned - Dwelling:Strip Electrics 2 Bed Flat, unit of measure IT | Planned-8551AB | Y | Y | Y | Y | Y
M3NHFScheduleOfRatesCode | Planned/Dwelling:Strip Electrics 3 Bed Flat | Planned - Dwelling:Strip Electrics 3 Bed Flat, unit of measure IT | Planned-8551AC | Y | Y | Y | Y | Y
M3NHFScheduleOfRatesCode | Planned/Dwelling:Strip Electrics Bedsit Flat | Planned - Dwelling:Strip Electrics Bedsit Flat, unit of measure IT | Planned-8551AD | Y | Y | Y | Y | Y
M3NHFScheduleOfRatesCode | Planned/Dwelling:Strip Electrics 1 Bed Bung | Planned - Dwelling:Strip Electrics 1 Bed Bung, unit of measure IT | Planned-8551BA | Y | Y | Y | Y | Y
M3NHFScheduleOfRatesCode | Planned/Dwelling:Strip Electrics 2 Bed Bung | Planned - Dwelling:Strip Electrics 2 Bed Bung, unit of measure IT | Planned-8551BB | Y | Y | Y | Y | Y
M3NHFScheduleOfRatesCode | Planned/Dwelling:Strip Electrics 1 Bed House | Planned - Dwelling:Strip Electrics 1 Bed House, unit of measure IT | Planned-8551CA | Y | Y | Y | Y | Y
M3NHFScheduleOfRatesCode | Planned/Dwelling:Strip Electrics 2 Bed House | Planned - Dwelling:Strip Electrics 2 Bed House, unit of measure IT | Planned-8551CB | Y | Y | Y | Y | Y
M3NHFScheduleOfRatesCode | Planned/Dwelling:Strip Electrics 3 Bed House | Planned - Dwelling:Strip Electrics 3 Bed House, unit of measure IT | Planned-8551CC | Y | Y | Y | Y | Y
M3NHFScheduleOfRatesCode | Planned/Dwelling:Strip Electrics 4 Bed House | Planned - Dwelling:Strip Electrics 4 Bed House, unit of measure IT | Planned-8551CD | Y | Y | Y | Y | Y
M3NHFScheduleOfRatesCode | Planned/Dwelling:Rewire Complete 1 Bed Flat | Planned - Dwelling:Rewire Complete 1 Bed Flat, unit of measure IT | Planned-8552AA | Y | Y | Y | Y | Y
M3NHFScheduleOfRatesCode | Planned/Dwelling:Rewire Complete 2 Bed Flat | Planned - Dwelling:Rewire Complete 2 Bed Flat, unit of measure IT | Planned-8552AB | Y | Y | Y | Y | Y
M3NHFScheduleOfRatesCode | Planned/Dwelling:Rewire Complete 3 Bed Flat | Planned - Dwelling:Rewire Complete 3 Bed Flat, unit of measure IT | Planned-8552AC | Y | Y | Y | Y | Y
M3NHFScheduleOfRatesCode | Planned/Dwelling:Rewire Complete Bedsit Flat | Planned - Dwelling:Rewire Complete Bedsit Flat, unit of measure IT | Planned-8552AD | Y | Y | Y | Y | Y
M3NHFScheduleOfRatesCode | Planned/Dwelling:Rewire Complete 1 Bed Bung | Planned - Dwelling:Rewire Complete 1 Bed Bung, unit of measure IT | Planned-8552BA | Y | Y | Y | Y | Y
M3NHFScheduleOfRatesCode | Planned/Dwelling:Rewire Complete 2 Bed Bung | Planned - Dwelling:Rewire Complete 2 Bed Bung, unit of measure IT | Planned-8552BB | Y | Y | Y | Y | Y
M3NHFScheduleOfRatesCode | Planned/Dwelling:Rewire Complete 1 Bed House | Planned - Dwelling:Rewire Complete 1 Bed House, unit of measure IT | Planned-8552CA | Y | Y | Y | Y | Y
M3NHFScheduleOfRatesCode | Planned/Dwelling:Rewire Complete 2 Bed House | Planned - Dwelling:Rewire Complete 2 Bed House, unit of measure IT | Planned-8552CB | Y | Y | Y | Y | Y
M3NHFScheduleOfRatesCode | Planned/Dwelling:Rewire Complete 3 Bed House | Planned - Dwelling:Rewire Complete 3 Bed House, unit of measure IT | Planned-8552CC | Y | Y | Y | Y | Y
M3NHFScheduleOfRatesCode | Planned/Dwelling:Rewire Complete 4 Bed House | Planned - Dwelling:Rewire Complete 4 Bed House, unit of measure IT | Planned-8552CD | Y | Y | Y | Y | Y
M3NHFScheduleOfRatesCode | Planned/Dwelling:Rewire Complete Bungalow/Flat | Planned - Dwelling:Rewire Complete Bungalow/Flat, unit of measure IT | Planned-8552XA |  | Y | Y | Y | Y
M3NHFScheduleOfRatesCode | Planned/Dwelling:Rewire Complete House/Maisonette | Planned - Dwelling:Rewire Complete House/Maisonette, unit of measure IT | Planned-8552XB |  | Y | Y | Y | Y
M3NHFScheduleOfRatesCode | Planned/Communal Room:Rewire Complete | Planned - Communal Room:Rewire Complete, unit of measure IT | Planned-8552XC | Y | Y | Y | Y | Y
M3NHFScheduleOfRatesCode | Planned/Dwelling:Reposition Electric Meter | Planned - Dwelling:Reposition Electric Meter, unit of measure IT | Planned-8553AA | Y | Y | Y | Y | Y
M3NHFScheduleOfRatesCode | Planned/Rewire:Install New 8.7Kw Shower | Planned - Rewire:Install New 8.7Kw Shower, unit of measure NO | Planned-8553AB | Y | Y | Y | Y | Y
M3NHFScheduleOfRatesCode | Planned/Ccu:Renew Ne 6 Way Moulded Unit | Planned - Ccu:Renew Ne 6 Way Moulded Unit, unit of measure NO | Planned-8555AA |  | Y | Y | Y | Y
M3NHFScheduleOfRatesCode | Planned/Ccu:Renew 7 To 12 Way Moulded Unit | Planned - Ccu:Renew 7 To 12 Way Moulded Unit, unit of measure NO | Planned-8555AB |  | Y | Y | Y | Y
M3NHFScheduleOfRatesCode | Planned/Ccu:Renew Ne 10 Way Moulded Split Load Unit | Planned - Ccu:Renew Ne 10 Way Moulded Split Load Unit, unit of measure NO | Planned-8555AC |  | Y | Y | Y | Y
M3NHFScheduleOfRatesCode | Planned/Ccu:Renew 11 To 14 Way Moulded Split Load Unit | Planned - Ccu:Renew 11 To 14 Way Moulded Split Load Unit, unit of measure NO | Planned-8555AD |  | Y | Y | Y | Y
M3NHFScheduleOfRatesCode | Planned/Ccu:Install Any Size Rcd New Meter Tails | Planned - Ccu:Install Any Size Rcd New Meter Tails, unit of measure NO | Planned-8555CA | Y | Y | Y | Y | Y
M3NHFScheduleOfRatesCode | Planned/Ccu:Install Any Size Rcd | Planned - Ccu:Install Any Size Rcd, unit of measure NO | Planned-8555CB | Y | Y | Y | Y | Y
M3NHFScheduleOfRatesCode | Planned/Ccu:Install Rcbo To Bathroom Circuits | Planned - Ccu:Install Rcbo To Bathroom Circuits, unit of measure IT | Planned-8555CU | Y | Y | Y | Y | Y
M3NHFScheduleOfRatesCode | Planned/Ccu:Renew Mounting Board | Planned - Ccu:Renew Mounting Board, unit of measure NO | Planned-8555DA | Y | Y | Y | Y | Y
M3NHFScheduleOfRatesCode | Planned/Ccu:Modify Backboard | Planned - Ccu:Modify Backboard, unit of measure NO | Planned-8555DB | Y | Y | Y | Y | Y
M3NHFScheduleOfRatesCode | Planned/Consumer Unit:Reposition | Planned - Consumer Unit:Reposition, unit of measure IT | Planned-8555EA | Y | Y | Y | Y | Y
M3NHFScheduleOfRatesCode | Planned/Ccu:Renew Any Size Mcb | Planned - Ccu:Renew Any Size Mcb, unit of measure NO | Planned-8555FA | Y | Y | Y | Y
M3NHFScheduleOfRatesCode | Planned/Ccu:Renew Fuse Carrier Or Shield | Planned - Ccu:Renew Fuse Carrier Or Shield, unit of measure NO | Planned-8555FB | Y | Y | Y | Y
M3NHFScheduleOfRatesCode | Planned/Ccu:Renew Hrc Fuse | Planned - Ccu:Renew Hrc Fuse, unit of measure NO | Planned-8555FC | Y | Y | Y | Y
M3NHFScheduleOfRatesCode | Planned/Ccu:Renew Or Install 100Amp Dp Isolator | Planned - Ccu:Renew Or Install 100Amp Dp Isolator, unit of measure NO | Planned-8555GA | Y | Y | Y
M3NHFScheduleOfRatesCode | Planned/Ccu:Renew Or Install 100Amp Dp Isolator Switch | Planned - Ccu:Renew Or Install 100Amp Dp Isolator Switch, unit of measure NO | Planned-8555HA | Y
M3NHFScheduleOfRatesCode | Planned/Ccu:Renew Or Install 100Amp Service Connection Box | Planned - Ccu:Renew Or Install 100Amp Service Connection Box, unit of measure NO | Planned-8555HB | Y
M3NHFScheduleOfRatesCode | Planned/Ccu:Install Rcbo | Planned - Ccu:Install Rcbo, unit of measure NO | Planned-8555HC | Y
M3NHFScheduleOfRatesCode | Planned/Switchgear:Renew 100 Amp On/Off | Planned - Switchgear:Renew 100 Amp On/Off, unit of measure NO | Planned-8555JA | Y
M3NHFScheduleOfRatesCode | Planned/Ccu:Install New Meter Tails | Planned - Ccu:Install New Meter Tails, unit of measure IT | Planned-8555MT | Y | Y | Y | Y | Y
M3NHFScheduleOfRatesCode | Planned/Ccu:Renew 1 Way Moulded Metalclad Unit | Planned - Ccu:Renew 1 Way Moulded Metalclad Unit, unit of measure NO | Planned-8556GA | Y
M3NHFScheduleOfRatesCode | Planned/Ccu:Ren 11-14 Way Moulded Metaclad Split Load Unit | Planned - Ccu:Ren 11-14 Way Moulded Metaclad Split Load Unit, unit of measure NO | Planned-8556GB | Y
M3NHFScheduleOfRatesCode | Planned/Ccu:Renew 2 Way Moulded Metalclad Unit | Planned - Ccu:Renew 2 Way Moulded Metalclad Unit, unit of measure NO | Planned-8556GC | Y
M3NHFScheduleOfRatesCode | Planned/Ccu:Renew 7-12 Way Moulded Metalclad Unit | Planned - Ccu:Renew 7-12 Way Moulded Metalclad Unit, unit of measure NO | Planned-8556GE | Y
M3NHFScheduleOfRatesCode | Planned/Ccu:Ren Ne10 Way Moulded Metalclad Split Load Unit | Planned - Ccu:Ren Ne10 Way Moulded Metalclad Split Load Unit, unit of measure NO | Planned-8556GF | Y
M3NHFScheduleOfRatesCode | Planned/Ccu:Renew Ne 4 Way Moulded Metalclad Unit | Planned - Ccu:Renew Ne 4 Way Moulded Metalclad Unit, unit of measure NO | Planned-8556GG | Y
M3NHFScheduleOfRatesCode | Planned/Ccu:Renew Ne 6 Way Moulded Metalclad Unit | Planned - Ccu:Renew Ne 6 Way Moulded Metalclad Unit, unit of measure NO | Planned-8556GH | Y
M3NHFScheduleOfRatesCode | Planned/Light:Renew Flex Lampholder Rose | Planned - Light:Renew Flex Lampholder Rose, unit of measure NO | Planned-8561AB | Y | Y | Y | Y | Y
M3NHFScheduleOfRatesCode | Planned/Light:Renew Batten Holder | Planned - Light:Renew Batten Holder, unit of measure NO | Planned-8561BA | Y | Y | Y | Y | Y
M3NHFScheduleOfRatesCode | Planned/Light Fitting:Renew 2X8W Bulkhead Type | Planned - Light Fitting:Renew 2X8W Bulkhead Type, unit of measure NO | Planned-8566AA | Y | Y | Y | Y | Y
M3NHFScheduleOfRatesCode | Planned/Light Fitting:Renew 16W Lv Bulkhead Type | Planned - Light Fitting:Renew 16W Lv Bulkhead Type, unit of measure NO | Planned-8566AB | Y | Y | Y | Y | Y
M3NHFScheduleOfRatesCode | Planned/Light Fitting:Renew 28W Lv Bulkhead Type | Planned - Light Fitting:Renew 28W Lv Bulkhead Type, unit of measure NO | Planned-8566AC | Y | Y | Y | Y | Y
M3NHFScheduleOfRatesCode | Planned/Light Fitting:Renew Son-T 70W Amenity Type | Planned - Light Fitting:Renew Son-T 70W Amenity Type, unit of measure NO | Planned-8566AD | Y
M3NHFScheduleOfRatesCode | Planned/Light Fitting:Renew 1000W Security Type | Planned - Light Fitting:Renew 1000W Security Type, unit of measure NO | Planned-8566CA | Y | Y | Y | Y | Y
M3NHFScheduleOfRatesCode | Planned/Bathroom Light Fitting:Renew With Sealed Unit | Planned - Bathroom Light Fitting:Renew With Sealed Unit, unit of measure NO | Planned-8566XA | Y | Y | Y | Y
M3NHFScheduleOfRatesCode | Planned/Light Fitting:Renew Single Fluorescent With Tube | Planned - Light Fitting:Renew Single Fluorescent With Tube, unit of measure NO | Planned-8581AA | Y | Y | Y | Y | Y
M3NHFScheduleOfRatesCode | Planned/Light Fitting:Renew Double Fluorescent With Tubes | Planned - Light Fitting:Renew Double Fluorescent With Tubes, unit of measure NO | Planned-8581AB | Y | Y | Y | Y | Y
M3NHFScheduleOfRatesCode | Planned/Switch Or Outlet:Remove And Refix | Planned - Switch Or Outlet:Remove And Refix, unit of measure NO | Planned-8605AA | Y | Y | Y | Y | Y
M3NHFScheduleOfRatesCode | Planned/Switch Or Outlet:Fix Blank Plate | Planned - Switch Or Outlet:Fix Blank Plate, unit of measure NO | Planned-8605AB | Y | Y | Y | Y | Y
M3NHFScheduleOfRatesCode | Planned/Switch Or Outlet:Dry Lining Box | Planned - Switch Or Outlet:Dry Lining Box, unit of measure NO | Planned-8605AC | Y | Y | Y | Y | Y
M3NHFScheduleOfRatesCode | Planned/Switch:Renew 5 Amp Ne 3 Gang Plate | Planned - Switch:Renew 5 Amp Ne 3 Gang Plate, unit of measure NO | Planned-8610AA | Y | Y | Y | Y | Y
M3NHFScheduleOfRatesCode | Planned/Switch:Renew 5Amp Ne 3 Gang 2 Way Plate | Planned - Switch:Renew 5Amp Ne 3 Gang 2 Way Plate, unit of measure NO | Planned-8610AB | Y | Y | Y | Y | Y
M3NHFScheduleOfRatesCode | Planned/Switch:Renew 5Amp Ne 3 Gang Plate And Box | Planned - Switch:Renew 5Amp Ne 3 Gang Plate And Box, unit of measure NO | Planned-8610BA | Y | Y | Y | Y | Y
M3NHFScheduleOfRatesCode | Planned/Switch:Renew 5Amp Ne 3 Gang 2 Way Plate And Box | Planned - Switch:Renew 5Amp Ne 3 Gang 2 Way Plate And Box, unit of measure NO | Planned-8610BB | Y | Y | Y | Y | Y
M3NHFScheduleOfRatesCode | Planned/Switch:Renew Ceiling Pull Switch | Planned - Switch:Renew Ceiling Pull Switch, unit of measure NO | Planned-8610CA | Y | Y | Y | Y | Y
M3NHFScheduleOfRatesCode | Planned/Switch:Replace With Wide Rocker | Planned - Switch:Replace With Wide Rocker, unit of measure NO | Planned-8610DA | Y | Y | Y | Y | Y
M3NHFScheduleOfRatesCode | Planned/Switch:Lower Any Switch | Planned - Switch:Lower Any Switch, unit of measure IT | Planned-8610DB | Y | Y | Y | Y | Y
M3NHFScheduleOfRatesCode | Planned/Socket:Renew 13A Single Plate | Planned - Socket:Renew 13A Single Plate, unit of measure NO | Planned-8615AA | Y | Y | Y | Y | Y
M3NHFScheduleOfRatesCode | Planned/Socket:Renew 13A Double Plate | Planned - Socket:Renew 13A Double Plate, unit of measure NO | Planned-8615AB | Y | Y | Y | Y | Y
M3NHFScheduleOfRatesCode | Planned/Socket:Renew Single Outlet Plate And Box | Planned - Socket:Renew Single Outlet Plate And Box, unit of measure NO | Planned-8615BA | Y | Y | Y | Y | Y
M3NHFScheduleOfRatesCode | Planned/Socket:Renew Double Outlet Plate And Box | Planned - Socket:Renew Double Outlet Plate And Box, unit of measure NO | Planned-8615BB | Y | Y | Y | Y | Y
M3NHFScheduleOfRatesCode | Planned/Socket:Renew 13A Rcd Outlet | Planned - Socket:Renew 13A Rcd Outlet, unit of measure NO | Planned-8615CA | Y | Y | Y | Y | Y
M3NHFScheduleOfRatesCode | Planned/Socket:Single Surface Outlet Plate And Box | Planned - Socket:Single Surface Outlet Plate And Box, unit of measure NO | Planned-8615DA | Y | Y | Y | Y | Y
M3NHFScheduleOfRatesCode | Planned/Socket:Install 13A Double Outlet Plate And Box | Planned - Socket:Install 13A Double Outlet Plate And Box, unit of measure NO | Planned-8615DB | Y | Y | Y | Y | Y
M3NHFScheduleOfRatesCode | Planned/Socket:Renew Single Unswitched Outlet Plate + Box | Planned - Socket:Renew Single Unswitched Outlet Plate + Box, unit of measure NO | Planned-8615DC | Y
M3NHFScheduleOfRatesCode | Planned/Switch:Renew 20A Dp Switch | Planned - Switch:Renew 20A Dp Switch, unit of measure NO | Planned-8620AA | Y | Y | Y | Y | Y
M3NHFScheduleOfRatesCode | Planned/Switch:Renew Ne 20A Dp Ceiling Switch | Planned - Switch:Renew Ne 20A Dp Ceiling Switch, unit of measure NO | Planned-8620BA | Y | Y | Y | Y | Y
M3NHFScheduleOfRatesCode | Planned/Switch:Renew 15A/45A Dp Ceiling Switch | Planned - Switch:Renew 15A/45A Dp Ceiling Switch, unit of measure NO | Planned-8620BB | Y
M3NHFScheduleOfRatesCode | Planned/Switch:Renew 20A Dp Switch With Neon | Planned - Switch:Renew 20A Dp Switch With Neon, unit of measure NO | Planned-8620BC | Y
M3NHFScheduleOfRatesCode | Planned/Switch:Renew 20A Dp Switch With Neon And Marking | Planned - Switch:Renew 20A Dp Switch With Neon And Marking, unit of measure NO | Planned-8620BD | Y
M3NHFScheduleOfRatesCode | Planned/Socket:Renew 13A Dp Plate With Outlet | Planned - Socket:Renew 13A Dp Plate With Outlet, unit of measure NO | Planned-8620CA | Y | Y | Y | Y | Y
M3NHFScheduleOfRatesCode | Planned/Socket:Renew 13A Dp Plate With Indicator | Planned - Socket:Renew 13A Dp Plate With Indicator, unit of measure NO | Planned-8620DA | Y | Y | Y | Y | Y
M3NHFScheduleOfRatesCode | Planned/Connection Unit:Renew 13A Fused Switch | Planned - Connection Unit:Renew 13A Fused Switch, unit of measure NO | Planned-8620EA | Y
M3NHFScheduleOfRatesCode | Planned/Connection Unit:Renew 13A Fused Switch Neon | Planned - Connection Unit:Renew 13A Fused Switch Neon, unit of measure NO | Planned-8620EB | Y
M3NHFScheduleOfRatesCode | Planned/Connection Unit:Renew 13A Fused Unswitched | Planned - Connection Unit:Renew 13A Fused Unswitched, unit of measure NO | Planned-8620EC | Y
M3NHFScheduleOfRatesCode | Planned/Connection Unit:Renew 13A Fused Unswitched Neon | Planned - Connection Unit:Renew 13A Fused Unswitched Neon, unit of measure NO | Planned-8620ED | Y
M3NHFScheduleOfRatesCode | Planned/Shaver:Renew Shaver Supply Unit | Planned - Shaver:Renew Shaver Supply Unit, unit of measure NO | Planned-8630AA | Y | Y | Y | Y | Y
M3NHFScheduleOfRatesCode | Planned/Shaver Light:Install Complete | Planned - Shaver Light:Install Complete, unit of measure NO | Planned-8630BA | Y | Y | Y | Y | Y
M3NHFScheduleOfRatesCode | Planned/Shaver Light:Renew Complete | Planned - Shaver Light:Renew Complete, unit of measure NO | Planned-8630CA | Y | Y | Y | Y | Y
M3NHFScheduleOfRatesCode | Planned/Door Bell:Renew Complete | Planned - Door Bell:Renew Complete, unit of measure IT | Planned-8705AA | Y | Y | Y | Y | Y
M3NHFScheduleOfRatesCode | Planned/Door Bell:Renew Battery Type | Planned - Door Bell:Renew Battery Type, unit of measure NO | Planned-8705BA | Y | Y | Y | Y | Y
M3NHFScheduleOfRatesCode | Planned/Door Bell:Renew Wireless Type | Planned - Door Bell:Renew Wireless Type, unit of measure NO | Planned-8705BB | Y | Y | Y | Y | Y
M3NHFScheduleOfRatesCode | Planned/Door Entry:Renew Intercom Kit | Planned - Door Entry:Renew Intercom Kit, unit of measure NO | Planned-8710BA | Y | Y | Y | Y | Y
M3NHFScheduleOfRatesCode | Planned/Door Entry:Install Extra Phone | Planned - Door Entry:Install Extra Phone, unit of measure NO | Planned-8710DA | Y | Y | Y | Y | Y
M3NHFScheduleOfRatesCode | Planned/Door Entry:Renew Electric Latch | Planned - Door Entry:Renew Electric Latch, unit of measure NO | Planned-8710EA | Y | Y | Y | Y | Y
M3NHFScheduleOfRatesCode | Planned/Door Entry:Renew Electric Latch Keeper | Planned - Door Entry:Renew Electric Latch Keeper, unit of measure NO | Planned-8710EB | Y
M3NHFScheduleOfRatesCode | Planned/Door Entry:Renew 6 Core Cabling | Planned - Door Entry:Renew 6 Core Cabling, unit of measure LM | Planned-8710FA | Y | Y | Y | Y | Y
M3NHFScheduleOfRatesCode | Planned/Door Entry:Renew 8 Core Cabling | Planned - Door Entry:Renew 8 Core Cabling, unit of measure LM | Planned-8710FB | Y
M3NHFScheduleOfRatesCode | Planned/Door Entry:Renew Transformer | Planned - Door Entry:Renew Transformer, unit of measure NO | Planned-8710FC | Y
M3NHFScheduleOfRatesCode | Planned/Door Entry:Remote Lock System | Planned - Door Entry:Remote Lock System, unit of measure IT | Planned-8710GA | Y | Y | Y | Y | Y
M3NHFScheduleOfRatesCode | Planned/Door Entry:Supply And Fix Visual Aid | Planned - Door Entry:Supply And Fix Visual Aid, unit of measure IT | Planned-8710HA | Y | Y | Y | Y | Y
M3NHFScheduleOfRatesCode | Planned/Door Entry:Install | Planned - Door Entry:Install, unit of measure IT | Planned-8710XA | Y | Y | Y | Y | Y
M3NHFScheduleOfRatesCode | Planned/Door Entry:Renew | Planned - Door Entry:Renew, unit of measure IT | Planned-8710XB | Y | Y | Y | Y | Y
M3NHFScheduleOfRatesCode | Planned/Fire Alarm:Renew Break Glass Unit | Planned - Fire Alarm:Renew Break Glass Unit, unit of measure NO | Planned-8711AA | Y | Y | Y | Y | Y
M3NHFScheduleOfRatesCode | Planned/Fire Alarm:Renew Xenon Flasher | Planned - Fire Alarm:Renew Xenon Flasher, unit of measure NO | Planned-8711BA | Y | Y | Y | Y | Y
M3NHFScheduleOfRatesCode | Planned/Fire Alarm:Renew 150Mm Bell | Planned - Fire Alarm:Renew 150Mm Bell, unit of measure NO | Planned-8711CA | Y | Y | Y | Y | Y
M3NHFScheduleOfRatesCode | Planned/Fire Alarm:Renew 225Mm Bell | Planned - Fire Alarm:Renew 225Mm Bell, unit of measure NO | Planned-8711CB | Y | Y | Y | Y | Y
M3NHFScheduleOfRatesCode | Planned/Fire Alarm:Renew Buzzer | Planned - Fire Alarm:Renew Buzzer, unit of measure NO | Planned-8711DA | Y | Y | Y | Y | Y
M3NHFScheduleOfRatesCode | Planned/Fire Alarm:Renew Siren | Planned - Fire Alarm:Renew Siren, unit of measure NO | Planned-8711DB | Y | Y | Y | Y | Y
M3NHFScheduleOfRatesCode | Planned/Fire Alarm:Renew Warbler | Planned - Fire Alarm:Renew Warbler, unit of measure NO | Planned-8711DC | Y | Y | Y | Y | Y
M3NHFScheduleOfRatesCode | Planned/Fire Alarm:Renew Door Release Unit | Planned - Fire Alarm:Renew Door Release Unit, unit of measure NO | Planned-8711EA | Y | Y | Y | Y | Y
M3NHFScheduleOfRatesCode | Planned/Fire Alarm:Renew 6 Zones Panel | Planned - Fire Alarm:Renew 6 Zones Panel, unit of measure IT | Planned-8711FA | Y | Y | Y | Y | Y
M3NHFScheduleOfRatesCode | Planned/Fire Alarm:Install L2 Type | Planned - Fire Alarm:Install L2 Type, unit of measure IT | Planned-8711GA | Y | Y | Y | Y | Y
M3NHFScheduleOfRatesCode | Planned/Fire Alarm:Provide Break Glass Key Box | Planned - Fire Alarm:Provide Break Glass Key Box, unit of measure NO | Planned-8711HA | Y | Y | Y | Y | Y
M3NHFScheduleOfRatesCode | Planned/Fire Alarm:Install | Planned - Fire Alarm:Install, unit of measure IT | Planned-8711XA | Y | Y | Y | Y | Y
M3NHFScheduleOfRatesCode | Planned/Fire Alarm:Renew | Planned - Fire Alarm:Renew, unit of measure IT | Planned-8711XB | Y | Y | Y | Y | Y
M3NHFScheduleOfRatesCode | Planned/Fire Alarm:Electronic Door Closers | Planned - Fire Alarm:Electronic Door Closers, unit of measure NO | Planned-8711XC | Y | Y | Y | Y | Y
M3NHFScheduleOfRatesCode | Planned/Telephone:Supply And Fix Visual Aid | Planned - Telephone:Supply And Fix Visual Aid, unit of measure IT | Planned-8712AA | Y | Y | Y | Y | Y
M3NHFScheduleOfRatesCode | Planned/Thermostat:Lower Position | Planned - Thermostat:Lower Position, unit of measure IT | Planned-8713AA | Y | Y | Y | Y | Y
M3NHFScheduleOfRatesCode | Planned/Burglar Alarm:Install Any Type | Planned - Burglar Alarm:Install Any Type, unit of measure IT | Planned-8714AA | Y | Y | Y | Y | Y
M3NHFScheduleOfRatesCode | Planned/Tv Outlet:Remove, Reconnect, Refix | Planned - Tv Outlet:Remove, Reconnect, Refix, unit of measure NO | Planned-8715AA | Y | Y | Y | Y | Y
M3NHFScheduleOfRatesCode | Planned/Tv Outlet:Renew Flush Or Surface Box | Planned - Tv Outlet:Renew Flush Or Surface Box, unit of measure NO | Planned-8715BA | Y | Y | Y | Y | Y
M3NHFScheduleOfRatesCode | Planned/Tv Aerial:Rewire Coaxial Ne 10M | Planned - Tv Aerial:Rewire Coaxial Ne 10M, unit of measure IT | Planned-8715CA | Y | Y | Y | Y | Y
M3NHFScheduleOfRatesCode | Planned/Tv Aerial:Rewire Coaxial 10-20M | Planned - Tv Aerial:Rewire Coaxial 10-20M, unit of measure IT | Planned-8715CB | Y | Y | Y | Y | Y
M3NHFScheduleOfRatesCode | Planned/Tv Aerial:Rewire Coaxial Over 20M | Planned - Tv Aerial:Rewire Coaxial Over 20M, unit of measure IT | Planned-8715CD | Y | Y | Y | Y | Y
M3NHFScheduleOfRatesCode | Planned/Smoke Detector:Install Battery Operated Type | Planned - Smoke Detector:Install Battery Operated Type, unit of measure NO | Planned-8720BB | Y | Y | Y | Y | Y
M3NHFScheduleOfRatesCode | Planned/Smoke Detector:Install Mains Optical Type | Planned - Smoke Detector:Install Mains Optical Type, unit of measure NO | Planned-8720CA | Y | Y | Y | Y | Y
M3NHFScheduleOfRatesCode | Planned/Smoke Detector:Install Mains Ionisation Type | Planned - Smoke Detector:Install Mains Ionisation Type, unit of measure NO | Planned-8720DA | Y | Y | Y | Y | Y
M3NHFScheduleOfRatesCode | Planned/Smoke Detectors:Install Optical Ionisation System | Planned - Smoke Detectors:Install Optical Ionisation System, unit of measure IT | Planned-8720EA | Y | Y | Y | Y | Y
M3NHFScheduleOfRatesCode | Planned/Smoke Detector:Install Additional Detector | Planned - Smoke Detector:Install Additional Detector, unit of measure NO | Planned-8720EB | Y | Y | Y | Y | Y
M3NHFScheduleOfRatesCode | Planned/Smoke Detector:Renew With Optical Type | Planned - Smoke Detector:Renew With Optical Type, unit of measure NO | Planned-8720FA | Y | Y | Y | Y | Y
M3NHFScheduleOfRatesCode | Planned/Smoke Detector:Renew With Ionisation Type | Planned - Smoke Detector:Renew With Ionisation Type, unit of measure NO | Planned-8720FB | Y | Y | Y | Y | Y
M3NHFScheduleOfRatesCode | Planned/Smoke Detector:Install Visual Aid Type | Planned - Smoke Detector:Install Visual Aid Type, unit of measure NO | Planned-8720GA | Y | Y | Y | Y | Y
M3NHFScheduleOfRatesCode | Planned/Smoke Detector:Install Visual Aid Vibrating Pads | Planned - Smoke Detector:Install Visual Aid Vibrating Pads, unit of measure NO | Planned-8720GB | Y
M3NHFScheduleOfRatesCode | Planned/Smoke Detector:Renew With Visual Aid Type | Planned - Smoke Detector:Renew With Visual Aid Type, unit of measure NO | Planned-8720GC | Y
M3NHFScheduleOfRatesCode | Planned/Smoke Detector:Install Wireless Optical Type | Planned - Smoke Detector:Install Wireless Optical Type, unit of measure NO | Planned-8720HA | Y | Y | Y
M3NHFScheduleOfRatesCode | Planned/Smoke Detector:Install Wireless Ionisation Type | Planned - Smoke Detector:Install Wireless Ionisation Type, unit of measure NO | Planned-8720HB | Y | Y | Y
M3NHFScheduleOfRatesCode | Planned/Smoke Detectors:Install Wireless System | Planned - Smoke Detectors:Install Wireless System, unit of measure IT | Planned-8720HC | Y | Y | Y
M3NHFScheduleOfRatesCode | Planned/Smoke Detector:Install Additional Wireless | Planned - Smoke Detector:Install Additional Wireless, unit of measure NO | Planned-8720HD | Y | Y | Y
M3NHFScheduleOfRatesCode | Planned/Smoke Detector:Renew With Wireless Optical | Planned - Smoke Detector:Renew With Wireless Optical, unit of measure NO | Planned-8720JA | Y | Y | Y
M3NHFScheduleOfRatesCode | Planned/Smoke Detector:Renew With Wireless Ionisation | Planned - Smoke Detector:Renew With Wireless Ionisation, unit of measure NO | Planned-8720JB | Y | Y | Y
M3NHFScheduleOfRatesCode | Planned/Smoke/Heat Detector:Renew Circuit | Planned - Smoke/Heat Detector:Renew Circuit, unit of measure NO | Planned-8720KA | Y
M3NHFScheduleOfRatesCode | Planned/Smoke/Heat Detector:Renew Circuit Disabled | Planned - Smoke/Heat Detector:Renew Circuit Disabled, unit of measure NO | Planned-8720KB | Y
M3NHFScheduleOfRatesCode | Planned/Heat Detector:Install | Planned - Heat Detector:Install, unit of measure NO | Planned-8721AA | Y | Y | Y | Y | Y
M3NHFScheduleOfRatesCode | Planned/Heat Detector:Install Wireless | Planned - Heat Detector:Install Wireless, unit of measure NO | Planned-8721CA | Y | Y | Y
M3NHFScheduleOfRatesCode | Planned/Heat Detector:Service And Overhaul Hard Wire | Planned - Heat Detector:Service And Overhaul Hard Wire, unit of measure IT | Planned-8721CB | Y
M3NHFScheduleOfRatesCode | Planned/Carbon Monoxide Detector:Install Mains Operated | Planned - Carbon Monoxide Detector:Install Mains Operated, unit of measure NO | Planned-8722AA | Y | Y | Y | Y | Y
M3NHFScheduleOfRatesCode | Planned/Carbon Monoxide Detector:Install Battery Type | Planned - Carbon Monoxide Detector:Install Battery Type, unit of measure NO | Planned-8722BA | Y | Y | Y | Y | Y
M3NHFScheduleOfRatesCode | Planned/Carbon Monoxide Detector:Install Wireless | Planned - Carbon Monoxide Detector:Install Wireless, unit of measure NO | Planned-8722CA | Y | Y | Y
M3NHFScheduleOfRatesCode | Planned/Gas Detector:Install | Planned - Gas Detector:Install, unit of measure NO | Planned-8723AA | Y | Y | Y | Y
M3NHFScheduleOfRatesCode | Planned/Gas Detector:Install Wireless | Planned - Gas Detector:Install Wireless, unit of measure NO | Planned-8723BA | Y | Y | Y
M3NHFScheduleOfRatesCode | Planned/Time Switch:Renew Switch Clock | Planned - Time Switch:Renew Switch Clock, unit of measure NO | Planned-8801AA | Y | Y | Y | Y | Y
M3NHFScheduleOfRatesCode | Planned/Time Switch:Renew Photo Electric Type | Planned - Time Switch:Renew Photo Electric Type, unit of measure NO | Planned-8801BA | Y | Y | Y | Y | Y
M3NHFScheduleOfRatesCode | Planned/Time Switch:Renew With Photo Electric Type | Planned - Time Switch:Renew With Photo Electric Type, unit of measure NO | Planned-8801CA | Y | Y | Y | Y | Y
M3NHFScheduleOfRatesCode | Planned/Time Switch:Renew Passive Infra Red | Planned - Time Switch:Renew Passive Infra Red, unit of measure NO | Planned-8801DA | Y | Y | Y | Y | Y
M3NHFScheduleOfRatesCode | Planned/Light:Install Pir Unit Complete | Planned - Light:Install Pir Unit Complete, unit of measure NO | Planned-8801EA | Y | Y | Y | Y | Y
M3NHFScheduleOfRatesCode | Planned/Switch:Renew With Time Lag Switch | Planned - Switch:Renew With Time Lag Switch, unit of measure NO | Planned-8801FA | Y | Y | Y | Y | Y
M3NHFScheduleOfRatesCode | Planned/Landlords Lighting:Renew External | Planned - Landlords Lighting:Renew External, unit of measure IT | Planned-8801XA | Y | Y | Y | Y | Y
M3NHFScheduleOfRatesCode | Planned/Landlords Lighting:Renew Internal | Planned - Landlords Lighting:Renew Internal, unit of measure IT | Planned-8801XB | Y | Y | Y | Y | Y
M3NHFScheduleOfRatesCode | Planned/Emergency Lighting:Renew Self Contained Fitting | Planned - Emergency Lighting:Renew Self Contained Fitting, unit of measure NO | Planned-8810AA | Y | Y | Y | Y | Y
M3NHFScheduleOfRatesCode | Planned/Emergency Lighting:Renew Exit Sign | Planned - Emergency Lighting:Renew Exit Sign, unit of measure NO | Planned-8810BA | Y | Y | Y | Y | Y
M3NHFScheduleOfRatesCode | Planned/Emergency Lighting:Install/Renew | Planned - Emergency Lighting:Install/Renew, unit of measure IT | Planned-8810XA | Y | Y | Y | Y | Y
M3NHFScheduleOfRatesCode | Planned/Warden Call System:Install | Planned - Warden Call System:Install, unit of measure IT | Planned-8812XA | Y | Y | Y | Y | Y
M3NHFScheduleOfRatesCode | Planned/Electric Cooker:Renewal 4 Plate Type | Planned - Electric Cooker:Renewal 4 Plate Type, unit of measure NO | Planned-8820AA | Y | Y | Y | Y | Y
M3NHFScheduleOfRatesCode | Planned/Electric Cooker:Renew 2 Plate Type Hob Unit | Planned - Electric Cooker:Renew 2 Plate Type Hob Unit, unit of measure NO | Planned-8820AB | Y | Y | Y | Y | Y
M3NHFScheduleOfRatesCode | Planned/Electric Cooker:Renew Built In Hob Unit | Planned - Electric Cooker:Renew Built In Hob Unit, unit of measure NO | Planned-8820ZB | Y | Y | Y | Y | Y
M3NHFScheduleOfRatesCode | Planned/Electric Cooker:Renew Built In Oven Unit | Planned - Electric Cooker:Renew Built In Oven Unit, unit of measure NO | Planned-8820ZC | Y | Y | Y | Y | Y
M3NHFScheduleOfRatesCode | Planned/Washing Machine:Renew | Planned - Washing Machine:Renew, unit of measure NO | Planned-8821AA | Y | Y | Y | Y | Y
M3NHFScheduleOfRatesCode | Planned/Tumble Dryer:Renew | Planned - Tumble Dryer:Renew, unit of measure NO | Planned-8821BA | Y | Y | Y | Y | Y
M3NHFScheduleOfRatesCode | Planned/Refrigerator:Renew Ne 150 Litre | Planned - Refrigerator:Renew Ne 150 Litre, unit of measure NO | Planned-8822AA | Y | Y | Y | Y | Y
M3NHFScheduleOfRatesCode | Planned/Refrigerator:Renew Ne 200 Litre | Planned - Refrigerator:Renew Ne 200 Litre, unit of measure NO | Planned-8822AB | Y | Y | Y | Y | Y
M3NHFScheduleOfRatesCode | Planned/Refrigerator:Renew Ne 300 Litre | Planned - Refrigerator:Renew Ne 300 Litre, unit of measure NO | Planned-8822AC | Y | Y | Y | Y | Y
M3NHFScheduleOfRatesCode | Planned/Deep Freeze:Renew 200 Litre | Planned - Deep Freeze:Renew 200 Litre, unit of measure NO | Planned-8823AA | Y | Y | Y | Y | Y
M3NHFScheduleOfRatesCode | Planned/Deep Freeze:Renew 350 Litre | Planned - Deep Freeze:Renew 350 Litre, unit of measure NO | Planned-8823AB | Y | Y | Y | Y | Y
M3NHFScheduleOfRatesCode | Planned/Dishwashing Machine:Renew Freestanding | Planned - Dishwashing Machine:Renew Freestanding, unit of measure NO | Planned-8826AA | Y | Y | Y
M3NHFScheduleOfRatesCode | Planned/Dishwashing Machine:Renew Integrated | Planned - Dishwashing Machine:Renew Integrated, unit of measure NO | Planned-8826AB | Y | Y | Y
M3NHFScheduleOfRatesCode | Planned/Earth:Install Earthbond Complete | Planned - Earth:Install Earthbond Complete, unit of measure IT | Planned-8920AA | Y | Y | Y | Y | Y
M3NHFScheduleOfRatesCode | Planned/Earth:Cross Bond Plumbing | Planned - Earth:Cross Bond Plumbing, unit of measure IT | Planned-8920AB | Y | Y | Y | Y
M3NHFScheduleOfRatesCode | Planned/Earth:Renew Main Equipotential Bonding | Planned - Earth:Renew Main Equipotential Bonding, unit of measure IT | Planned-8920AC | Y | Y | Y | Y
M3NHFScheduleOfRatesCode | Planned/Earth:Cross Bond Bathroom/Wetroom | Planned - Earth:Cross Bond Bathroom/Wetroom, unit of measure IT | Planned-8920AD | Y | Y | Y | Y
M3NHFScheduleOfRatesCode | Planned/Earth:Supplementary Equipotential Bonding Any Item | Planned - Earth:Supplementary Equipotential Bonding Any Item, unit of measure IT | Planned-8920AE | Y | Y | Y | Y
M3NHFScheduleOfRatesCode | Planned/Test:Occupied Property Certificate | Planned - Test:Occupied Property Certificate, unit of measure IT | Planned-8950AA | Y | Y | Y | Y | Y
M3NHFScheduleOfRatesCode | Planned/Test:Occupied Property Post Repairs Certificate | Planned - Test:Occupied Property Post Repairs Certificate, unit of measure IT | Planned-8950BA | Y | Y | Y | Y | Y
M3NHFScheduleOfRatesCode | Planned/Test:Occupied Property And Report | Planned - Test:Occupied Property And Report, unit of measure IT | Planned-8950CA | Y | Y | Y | Y | Y
M3NHFScheduleOfRatesCode | Planned/Portable Appliance:Annual Test - Only Item | Planned - Portable Appliance:Annual Test - Only Item, unit of measure NO | Planned-8955AA | Y | Y | Y | Y | Y
M3NHFScheduleOfRatesCode | Planned/Portable Appliance:Annual Test - 2-3 Items | Planned - Portable Appliance:Annual Test - 2-3 Items, unit of measure NO | Planned-8955AB | Y | Y | Y | Y | Y
M3NHFScheduleOfRatesCode | Planned/Portable Appliance:Annual Test - 4-10 Items | Planned - Portable Appliance:Annual Test - 4-10 Items, unit of measure NO | Planned-8955AC | Y | Y | Y | Y | Y
M3NHFScheduleOfRatesCode | Planned/Portable Appliance:Annual Test - Over 10 Items | Planned - Portable Appliance:Annual Test - Over 10 Items, unit of measure NO | Planned-8955AD | Y | Y | Y | Y | Y
M3NHFScheduleOfRatesCode | Planned/Test:Unoccupied Property Certificate | Planned - Test:Unoccupied Property Certificate, unit of measure IT | Planned-8960AA | Y | Y | Y | Y | Y
M3NHFScheduleOfRatesCode | Planned/Test:Unoccupied Property Report | Planned - Test:Unoccupied Property Report, unit of measure IT | Planned-8960BA | Y | Y | Y | Y | Y
M3NHFScheduleOfRatesCode | Planned/Socket:Raise Height-Mini Trunk Or Kit | Planned - Socket:Raise Height-Mini Trunk Or Kit, unit of measure IT | Planned-9220EA | Y | Y | Y | Y | Y
M3NHFScheduleOfRatesCode | Planned/Socket:Lower Height-Mini Trunk Or Kit | Planned - Socket:Lower Height-Mini Trunk Or Kit, unit of measure IT | Planned-9220EB | Y
M3NHFScheduleOfRatesCode | Planned/Taps:Install Basin Levers - Pair | Planned - Taps:Install Basin Levers - Pair, unit of measure IT | Planned-9520AA | Y | Y | Y | Y | Y
M3NHFScheduleOfRatesCode | Planned/Seat:Supply And Fix Hinged With Leg | Planned - Seat:Supply And Fix Hinged With Leg, unit of measure NO | Planned-9610AB | Y | Y | Y | Y | Y
M3NHFScheduleOfRatesCode | Planned/Soap Dish:Supply And Fix Wheelchair Height | Planned - Soap Dish:Supply And Fix Wheelchair Height, unit of measure NO | Planned-9620AA | Y | Y | Y | Y | Y
M3NHFScheduleOfRatesCode | Planned/Unit:Remove Any Unit And Clear Away | Planned - Unit:Remove Any Unit And Clear Away, unit of measure NO | Planned-9700AA | Y | Y | Y | Y | Y
M3NHFScheduleOfRatesCode | Planned/Base Unit:Supply 300Mm Long Adjustable Height | Planned - Base Unit:Supply 300Mm Long Adjustable Height, unit of measure NO | Planned-9700BA | Y | Y | Y | Y | Y
M3NHFScheduleOfRatesCode | Planned/Base Unit:Supply 400Mm Long Adjustable Height | Planned - Base Unit:Supply 400Mm Long Adjustable Height, unit of measure NO | Planned-9700BB | Y | Y | Y | Y | Y
M3NHFScheduleOfRatesCode | Planned/Base Unit:Supply 500Mm Long Adjustable Height | Planned - Base Unit:Supply 500Mm Long Adjustable Height, unit of measure NO | Planned-9700BC | Y | Y | Y | Y | Y
M3NHFScheduleOfRatesCode | Planned/Base Unit:Supply 600Mm Long Adjustable Height | Planned - Base Unit:Supply 600Mm Long Adjustable Height, unit of measure NO | Planned-9700BD | Y | Y | Y | Y | Y
M3NHFScheduleOfRatesCode | Planned/Base Unit:Supply 1000Mm Long Adjustable Height | Planned - Base Unit:Supply 1000Mm Long Adjustable Height, unit of measure NO | Planned-9700BE | Y | Y | Y | Y | Y
M3NHFScheduleOfRatesCode | Planned/Sink Top:Renew Adjustable Height Complete | Planned - Sink Top:Renew Adjustable Height Complete, unit of measure NO | Planned-9700CA | Y | Y | Y | Y | Y
M3NHFScheduleOfRatesCode | Planned/Wall Unit:Supply 300Mm Long Adjustable Height | Planned - Wall Unit:Supply 300Mm Long Adjustable Height, unit of measure NO | Planned-9700DA | Y | Y | Y | Y | Y
M3NHFScheduleOfRatesCode | Planned/Wall Unit:Supply 400Mm Long Adjustable Height | Planned - Wall Unit:Supply 400Mm Long Adjustable Height, unit of measure NO | Planned-9700DB | Y | Y | Y | Y | Y
M3NHFScheduleOfRatesCode | Planned/Wall Unit:Supply 500Mm Long Adjustable Height | Planned - Wall Unit:Supply 500Mm Long Adjustable Height, unit of measure NO | Planned-9700DC | Y | Y | Y | Y | Y
M3NHFScheduleOfRatesCode | Planned/Wall Unit:Supply 600Mm Long Adjustable Height | Planned - Wall Unit:Supply 600Mm Long Adjustable Height, unit of measure NO | Planned-9700DD | Y | Y | Y | Y | Y
M3NHFScheduleOfRatesCode | Planned/Wall Unit:Supply 1000Mm Long Adjustable Height | Planned - Wall Unit:Supply 1000Mm Long Adjustable Height, unit of measure NO | Planned-9700DE | Y | Y | Y | Y | Y
M3NHFScheduleOfRatesCode | Planned/Angle Trim:Fix Saa Angle Trim | Planned - Angle Trim:Fix Saa Angle Trim, unit of measure NO | Planned-9700EA | Y
M3NHFScheduleOfRatesCode | Planned/Disabled Ramp:Construct Timber Ramp | Planned - Disabled Ramp:Construct Timber Ramp, unit of measure LM | Planned-9700EB | Y
M3NHFScheduleOfRatesCode | Planned/Step:Form Half Step-Concrete | Planned - Step:Form Half Step-Concrete, unit of measure IT | Planned-9700EC | Y
M3NHFScheduleOfRatesCode | Planned/Step:Form Half Step-Timber/Ply | Planned - Step:Form Half Step-Timber/Ply, unit of measure IT | Planned-9700ED | Y
M3NHFScheduleOfRatesCode | Responsive/Kerb:Lay New 127X254Mm Pcc Kerb | Responsive - Kerb:Lay New 127X254Mm Pcc Kerb, unit of measure LM | Responsive-001101 | Y | Y | Y | Y | Y
M3NHFScheduleOfRatesCode | Responsive/Kerb:Renew 127X254Mm Pcc Kerb | Responsive - Kerb:Renew 127X254Mm Pcc Kerb, unit of measure LM | Responsive-001103 | Y | Y | Y | Y | Y
M3NHFScheduleOfRatesCode | Responsive/Kerb:Rebed Any Type Of Pcc Kerb | Responsive - Kerb:Rebed Any Type Of Pcc Kerb, unit of measure LM | Responsive-001105 | Y | Y | Y | Y | Y
M3NHFScheduleOfRatesCode | Responsive/Channel:Renew Ne 250X125Mm | Responsive - Channel:Renew Ne 250X125Mm, unit of measure LM | Responsive-001301 | Y | Y | Y | Y | Y
M3NHFScheduleOfRatesCode | Responsive/Channel:Rebed Ne 250X125Mm | Responsive - Channel:Rebed Ne 250X125Mm, unit of measure LM | Responsive-001303 | Y | Y | Y | Y | Y
M3NHFScheduleOfRatesCode | Responsive/Edging:Lay 50X152Mm Pcc Edging | Responsive - Edging:Lay 50X152Mm Pcc Edging, unit of measure LM | Responsive-001501 | Y | Y | Y | Y | Y
M3NHFScheduleOfRatesCode | Responsive/Edging:Renew 50X152Mm Pcc Edging | Responsive - Edging:Renew 50X152Mm Pcc Edging, unit of measure LM | Responsive-001503 | Y | Y | Y | Y | Y
M3NHFScheduleOfRatesCode | Responsive/Edging:Rebed Straight And Curved Pcc Edging | Responsive - Edging:Rebed Straight And Curved Pcc Edging, unit of measure LM | Responsive-001505 | Y | Y | Y | Y | Y
M3NHFScheduleOfRatesCode | Responsive/Edging:Renew 25X150Mm Timber | Responsive - Edging:Renew 25X150Mm Timber, unit of measure LM | Responsive-001507 | Y | Y | Y | Y | Y
M3NHFScheduleOfRatesCode | Responsive/Path:Excavate Lay Ne 100Mm Concrete Bed | Responsive - Path:Excavate Lay Ne 100Mm Concrete Bed, unit of measure SM | Responsive-003003 | Y | Y | Y | Y | Y
M3NHFScheduleOfRatesCode | Responsive/Path:Renew Ne 100Mm Concrete Bed And Sub-Base | Responsive - Path:Renew Ne 100Mm Concrete Bed And Sub-Base, unit of measure SM | Responsive-003007 | Y | Y | Y | Y | Y
M3NHFScheduleOfRatesCode | Responsive/Finish:Extra For Non-Slip Finish To Path | Responsive - Finish:Extra For Non-Slip Finish To Path, unit of measure SM | Responsive-003009 | Y | Y | Y | Y | Y
M3NHFScheduleOfRatesCode | Responsive/Path/Base:Remove And Infill With Topsoil | Responsive - Path/Base:Remove And Infill With Topsoil, unit of measure SM | Responsive-003011 | Y | Y | Y | Y | Y
M3NHFScheduleOfRatesCode | Responsive/Path/Base:Remove | Responsive - Path/Base:Remove, unit of measure SM | Responsive-003013 | Y
M3NHFScheduleOfRatesCode | Responsive/Path/Base:Remove And Infill With Gravel | Responsive - Path/Base:Remove And Infill With Gravel, unit of measure SM | Responsive-003015 | Y
M3NHFScheduleOfRatesCode | Responsive/Macadam:Excavate And Lay 70Mm Paving | Responsive - Macadam:Excavate And Lay 70Mm Paving, unit of measure SM | Responsive-005001 | Y | Y | Y | Y | Y
M3NHFScheduleOfRatesCode | Responsive/Macadam:Renew 70Mm Paving | Responsive - Macadam:Renew 70Mm Paving, unit of measure SM | Responsive-005003 | Y | Y | Y | Y | Y
M3NHFScheduleOfRatesCode | Responsive/Macadam:Repair Pot Hole Ne 50Mm Deep | Responsive - Macadam:Repair Pot Hole Ne 50Mm Deep, unit of measure IT | Responsive-005051 | Y
M3NHFScheduleOfRatesCode | Responsive/Macadam:Repair Pot Hole Ne 75Mm Deep | Responsive - Macadam:Repair Pot Hole Ne 75Mm Deep, unit of measure IT | Responsive-005053 | Y
M3NHFScheduleOfRatesCode | Responsive/Macadam:Repair Pot Hole Ne 100Mm Deep | Responsive - Macadam:Repair Pot Hole Ne 100Mm Deep, unit of measure IT | Responsive-005055 | Y
M3NHFScheduleOfRatesCode | Responsive/Flag:Excavate And Lay New Precast Concrete 50Mm | Responsive - Flag:Excavate And Lay New Precast Concrete 50Mm, unit of measure SM | Responsive-007001 | Y | Y | Y | Y | Y
M3NHFScheduleOfRatesCode | Responsive/Flag:Lift And Rebed Single Pcc Paving | Responsive - Flag:Lift And Rebed Single Pcc Paving, unit of measure NO | Responsive-007005 | Y | Y | Y | Y | Y
M3NHFScheduleOfRatesCode | Responsive/Flags:Lift And Rebed Pcc Paving | Responsive - Flags:Lift And Rebed Pcc Paving, unit of measure SM | Responsive-007007 | Y | Y | Y | Y | Y
M3NHFScheduleOfRatesCode | Responsive/Flag:Renew Single Pcc Paving | Responsive - Flag:Renew Single Pcc Paving, unit of measure NO | Responsive-007009 | Y | Y | Y | Y | Y
M3NHFScheduleOfRatesCode | Responsive/Flags:Renew Pcc Paving | Responsive - Flags:Renew Pcc Paving, unit of measure SM | Responsive-007011 | Y | Y | Y | Y | Y
M3NHFScheduleOfRatesCode | Responsive/Flag:Repoint Pcc Paving | Responsive - Flag:Repoint Pcc Paving, unit of measure SM | Responsive-007019 | Y | Y | Y | Y | Y
M3NHFScheduleOfRatesCode | Responsive/Flag:Fillet Point Joint To Wall | Responsive - Flag:Fillet Point Joint To Wall, unit of measure LM | Responsive-007021 | Y | Y | Y | Y | Y
M3NHFScheduleOfRatesCode | Responsive/Paving:Rebed Brick Paving-Mortar Or Sand | Responsive - Paving:Rebed Brick Paving-Mortar Or Sand, unit of measure SM | Responsive-009001 | Y | Y | Y | Y | Y
M3NHFScheduleOfRatesCode | Responsive/Paving:Renew Brick Paving-Mortar Or Sand | Responsive - Paving:Renew Brick Paving-Mortar Or Sand, unit of measure SM | Responsive-009005 | Y | Y | Y | Y | Y
M3NHFScheduleOfRatesCode | Responsive/Paving:Lay New Brick Paving-Mortar Or Sand | Responsive - Paving:Lay New Brick Paving-Mortar Or Sand, unit of measure SM | Responsive-009009 | Y | Y | Y | Y | Y
M3NHFScheduleOfRatesCode | Responsive/Paving:Regrout With Sand | Responsive - Paving:Regrout With Sand, unit of measure SM | Responsive-009011 | Y
M3NHFScheduleOfRatesCode | Responsive/Paving:Renew Gravel Paving 30Mm | Responsive - Paving:Renew Gravel Paving 30Mm, unit of measure SM | Responsive-009013 | Y | Y | Y | Y | Y
M3NHFScheduleOfRatesCode | Responsive/Paving:Temporary Concrete Repair | Responsive - Paving:Temporary Concrete Repair, unit of measure IT | Responsive-011001 | Y | Y | Y | Y | Y
M3NHFScheduleOfRatesCode | Responsive/Hardcore:Additional Sub-Base Or Bed Ne 150 | Responsive - Hardcore:Additional Sub-Base Or Bed Ne 150, unit of measure SM | Responsive-011101 | Y | Y | Y | Y | Y
M3NHFScheduleOfRatesCode | Responsive/Excavation:Remove Topsoil 150Mm Move Ne 20M | Responsive - Excavation:Remove Topsoil 150Mm Move Ne 20M, unit of measure SM | Responsive-011501 | Y
M3NHFScheduleOfRatesCode | Responsive/Excavation:Remove Topsoil 150Mm Move Ne 50M | Responsive - Excavation:Remove Topsoil 150Mm Move Ne 50M, unit of measure SM | Responsive-011503 | Y
M3NHFScheduleOfRatesCode | Responsive/Excavation:Reduce Levels Ne 150Mm Dispose | Responsive - Excavation:Reduce Levels Ne 150Mm Dispose, unit of measure SM | Responsive-011505 | Y
M3NHFScheduleOfRatesCode | Responsive/Excavation:Reduce Levels 150-300Mm Dispose | Responsive - Excavation:Reduce Levels 150-300Mm Dispose, unit of measure SM | Responsive-011507 | Y
M3NHFScheduleOfRatesCode | Responsive/Excavation:Reduce Levels 300-450Mm Dispose | Responsive - Excavation:Reduce Levels 300-450Mm Dispose, unit of measure SM | Responsive-011509 | Y
M3NHFScheduleOfRatesCode | Responsive/Excavation:Reduce Levels Over 450Mm Dispose | Responsive - Excavation:Reduce Levels Over 450Mm Dispose, unit of measure CM | Responsive-011511 | Y
M3NHFScheduleOfRatesCode | Responsive/Top Soil:Excavate Spoilheap 20M And Spread | Responsive - Top Soil:Excavate Spoilheap 20M And Spread, unit of measure SM | Responsive-011513 | Y
M3NHFScheduleOfRatesCode | Responsive/Top Soil:Excavate Spoilheap 50M And Spread | Responsive - Top Soil:Excavate Spoilheap 50M And Spread, unit of measure SM | Responsive-011515 | Y
M3NHFScheduleOfRatesCode | Responsive/Top Soil:Excavate Spoilheap 20M Spread Rotavate | Responsive - Top Soil:Excavate Spoilheap 20M Spread Rotavate, unit of measure SM | Responsive-011517 | Y
M3NHFScheduleOfRatesCode | Responsive/Top Soil:Excavate Spoilheap 50M Spread Rotavate | Responsive - Top Soil:Excavate Spoilheap 50M Spread Rotavate, unit of measure SM | Responsive-011519 | Y
M3NHFScheduleOfRatesCode | Responsive/Imported Topsoil:Deposit And Spread | Responsive - Imported Topsoil:Deposit And Spread, unit of measure SM | Responsive-011521 | Y
M3NHFScheduleOfRatesCode | Responsive/Garden Area:Clear Cultivate | Responsive - Garden Area:Clear Cultivate, unit of measure SM | Responsive-011523 | Y
M3NHFScheduleOfRatesCode | Responsive/Garden Area:Apply Grass Seeds | Responsive - Garden Area:Apply Grass Seeds, unit of measure SM | Responsive-011525 | Y
M3NHFScheduleOfRatesCode | Responsive/Step:Form Or Renew Step In Concrete Paving | Responsive - Step:Form Or Renew Step In Concrete Paving, unit of measure IT | Responsive-013001 | Y | Y | Y | Y | Y
M3NHFScheduleOfRatesCode | Responsive/Step:Form Or Renew Pcc Step In Paving | Responsive - Step:Form Or Renew Pcc Step In Paving, unit of measure IT | Responsive-013005 | Y | Y | Y | Y | Y
M3NHFScheduleOfRatesCode | Responsive/Step:Form Brick-On-Edge Step | Responsive - Step:Form Brick-On-Edge Step, unit of measure LM | Responsive-013009 | Y | Y | Y | Y | Y
M3NHFScheduleOfRatesCode | Responsive/Step:Repair Damaged Concrete | Responsive - Step:Repair Damaged Concrete, unit of measure IT | Responsive-013011 | Y | Y | Y | Y | Y
M3NHFScheduleOfRatesCode | Responsive/Step:Refix And Bed Loose Step | Responsive - Step:Refix And Bed Loose Step, unit of measure IT | Responsive-013013 | Y | Y | Y | Y | Y
M3NHFScheduleOfRatesCode | Responsive/Ramp:Construct Concrete Ramp | Responsive - Ramp:Construct Concrete Ramp, unit of measure LM | Responsive-013015 | Y | Y | Y | Y | Y
M3NHFScheduleOfRatesCode | Responsive/Floor:Renew Internal Concrete Insulation | Responsive - Floor:Renew Internal Concrete Insulation, unit of measure SM | Responsive-015003 | Y | Y | Y | Y | Y
M3NHFScheduleOfRatesCode | Responsive/Floor:New Internal Concrete With Insulation | Responsive - Floor:New Internal Concrete With Insulation, unit of measure SM | Responsive-015007 | Y | Y | Y | Y | Y
M3NHFScheduleOfRatesCode | Responsive/Floor:Hardcore Fill Under Floor | Responsive - Floor:Hardcore Fill Under Floor, unit of measure CM | Responsive-015501 | Y | Y | Y | Y | Y
M3NHFScheduleOfRatesCode | Responsive/Fencing:Renew Ne 1.2M Board Pcc Post Gravel Board | Responsive - Fencing:Renew Ne 1.2M Board Pcc Post Gravel Board, unit of measure LM | Responsive-017110 | Y | Y | Y | Y | Y
M3NHFScheduleOfRatesCode | Responsive/Fencing:Renew Ne 1.2M Board Timber Post | Responsive - Fencing:Renew Ne 1.2M Board Timber Post, unit of measure LM | Responsive-017111 | Y | Y | Y | Y | Y
M3NHFScheduleOfRatesCode | Responsive/Fencing:Renew Ne 1.8M Board Pcc Post | Responsive - Fencing:Renew Ne 1.8M Board Pcc Post, unit of measure LM | Responsive-017113 | Y | Y | Y | Y | Y
M3NHFScheduleOfRatesCode | Responsive/Fencing:Renew Ne 1.8M Board Pcc Post Gravel Board | Responsive - Fencing:Renew Ne 1.8M Board Pcc Post Gravel Board, unit of measure LM | Responsive-017114 | Y | Y | Y | Y | Y
M3NHFScheduleOfRatesCode | Responsive/Fencing:Renew Softwood Rail | Responsive - Fencing:Renew Softwood Rail, unit of measure NO | Responsive-017117 | Y | Y | Y | Y | Y
M3NHFScheduleOfRatesCode | Responsive/Fencing:Renew 2Nd And 3Rd Rail | Responsive - Fencing:Renew 2Nd And 3Rd Rail, unit of measure NO | Responsive-017119 | Y | Y | Y | Y | Y
M3NHFScheduleOfRatesCode | Responsive/Fencing:Renew Vertical Board Ne 1.05M | Responsive - Fencing:Renew Vertical Board Ne 1.05M, unit of measure NO | Responsive-017121 | Y | Y | Y | Y | Y
M3NHFScheduleOfRatesCode | Responsive/Fencing:Renew Run Of Vertical Board Ne 1.05M | Responsive - Fencing:Renew Run Of Vertical Board Ne 1.05M, unit of measure LM | Responsive-017122 | Y | Y | Y | Y | Y
M3NHFScheduleOfRatesCode | Responsive/Fencing:Renew Vertical Board Ne 1.675M | Responsive - Fencing:Renew Vertical Board Ne 1.675M, unit of measure NO | Responsive-017123 | Y | Y | Y | Y | Y
M3NHFScheduleOfRatesCode | Responsive/Fencing:Renew Run Of Vertical Board Ne 1.675M | Responsive - Fencing:Renew Run Of Vertical Board Ne 1.675M, unit of measure LM | Responsive-017124 | Y | Y | Y | Y | Y
M3NHFScheduleOfRatesCode | Responsive/Fencing:Remove Board Fence | Responsive - Fencing:Remove Board Fence, unit of measure LM | Responsive-017125 | Y | Y | Y | Y | Y
M3NHFScheduleOfRatesCode | Responsive/Fencing:Renew Timber Gravel Board | Responsive - Fencing:Renew Timber Gravel Board, unit of measure NO | Responsive-017127 | Y | Y | Y | Y | Y
M3NHFScheduleOfRatesCode | Responsive/Fencing:Renew Pcc Gravel Board | Responsive - Fencing:Renew Pcc Gravel Board, unit of measure NO | Responsive-017128 | Y | Y | Y | Y | Y
M3NHFScheduleOfRatesCode | Responsive/Fencing:Renew Chestnut Ne 1.5M And Posts | Responsive - Fencing:Renew Chestnut Ne 1.5M And Posts, unit of measure LM | Responsive-017201 | Y | Y | Y | Y | Y
M3NHFScheduleOfRatesCode | Responsive/Fencing:Renew Chestnut Ne 1.5M | Responsive - Fencing:Renew Chestnut Ne 1.5M, unit of measure LM | Responsive-017205 | Y | Y | Y | Y | Y
M3NHFScheduleOfRatesCode | Responsive/Fencing:Remove Damaged Chestnut | Responsive - Fencing:Remove Damaged Chestnut, unit of measure LM | Responsive-017209 | Y | Y | Y | Y | Y
M3NHFScheduleOfRatesCode | Responsive/Fencing:Renew Individual Chestnut Pale | Responsive - Fencing:Renew Individual Chestnut Pale, unit of measure NO | Responsive-017211 | Y | Y | Y | Y | Y
M3NHFScheduleOfRatesCode | Responsive/Fencing:Line Wire Support | Responsive - Fencing:Line Wire Support, unit of measure LM | Responsive-017213 | Y | Y | Y | Y | Y
M3NHFScheduleOfRatesCode | Responsive/Fencing:Renew 75Mm Strain Post | Responsive - Fencing:Renew 75Mm Strain Post, unit of measure NO | Responsive-017215 | Y | Y | Y | Y | Y
M3NHFScheduleOfRatesCode | Responsive/Fencing:Renew 1.8M High Panel | Responsive - Fencing:Renew 1.8M High Panel, unit of measure NO | Responsive-017301 | Y | Y | Y | Y | Y
M3NHFScheduleOfRatesCode | Responsive/Fencing:Renew 1.2M High Panel | Responsive - Fencing:Renew 1.2M High Panel, unit of measure NO | Responsive-017302 | Y | Y | Y | Y | Y
M3NHFScheduleOfRatesCode | Responsive/Fencing:Erect 1.8M High Panel With Timber Posts | Responsive - Fencing:Erect 1.8M High Panel With Timber Posts, unit of measure LM | Responsive-017303 | Y | Y | Y | Y | Y
M3NHFScheduleOfRatesCode | Responsive/Fencing:Erect 1.2M High Panel With Timber Posts | Responsive - Fencing:Erect 1.2M High Panel With Timber Posts, unit of measure LM | Responsive-017304 | Y | Y | Y | Y | Y
M3NHFScheduleOfRatesCode | Responsive/Fencing:Erect 1.8M High Panel With Pcc Posts | Responsive - Fencing:Erect 1.8M High Panel With Pcc Posts, unit of measure LM | Responsive-017305 | Y | Y | Y | Y | Y
M3NHFScheduleOfRatesCode | Responsive/Fencing:Erect 1.2M High Panel With Pcc Posts | Responsive - Fencing:Erect 1.2M High Panel With Pcc Posts, unit of measure LM | Responsive-017306 | Y | Y | Y | Y | Y
M3NHFScheduleOfRatesCode | Responsive/Fencing:Remove Panel Fence Complete | Responsive - Fencing:Remove Panel Fence Complete, unit of measure LM | Responsive-017307 | Y | Y | Y | Y | Y
M3NHFScheduleOfRatesCode | Responsive/Fencing:Renew 1.2M Wide Panel | Responsive - Fencing:Renew 1.2M Wide Panel, unit of measure NO | Responsive-017308 | Y | Y | Y | Y | Y
M3NHFScheduleOfRatesCode | Responsive/Fencing:Renew 0.9M High Panel | Responsive - Fencing:Renew 0.9M High Panel, unit of measure NO | Responsive-017314 | Y | Y | Y | Y | Y
M3NHFScheduleOfRatesCode | Responsive/Fencing:Erect 0.9M High Panel With Timber Posts | Responsive - Fencing:Erect 0.9M High Panel With Timber Posts, unit of measure LM | Responsive-017316 | Y | Y | Y | Y | Y
M3NHFScheduleOfRatesCode | Responsive/Fencing:Erect 0.9M High Panel With Pcc Posts | Responsive - Fencing:Erect 0.9M High Panel With Pcc Posts, unit of measure LM | Responsive-017318 | Y | Y | Y | Y | Y
M3NHFScheduleOfRatesCode | Responsive/Fencing:Renew 0.9M High Panel With Timber Posts | Responsive - Fencing:Renew 0.9M High Panel With Timber Posts, unit of measure LM | Responsive-017319 | Y
M3NHFScheduleOfRatesCode | Responsive/Fencing:Renew 1.2M High Panel With Timber Posts | Responsive - Fencing:Renew 1.2M High Panel With Timber Posts, unit of measure LM | Responsive-017321 | Y
M3NHFScheduleOfRatesCode | Responsive/Fencing:Renew 1.8M High Panel With Timber Posts | Responsive - Fencing:Renew 1.8M High Panel With Timber Posts, unit of measure LM | Responsive-017323 | Y
M3NHFScheduleOfRatesCode | Responsive/Fencing:Renew 0.9M High Panel With Pcc Posts | Responsive - Fencing:Renew 0.9M High Panel With Pcc Posts, unit of measure LM | Responsive-017325 | Y
M3NHFScheduleOfRatesCode | Responsive/Fencing:Renew 1.8M High Panel With Pcc Posts | Responsive - Fencing:Renew 1.8M High Panel With Pcc Posts, unit of measure LM | Responsive-017327 | Y
M3NHFScheduleOfRatesCode | Responsive/Fencing:Renew 1.2M High Panel With Pcc Posts | Responsive - Fencing:Renew 1.2M High Panel With Pcc Posts, unit of measure LM | Responsive-017329 | Y
M3NHFScheduleOfRatesCode | Responsive/Fencing:Erect Chainlink Fence And Posts Ne 0.9M | Responsive - Fencing:Erect Chainlink Fence And Posts Ne 0.9M, unit of measure LM | Responsive-017400 | Y
M3NHFScheduleOfRatesCode | Responsive/Fencing:Erect Chainlink Fence And Posts Ne 1.2M | Responsive - Fencing:Erect Chainlink Fence And Posts Ne 1.2M, unit of measure LM | Responsive-017401 | Y | Y | Y | Y | Y
M3NHFScheduleOfRatesCode | Responsive/Fencing:Erect Chainlink Fence And Posts Ne 1.8M | Responsive - Fencing:Erect Chainlink Fence And Posts Ne 1.8M, unit of measure LM | Responsive-017403 | Y | Y | Y | Y | Y
M3NHFScheduleOfRatesCode | Responsive/Fencing:Renew Chainlink On Existing Posts 0.9M | Responsive - Fencing:Renew Chainlink On Existing Posts 0.9M, unit of measure LM | Responsive-017404 | Y
M3NHFScheduleOfRatesCode | Responsive/Fencing:Renew Chainlink On Existing Posts 1.2M | Responsive - Fencing:Renew Chainlink On Existing Posts 1.2M, unit of measure LM | Responsive-017405 | Y | Y | Y | Y | Y
M3NHFScheduleOfRatesCode | Responsive/Fencing:Renew Chainlink On Existing Posts 1.8M | Responsive - Fencing:Renew Chainlink On Existing Posts 1.8M, unit of measure LM | Responsive-017407 | Y | Y | Y | Y | Y
M3NHFScheduleOfRatesCode | Responsive/Fencing:Remove Chainlink Complete | Responsive - Fencing:Remove Chainlink Complete, unit of measure LM | Responsive-017409 | Y | Y | Y | Y | Y
M3NHFScheduleOfRatesCode | Responsive/Fencing:Resecure Loose Chainlink Fence | Responsive - Fencing:Resecure Loose Chainlink Fence, unit of measure LM | Responsive-017411 | Y | Y | Y | Y | Y
M3NHFScheduleOfRatesCode | Responsive/Fencing:Erect Chain Mesh Fence And Posts 0.9M | Responsive - Fencing:Erect Chain Mesh Fence And Posts 0.9M, unit of measure LM | Responsive-017413 | Y
M3NHFScheduleOfRatesCode | Responsive/Fencing:Renew Chain Mesh Fence And Posts 0.9M | Responsive - Fencing:Renew Chain Mesh Fence And Posts 0.9M, unit of measure LM | Responsive-017415 | Y
M3NHFScheduleOfRatesCode | Responsive/Fencing:Renew Garden Rail 0.575M High | Responsive - Fencing:Renew Garden Rail 0.575M High, unit of measure LM | Responsive-017501 | Y | Y | Y | Y | Y
M3NHFScheduleOfRatesCode | Responsive/Fencing:Remove Garden Rail 0.575M High | Responsive - Fencing:Remove Garden Rail 0.575M High, unit of measure LM | Responsive-017503 | Y | Y | Y | Y | Y
M3NHFScheduleOfRatesCode | Responsive/Fencing:Renew Hit And Miss 1.35M High | Responsive - Fencing:Renew Hit And Miss 1.35M High, unit of measure LM | Responsive-017601 | Y | Y | Y | Y | Y
M3NHFScheduleOfRatesCode | Responsive/Fencing:Renew Hit And Miss 1.8M High | Responsive - Fencing:Renew Hit And Miss 1.8M High, unit of measure LM | Responsive-017603 | Y | Y | Y | Y | Y
M3NHFScheduleOfRatesCode | Responsive/Fencing:Renew Horizontal Hit And Miss 1.8M High | Responsive - Fencing:Renew Horizontal Hit And Miss 1.8M High, unit of measure LM | Responsive-017604 | Y | Y | Y | Y | Y
M3NHFScheduleOfRatesCode | Responsive/Fencing:Renew Palisade Ne 1.35M High | Responsive - Fencing:Renew Palisade Ne 1.35M High, unit of measure LM | Responsive-017605 | Y | Y | Y | Y | Y
M3NHFScheduleOfRatesCode | Responsive/Fencing:Renew Palisade Ne 1.8M High | Responsive - Fencing:Renew Palisade Ne 1.8M High, unit of measure LM | Responsive-017607 | Y | Y | Y | Y | Y
M3NHFScheduleOfRatesCode | Responsive/Fencing:Remove Hit And Miss | Responsive - Fencing:Remove Hit And Miss, unit of measure LM | Responsive-017609 | Y | Y | Y | Y | Y
M3NHFScheduleOfRatesCode | Responsive/Fencing:Remove Palisade | Responsive - Fencing:Remove Palisade, unit of measure LM | Responsive-017611 | Y | Y | Y | Y | Y
M3NHFScheduleOfRatesCode | Responsive/Fencing:Renew Post And 2 Rail | Responsive - Fencing:Renew Post And 2 Rail, unit of measure LM | Responsive-017651 | Y | Y | Y | Y | Y
M3NHFScheduleOfRatesCode | Responsive/Fencing:Renew Post And 3 Rail | Responsive - Fencing:Renew Post And 3 Rail, unit of measure LM | Responsive-017653 | Y | Y | Y | Y | Y
M3NHFScheduleOfRatesCode | Responsive/Fencing:Remove Pcc Post And Slab | Responsive - Fencing:Remove Pcc Post And Slab, unit of measure LM | Responsive-017701 | Y | Y | Y | Y | Y
M3NHFScheduleOfRatesCode | Responsive/Fencing:Make Safe Fencing | Responsive - Fencing:Make Safe Fencing, unit of measure LM | Responsive-017801 | Y | Y | Y | Y | Y
M3NHFScheduleOfRatesCode | Responsive/Fencing:Renew Timber Pale And Lag | Responsive - Fencing:Renew Timber Pale And Lag, unit of measure NO | Responsive-017803 | Y | Y | Y | Y | Y
M3NHFScheduleOfRatesCode | Responsive/Fencing:Refix Timber Pale And Lag | Responsive - Fencing:Refix Timber Pale And Lag, unit of measure NO | Responsive-017805 | Y | Y | Y | Y | Y
M3NHFScheduleOfRatesCode | Responsive/Fencing:Fix Galvanised Repair Bracket | Responsive - Fencing:Fix Galvanised Repair Bracket, unit of measure NO | Responsive-017807 | Y | Y | Y | Y | Y
M3NHFScheduleOfRatesCode | Responsive/Fencing:Renew Rail To Post And Rail | Responsive - Fencing:Renew Rail To Post And Rail, unit of measure LM | Responsive-017809 | Y
M3NHFScheduleOfRatesCode | Responsive/Fencing:Erect Post And Wire 1.2M | Responsive - Fencing:Erect Post And Wire 1.2M, unit of measure LM | Responsive-017901 | Y | Y | Y | Y | Y
M3NHFScheduleOfRatesCode | Responsive/Fencing:Renew Wires To Existing Posts 1.2M | Responsive - Fencing:Renew Wires To Existing Posts 1.2M, unit of measure LM | Responsive-017903 | Y | Y | Y | Y | Y
M3NHFScheduleOfRatesCode | Responsive/Fencing:Renew Refix Or Fix New Line Wire | Responsive - Fencing:Renew Refix Or Fix New Line Wire, unit of measure LM | Responsive-017905 | Y | Y | Y | Y | Y
M3NHFScheduleOfRatesCode | Responsive/Fence Post:Excavate Remove And Make Good | Responsive - Fence Post:Excavate Remove And Make Good, unit of measure NO | Responsive-019001 | Y | Y | Y | Y | Y
M3NHFScheduleOfRatesCode | Responsive/Fence Post:Refix Loose Post | Responsive - Fence Post:Refix Loose Post, unit of measure NO | Responsive-019003 | Y | Y | Y | Y | Y
M3NHFScheduleOfRatesCode | Responsive/Fence Post:Renew Timber To Hardcore Or Concrete | Responsive - Fence Post:Renew Timber To Hardcore Or Concrete, unit of measure NO | Responsive-019005 | Y | Y | Y | Y | Y
M3NHFScheduleOfRatesCode | Responsive/Fence Post:Renew Timber To Brickwork | Responsive - Fence Post:Renew Timber To Brickwork, unit of measure NO | Responsive-019007 | Y | Y | Y | Y | Y
M3NHFScheduleOfRatesCode | Responsive/Fence Post:Renew Timber In Metpost | Responsive - Fence Post:Renew Timber In Metpost, unit of measure NO | Responsive-019009 | Y | Y | Y | Y | Y
M3NHFScheduleOfRatesCode | Responsive/Fence Post:Renew Pcc Ne 1.5M | Responsive - Fence Post:Renew Pcc Ne 1.5M, unit of measure NO | Responsive-019011 | Y | Y | Y | Y | Y
M3NHFScheduleOfRatesCode | Responsive/Fence Post:Renew Pcc Over 1.5M | Responsive - Fence Post:Renew Pcc Over 1.5M, unit of measure NO | Responsive-019013 | Y | Y | Y | Y | Y
M3NHFScheduleOfRatesCode | Responsive/Fence Post:Fix 50X100Mm Sw Batten | Responsive - Fence Post:Fix 50X100Mm Sw Batten, unit of measure NO | Responsive-019015 | Y | Y | Y | Y | Y
M3NHFScheduleOfRatesCode | Responsive/Gate Post And Gate:Renew And Repair Any Fitting | Responsive - Gate Post And Gate:Renew And Repair Any Fitting, unit of measure NO | Responsive-019018 | Y | Y | Y | Y | Y
M3NHFScheduleOfRatesCode | Responsive/Fence Post:Repair With Metspur | Responsive - Fence Post:Repair With Metspur, unit of measure NO | Responsive-019021 | Y | Y | Y | Y | Y
M3NHFScheduleOfRatesCode | Responsive/Gate:Renew Timber Ne 1.0Sm | Responsive - Gate:Renew Timber Ne 1.0Sm, unit of measure NO | Responsive-021001 | Y | Y | Y | Y | Y
M3NHFScheduleOfRatesCode | Responsive/Gate:Install Timber Ne 1.0Sm And Posts | Responsive - Gate:Install Timber Ne 1.0Sm And Posts, unit of measure NO | Responsive-021002 | Y | Y | Y | Y | Y
M3NHFScheduleOfRatesCode | Responsive/Gate:Renew Timber Ne 1.5Sm | Responsive - Gate:Renew Timber Ne 1.5Sm, unit of measure NO | Responsive-021003 | Y | Y | Y | Y | Y
M3NHFScheduleOfRatesCode | Responsive/Gate:Install Timber Ne 1.5Sm And Posts | Responsive - Gate:Install Timber Ne 1.5Sm And Posts, unit of measure NO | Responsive-021004 | Y | Y | Y | Y | Y
M3NHFScheduleOfRatesCode | Responsive/Gate:Renew Pair Timber Ne 2.5Sm Overall | Responsive - Gate:Renew Pair Timber Ne 2.5Sm Overall, unit of measure NO | Responsive-021005 | Y | Y | Y | Y | Y
M3NHFScheduleOfRatesCode | Responsive/Gates:Install Pair Timber Ne 2.5Sm And Post | Responsive - Gates:Install Pair Timber Ne 2.5Sm And Post, unit of measure NO | Responsive-021006 | Y | Y | Y | Y | Y
M3NHFScheduleOfRatesCode | Responsive/Gate:Repair And Ease And Adjust Timber Gate | Responsive - Gate:Repair And Ease And Adjust Timber Gate, unit of measure NO | Responsive-021007 | Y | Y | Y | Y | Y
M3NHFScheduleOfRatesCode | Responsive/Gate:Renew 50X25Mm Stop Ne 2.0M | Responsive - Gate:Renew 50X25Mm Stop Ne 2.0M, unit of measure NO | Responsive-021011 | Y | Y | Y | Y | Y
M3NHFScheduleOfRatesCode | Responsive/Gate:Renew Gate And Fence Capping | Responsive - Gate:Renew Gate And Fence Capping, unit of measure LM | Responsive-021013 | Y | Y | Y | Y | Y
M3NHFScheduleOfRatesCode | Responsive/Gate:Install Timber Panel 1.2M High | Responsive - Gate:Install Timber Panel 1.2M High, unit of measure NO | Responsive-021021 | Y | Y | Y | Y | Y
M3NHFScheduleOfRatesCode | Responsive/Gate:Install Timber Panel 1.8M High | Responsive - Gate:Install Timber Panel 1.8M High, unit of measure NO | Responsive-021023 | Y | Y | Y | Y | Y
M3NHFScheduleOfRatesCode | Responsive/Gate:Renew Metal Ne 1.0Sm | Responsive - Gate:Renew Metal Ne 1.0Sm, unit of measure NO | Responsive-023001 | Y | Y | Y | Y | Y
M3NHFScheduleOfRatesCode | Responsive/Gate:Renew Metal Ne 2.0Sm | Responsive - Gate:Renew Metal Ne 2.0Sm, unit of measure NO | Responsive-023003 | Y | Y | Y | Y | Y
M3NHFScheduleOfRatesCode | Responsive/Gate:Repair And Ease And Adjust Metal Gate | Responsive - Gate:Repair And Ease And Adjust Metal Gate, unit of measure NO | Responsive-023009 | Y | Y | Y | Y | Y
M3NHFScheduleOfRatesCode | Responsive/Gate Post:Renew Timber | Responsive - Gate Post:Renew Timber, unit of measure NO | Responsive-025001 | Y | Y | Y | Y | Y
M3NHFScheduleOfRatesCode | Responsive/Gate Post:Renew Pcc | Responsive - Gate Post:Renew Pcc, unit of measure NO | Responsive-025003 | Y | Y | Y | Y | Y
M3NHFScheduleOfRatesCode | Responsive/Gate Frame:Renew Timber | Responsive - Gate Frame:Renew Timber, unit of measure LM | Responsive-025005 | Y | Y | Y | Y | Y
M3NHFScheduleOfRatesCode | Responsive/Gate Post:Renew Or Supply Anchor Post | Responsive - Gate Post:Renew Or Supply Anchor Post, unit of measure NO | Responsive-025011 | Y | Y | Y | Y | Y
M3NHFScheduleOfRatesCode | Responsive/Balustrade:Take Down And Remove | Responsive - Balustrade:Take Down And Remove, unit of measure LM | Responsive-027101 | Y | Y | Y | Y | Y
M3NHFScheduleOfRatesCode | Responsive/Balustrade:Supply And Fix 1.2M High | Responsive - Balustrade:Supply And Fix 1.2M High, unit of measure LM | Responsive-027103 | Y | Y | Y | Y | Y
M3NHFScheduleOfRatesCode | Responsive/Balustrade:Supply And Fix Kee Klamp | Responsive - Balustrade:Supply And Fix Kee Klamp, unit of measure LM | Responsive-027105 | Y | Y | Y | Y | Y
M3NHFScheduleOfRatesCode | Responsive/Balustrade:Supply And Fix Kee Klamp With Mesh | Responsive - Balustrade:Supply And Fix Kee Klamp With Mesh, unit of measure LM | Responsive-027107 | Y
M3NHFScheduleOfRatesCode | Responsive/Handrail:6X50Mm Rail On Brackets | Responsive - Handrail:6X50Mm Rail On Brackets, unit of measure LM | Responsive-027303 | Y | Y | Y | Y | Y
M3NHFScheduleOfRatesCode | Responsive/Handrail:48Mm Galvanised Steel Tubular On Brackets | Responsive - Handrail:48Mm Galvanised Steel Tubular On Brackets, unit of measure LM | Responsive-027305 | Y | Y | Y | Y | Y
M3NHFScheduleOfRatesCode | Responsive/Handrail:Pvc To Core Rail | Responsive - Handrail:Pvc To Core Rail, unit of measure LM | Responsive-027307 | Y | Y | Y | Y | Y
M3NHFScheduleOfRatesCode | Responsive/Handrail:Renew Mopstick Handrail | Responsive - Handrail:Renew Mopstick Handrail, unit of measure LM | Responsive-027309 | Y | Y | Y | Y | Y
M3NHFScheduleOfRatesCode | Responsive/Balustrade:Refix Any Loose Type | Responsive - Balustrade:Refix Any Loose Type, unit of measure LM | Responsive-027501 | Y | Y | Y | Y | Y
M3NHFScheduleOfRatesCode | Responsive/Handrail:Refix Any Loose Type | Responsive - Handrail:Refix Any Loose Type, unit of measure LM | Responsive-027503 | Y | Y | Y | Y | Y
M3NHFScheduleOfRatesCode | Responsive/Balustrade:Renew Handrail | Responsive - Balustrade:Renew Handrail, unit of measure LM | Responsive-027505 | Y
M3NHFScheduleOfRatesCode | Responsive/Balustrade:Renew Baluster | Responsive - Balustrade:Renew Baluster, unit of measure LM | Responsive-027507 | Y
M3NHFScheduleOfRatesCode | Responsive/Balustrade:Renew Tubular Handrail | Responsive - Balustrade:Renew Tubular Handrail, unit of measure LM | Responsive-027509 | Y
M3NHFScheduleOfRatesCode | Responsive/Balustrade:Renew Tubular Standard | Responsive - Balustrade:Renew Tubular Standard, unit of measure LM | Responsive-027511 | Y
M3NHFScheduleOfRatesCode | Responsive/Balustrade:Renew Wire Mesh Panel | Responsive - Balustrade:Renew Wire Mesh Panel, unit of measure NO | Responsive-027513 | Y
M3NHFScheduleOfRatesCode | Responsive/Line:New Domestic Rotary And Base | Responsive - Line:New Domestic Rotary And Base, unit of measure NO | Responsive-029101 | Y | Y | Y | Y | Y
M3NHFScheduleOfRatesCode | Responsive/Line:New Communal/Heavy Duty Rotary And Base | Responsive - Line:New Communal/Heavy Duty Rotary And Base, unit of measure NO | Responsive-029103 | Y | Y | Y | Y | Y
M3NHFScheduleOfRatesCode | Responsive/Line:Renew Domestic Rotary | Responsive - Line:Renew Domestic Rotary, unit of measure NO | Responsive-029105 | Y | Y | Y | Y | Y
M3NHFScheduleOfRatesCode | Responsive/Line:Renew Communal/Heavy Duty Rotary | Responsive - Line:Renew Communal/Heavy Duty Rotary, unit of measure NO | Responsive-029107 | Y | Y | Y | Y | Y
M3NHFScheduleOfRatesCode | Responsive/Line:Re-String Clothes Line | Responsive - Line:Re-String Clothes Line, unit of measure NO | Responsive-029109 | Y | Y | Y | Y | Y
M3NHFScheduleOfRatesCode | Responsive/Line:New Pcc Clothes Post And Base | Responsive - Line:New Pcc Clothes Post And Base, unit of measure NO | Responsive-029111 | Y | Y | Y | Y | Y
M3NHFScheduleOfRatesCode | Responsive/Line:New Steel Clothes Post-Ne 3.0M | Responsive - Line:New Steel Clothes Post-Ne 3.0M, unit of measure NO | Responsive-029115 | Y | Y | Y | Y | Y
M3NHFScheduleOfRatesCode | Responsive/Line:Relocate Rotary Drier | Responsive - Line:Relocate Rotary Drier, unit of measure NO | Responsive-029117 | Y | Y | Y | Y | Y
M3NHFScheduleOfRatesCode | Responsive/Line:Relocate Pcc Or Steel Clothes Post | Responsive - Line:Relocate Pcc Or Steel Clothes Post, unit of measure NO | Responsive-029119 | Y | Y | Y | Y | Y
M3NHFScheduleOfRatesCode | Responsive/Line:Renew Pulley | Responsive - Line:Renew Pulley, unit of measure IT | Responsive-029123 | Y | Y | Y | Y | Y
M3NHFScheduleOfRatesCode | Responsive/Line:Renew Restraining Bracket | Responsive - Line:Renew Restraining Bracket, unit of measure IT | Responsive-029125 | Y | Y | Y | Y | Y
M3NHFScheduleOfRatesCode | Responsive/Sign:Collect And Fix | Responsive - Sign:Collect And Fix, unit of measure NO | Responsive-029301 | Y | Y | Y | Y | Y
M3NHFScheduleOfRatesCode | Responsive/Sign:New No Parking | Responsive - Sign:New No Parking, unit of measure NO | Responsive-029303 | Y | Y | Y | Y | Y
M3NHFScheduleOfRatesCode | Responsive/Sign:New No Ball Games | Responsive - Sign:New No Ball Games, unit of measure NO | Responsive-029305 | Y | Y | Y | Y | Y
M3NHFScheduleOfRatesCode | Responsive/Sign:New No Dogs | Responsive - Sign:New No Dogs, unit of measure NO | Responsive-029307 | Y | Y | Y | Y | Y
M3NHFScheduleOfRatesCode | Responsive/Bollard:Renew Or Fix New Lockable Steel | Responsive - Bollard:Renew Or Fix New Lockable Steel, unit of measure NO | Responsive-031001 | Y | Y | Y | Y | Y
M3NHFScheduleOfRatesCode | Responsive/Bollard:Renew Or Fix New 914Mm High Steel | Responsive - Bollard:Renew Or Fix New 914Mm High Steel, unit of measure NO | Responsive-031005 | Y | Y | Y | Y | Y
M3NHFScheduleOfRatesCode | Responsive/Bollard:Renew Or Fix New Pcc 900Mm High | Responsive - Bollard:Renew Or Fix New Pcc 900Mm High, unit of measure NO | Responsive-031009 | Y | Y | Y | Y | Y
M3NHFScheduleOfRatesCode | Responsive/Bollard:Renew Or Fix New 800Mm Timber | Responsive - Bollard:Renew Or Fix New 800Mm Timber, unit of measure NO | Responsive-031013 | Y | Y | Y | Y | Y
M3NHFScheduleOfRatesCode | Responsive/Drain:Install 100Mm Clay Ne 1M Deep | Responsive - Drain:Install 100Mm Clay Ne 1M Deep, unit of measure LM | Responsive-033101 | Y | Y | Y | Y | Y
M3NHFScheduleOfRatesCode | Responsive/Drain:Install 100Mm Clay 1-2M Deep | Responsive - Drain:Install 100Mm Clay 1-2M Deep, unit of measure LM | Responsive-033103 | Y | Y | Y | Y | Y
M3NHFScheduleOfRatesCode | Responsive/Drain:Install 110Mm Pvcu Ne 1M Deep | Responsive - Drain:Install 110Mm Pvcu Ne 1M Deep, unit of measure LM | Responsive-033301 | Y | Y | Y | Y | Y
M3NHFScheduleOfRatesCode | Responsive/Drain:Install 110Mm Pvcu 1-2M Deep | Responsive - Drain:Install 110Mm Pvcu 1-2M Deep, unit of measure LM | Responsive-033303 | Y | Y | Y | Y | Y
M3NHFScheduleOfRatesCode | Responsive/Drain:Repair 100Mm Pipe Ne 1M Deep | Responsive - Drain:Repair 100Mm Pipe Ne 1M Deep, unit of measure NO | Responsive-033501 | Y | Y | Y | Y | Y
M3NHFScheduleOfRatesCode | Responsive/Drain:Repair 100Mm Pipe 1-2M Deep | Responsive - Drain:Repair 100Mm Pipe 1-2M Deep, unit of measure NO | Responsive-033503 | Y | Y | Y | Y | Y
M3NHFScheduleOfRatesCode | Responsive/Drain:Repair 150Mm Pipe Ne 1M Deep | Responsive - Drain:Repair 150Mm Pipe Ne 1M Deep, unit of measure NO | Responsive-033505 | Y | Y | Y | Y | Y
M3NHFScheduleOfRatesCode | Responsive/Drain:Repair 150Mm Pipe 1-2M Deep | Responsive - Drain:Repair 150Mm Pipe 1-2M Deep, unit of measure NO | Responsive-033507 | Y | Y | Y | Y | Y
M3NHFScheduleOfRatesCode | Responsive/Gully:Install Clay Back Inlet Gully | Responsive - Gully:Install Clay Back Inlet Gully, unit of measure NO | Responsive-035001 | Y | Y | Y | Y | Y
M3NHFScheduleOfRatesCode | Responsive/Gully:Renew Back Inlet Gully | Responsive - Gully:Renew Back Inlet Gully, unit of measure NO | Responsive-035002 | Y
M3NHFScheduleOfRatesCode | Responsive/Gully:Install Pvcu Back Inlet Gully | Responsive - Gully:Install Pvcu Back Inlet Gully, unit of measure NO | Responsive-035003 | Y | Y | Y | Y | Y
M3NHFScheduleOfRatesCode | Responsive/Gully:Install Pvcu Yard Gully | Responsive - Gully:Install Pvcu Yard Gully, unit of measure NO | Responsive-035004 | Y
M3NHFScheduleOfRatesCode | Responsive/Gully:Remove And Seal Off And Make Good | Responsive - Gully:Remove And Seal Off And Make Good, unit of measure NO | Responsive-035005 | Y | Y | Y | Y | Y
M3NHFScheduleOfRatesCode | Responsive/Gully:Renew Yard Gully | Responsive - Gully:Renew Yard Gully, unit of measure NO | Responsive-035006 | Y
M3NHFScheduleOfRatesCode | Responsive/Gully:Renew Any Type Surround And Kerb | Responsive - Gully:Renew Any Type Surround And Kerb, unit of measure NO | Responsive-035007 | Y | Y | Y | Y | Y
M3NHFScheduleOfRatesCode | Responsive/Gully:Renew Grating | Responsive - Gully:Renew Grating, unit of measure NO | Responsive-035009 | Y | Y | Y | Y | Y
M3NHFScheduleOfRatesCode | Responsive/Gully:Renew Inspection Plate | Responsive - Gully:Renew Inspection Plate, unit of measure NO | Responsive-035013 | Y | Y | Y | Y | Y
M3NHFScheduleOfRatesCode | Responsive/Manhole:Construct New Brick Ne 1.35M Deep | Responsive - Manhole:Construct New Brick Ne 1.35M Deep, unit of measure IT | Responsive-037001 | Y | Y | Y | Y | Y
M3NHFScheduleOfRatesCode | Responsive/Manhole:Renew Brick Ne 1.35M Deep | Responsive - Manhole:Renew Brick Ne 1.35M Deep, unit of measure IT | Responsive-037003 | Y | Y | Y | Y | Y
M3NHFScheduleOfRatesCode | Responsive/Inspection Chamber:New Shallow Polypropylene | Responsive - Inspection Chamber:New Shallow Polypropylene, unit of measure IT | Responsive-037005 | Y | Y | Y | Y | Y
M3NHFScheduleOfRatesCode | Responsive/Inspection Chamber:Renew Shallow Polypropylene | Responsive - Inspection Chamber:Renew Shallow Polypropylene, unit of measure IT | Responsive-037007 | Y | Y | Y | Y | Y
M3NHFScheduleOfRatesCode | Responsive/Inspection Chamber:New Universal Polypropylene | Responsive - Inspection Chamber:New Universal Polypropylene, unit of measure IT | Responsive-037009 | Y | Y | Y | Y | Y
M3NHFScheduleOfRatesCode | Responsive/Inspection Chamber:Renew Universal Polypropylene | Responsive - Inspection Chamber:Renew Universal Polypropylene, unit of measure IT | Responsive-037011 | Y | Y | Y | Y | Y
M3NHFScheduleOfRatesCode | Responsive/Manhole:Renew Pcc Cover Slab | Responsive - Manhole:Renew Pcc Cover Slab, unit of measure NO | Responsive-037013 | Y | Y | Y | Y | Y
M3NHFScheduleOfRatesCode | Responsive/Manhole:Rebed Cover And Or Frame | Responsive - Manhole:Rebed Cover And Or Frame, unit of measure NO | Responsive-037017 | Y | Y | Y | Y | Y
M3NHFScheduleOfRatesCode | Responsive/Manhole:Renew Cover Light Grade | Responsive - Manhole:Renew Cover Light Grade, unit of measure NO | Responsive-037019 | Y | Y | Y | Y | Y
M3NHFScheduleOfRatesCode | Responsive/Manhole:Renew Cover Medium Grade | Responsive - Manhole:Renew Cover Medium Grade, unit of measure NO | Responsive-037021 | Y | Y | Y | Y | Y
M3NHFScheduleOfRatesCode | Responsive/Manhole:Renew Cover Heavy Grade | Responsive - Manhole:Renew Cover Heavy Grade, unit of measure NO | Responsive-037022 | Y
M3NHFScheduleOfRatesCode | Responsive/Manhole:Renew Cover-Light-Internal 610X475Mm | Responsive - Manhole:Renew Cover-Light-Internal 610X475Mm, unit of measure NO | Responsive-037027 | Y | Y | Y | Y | Y
M3NHFScheduleOfRatesCode | Responsive/Inspection Cover:Renew-300X300Mm | Responsive - Inspection Cover:Renew-300X300Mm, unit of measure NO | Responsive-037029 | Y | Y | Y | Y | Y
M3NHFScheduleOfRatesCode | Responsive/Gully:Clean Flush Out Clear Blockage | Responsive - Gully:Clean Flush Out Clear Blockage, unit of measure NO | Responsive-039003 | Y | Y | Y | Y | Y
M3NHFScheduleOfRatesCode | Responsive/Drain:Jet Blockage | Responsive - Drain:Jet Blockage, unit of measure HR | Responsive-039004 | Y | Y | Y | Y | Y
M3NHFScheduleOfRatesCode | Responsive/Drain:Rod Blockage | Responsive - Drain:Rod Blockage, unit of measure IT | Responsive-039006 | Y | Y | Y | Y | Y
M3NHFScheduleOfRatesCode | Responsive/Manhole:Clear Blockage Ne 3.0M Deep | Responsive - Manhole:Clear Blockage Ne 3.0M Deep, unit of measure IT | Responsive-039009 | Y | Y | Y | Y | Y
M3NHFScheduleOfRatesCode | Responsive/Channel:Clean And Flush Out | Responsive - Channel:Clean And Flush Out, unit of measure LM | Responsive-039011 | Y
M3NHFScheduleOfRatesCode | Responsive/Drain Channels:Clear | Responsive - Drain Channels:Clear, unit of measure LM | Responsive-039013 | Y
M3NHFScheduleOfRatesCode | Responsive/Drain:Cctv Survey | Responsive - Drain:Cctv Survey, unit of measure IT | Responsive-039015 | Y | Y | Y | Y | Y
M3NHFScheduleOfRatesCode | Responsive/Test:Smoke Or Pressure Test | Responsive - Test:Smoke Or Pressure Test, unit of measure IT | Responsive-039018 | Y | Y | Y | Y | Y
M3NHFScheduleOfRatesCode | Responsive/Land Drain:Ne 100Mm Ne 1.0M Deep | Responsive - Land Drain:Ne 100Mm Ne 1.0M Deep, unit of measure LM | Responsive-041000 | Y
M3NHFScheduleOfRatesCode | Responsive/Land Drain:Ne 100Mm Ne 2.0M Deep | Responsive - Land Drain:Ne 100Mm Ne 2.0M Deep, unit of measure LM | Responsive-041001 | Y | Y | Y | Y | Y
M3NHFScheduleOfRatesCode | Responsive/Soakaway:Excavate New | Responsive - Soakaway:Excavate New, unit of measure CM | Responsive-041005 | Y | Y | Y | Y | Y
M3NHFScheduleOfRatesCode | Responsive/Soakaway:Clear Existing | Responsive - Soakaway:Clear Existing, unit of measure CM | Responsive-041007 | Y | Y | Y | Y | Y
M3NHFScheduleOfRatesCode | Responsive/Drain:Install Aco Domestic Channel Plastic | Responsive - Drain:Install Aco Domestic Channel Plastic, unit of measure LM | Responsive-042001 | Y
M3NHFScheduleOfRatesCode | Responsive/Drain:Install Aco Domestic Channel Steel | Responsive - Drain:Install Aco Domestic Channel Steel, unit of measure LM | Responsive-042003 | Y
M3NHFScheduleOfRatesCode | Responsive/Drain:Install Aco Domestic Channel Brickslot | Responsive - Drain:Install Aco Domestic Channel Brickslot, unit of measure LM | Responsive-042005 | Y
M3NHFScheduleOfRatesCode | Responsive/Sewage Treatment Plant:Desludge Small Scale | Responsive - Sewage Treatment Plant:Desludge Small Scale, unit of measure IT | Responsive-043001 | Y
M3NHFScheduleOfRatesCode | Responsive/Main:Lay 19Mm Alkathene Ne 1M Deep | Responsive - Main:Lay 19Mm Alkathene Ne 1M Deep, unit of measure LM | Responsive-043101 | Y | Y | Y | Y | Y
M3NHFScheduleOfRatesCode | Responsive/Main:Lay 19Mm Alkathene 1-2M Deep | Responsive - Main:Lay 19Mm Alkathene 1-2M Deep, unit of measure LM | Responsive-043103 | Y | Y | Y | Y | Y
M3NHFScheduleOfRatesCode | Responsive/Main:Repair Underground Burst | Responsive - Main:Repair Underground Burst, unit of measure NO | Responsive-043301 | Y | Y | Y | Y | Y
M3NHFScheduleOfRatesCode | Responsive/Burst:Excavate And Repair Burst Pipe Ne 28 Mm | Responsive - Burst:Excavate And Repair Burst Pipe Ne 28 Mm, unit of measure NO | Responsive-043503 | Y | Y | Y | Y | Y
M3NHFScheduleOfRatesCode | Responsive/Stopcock:Renew External Box And Pipe | Responsive - Stopcock:Renew External Box And Pipe, unit of measure NO | Responsive-045001 | Y | Y | Y | Y | Y
M3NHFScheduleOfRatesCode | Responsive/Stopcock:Renew External Box | Responsive - Stopcock:Renew External Box, unit of measure NO | Responsive-045003 | Y | Y | Y | Y | Y
M3NHFScheduleOfRatesCode | Responsive/Stopcock:Remove And Rebed External Box | Responsive - Stopcock:Remove And Rebed External Box, unit of measure NO | Responsive-045004 | Y
M3NHFScheduleOfRatesCode | Responsive/Stopcock:Renew Copper To Copper Ne 22Mm | Responsive - Stopcock:Renew Copper To Copper Ne 22Mm, unit of measure NO | Responsive-045007 | Y | Y | Y | Y | Y
M3NHFScheduleOfRatesCode | Responsive/Main And Drain:Reinstate Concrete Paving | Responsive - Main And Drain:Reinstate Concrete Paving, unit of measure LM | Responsive-047001 | Y | Y | Y | Y | Y
M3NHFScheduleOfRatesCode | Responsive/Main And Drain:Reinstate Tarmacadam Paving | Responsive - Main And Drain:Reinstate Tarmacadam Paving, unit of measure LM | Responsive-047003 | Y | Y | Y | Y | Y
M3NHFScheduleOfRatesCode | Responsive/Main And Drain:Reinstate Flag Paving | Responsive - Main And Drain:Reinstate Flag Paving, unit of measure LM | Responsive-047005 | Y | Y | Y | Y | Y
M3NHFScheduleOfRatesCode | Responsive/Main And Drain:Reinstate Brick Paving | Responsive - Main And Drain:Reinstate Brick Paving, unit of measure LM | Responsive-047007 | Y | Y | Y | Y | Y
M3NHFScheduleOfRatesCode | Responsive/Paving:Lower Flag Paving Prior To Dpc Injection | Responsive - Paving:Lower Flag Paving Prior To Dpc Injection, unit of measure SM | Responsive-048001 | Y | Y | Y | Y | Y
M3NHFScheduleOfRatesCode | Responsive/Paving:Lower Insitu Paving Prior To Dpc Injection | Responsive - Paving:Lower Insitu Paving Prior To Dpc Injection, unit of measure SM | Responsive-048003 | Y | Y | Y | Y | Y
M3NHFScheduleOfRatesCode | Responsive/Garden:Lower Garden Prior To Dpc Injection | Responsive - Garden:Lower Garden Prior To Dpc Injection, unit of measure SM | Responsive-048005 | Y | Y | Y | Y | Y
M3NHFScheduleOfRatesCode | Responsive/Paving:Lower Macadam Paving Before Dpc Injection | Responsive - Paving:Lower Macadam Paving Before Dpc Injection, unit of measure SM | Responsive-048007 | Y | Y | Y | Y | Y
M3NHFScheduleOfRatesCode | Responsive/Foundations:Excavate Concrete Brickwork Trench | Responsive - Foundations:Excavate Concrete Brickwork Trench, unit of measure LM | Responsive-049001 | Y | Y | Y | Y | Y
M3NHFScheduleOfRatesCode | Responsive/Foundations:Excavate Concrete Trench | Responsive - Foundations:Excavate Concrete Trench, unit of measure LM | Responsive-049003 | Y
M3NHFScheduleOfRatesCode | Responsive/Excavate:Pit Ne 1.00M | Responsive - Excavate:Pit Ne 1.00M, unit of measure CM | Responsive-049101 | Y
M3NHFScheduleOfRatesCode | Responsive/Excavate:Pit Ne 2.00M | Responsive - Excavate:Pit Ne 2.00M, unit of measure CM | Responsive-049103 | Y
M3NHFScheduleOfRatesCode | Responsive/Excavate:Trench Ne 1.00M | Responsive - Excavate:Trench Ne 1.00M, unit of measure CM | Responsive-049105 | Y
M3NHFScheduleOfRatesCode | Responsive/Excavate:Trench Ne 2.00M | Responsive - Excavate:Trench Ne 2.00M, unit of measure CM | Responsive-049107 | Y
M3NHFScheduleOfRatesCode | Responsive/Hardcore:Filling | Responsive - Hardcore:Filling, unit of measure CM | Responsive-049201 | Y
M3NHFScheduleOfRatesCode | Responsive/Mot Type 1:Filling | Responsive - Mot Type 1:Filling, unit of measure CM | Responsive-049203 | Y
M3NHFScheduleOfRatesCode | Responsive/Sand:Blinding | Responsive - Sand:Blinding, unit of measure SM | Responsive-049205 | Y
M3NHFScheduleOfRatesCode | Responsive/Concrete:Supply And Place In Trench | Responsive - Concrete:Supply And Place In Trench, unit of measure LM | Responsive-049301 | Y
M3NHFScheduleOfRatesCode | Responsive/Concrete:Supply And Place In Beds | Responsive - Concrete:Supply And Place In Beds, unit of measure CM | Responsive-049303 | Y
M3NHFScheduleOfRatesCode | Responsive/Concrete:Supply And Place In Mass Foundation | Responsive - Concrete:Supply And Place In Mass Foundation, unit of measure CM | Responsive-049305 | Y
M3NHFScheduleOfRatesCode | Responsive/Concrete:Supply And Place In Cavity | Responsive - Concrete:Supply And Place In Cavity, unit of measure SM | Responsive-049307 | Y
M3NHFScheduleOfRatesCode | Responsive/Membrane:Lay Polythene | Responsive - Membrane:Lay Polythene, unit of measure SM | Responsive-049401 | Y
M3NHFScheduleOfRatesCode | Responsive/Reinforcement:Lay A393 Mesh | Responsive - Reinforcement:Lay A393 Mesh, unit of measure SM | Responsive-049403 | Y
M3NHFScheduleOfRatesCode | Responsive/Reinforcement:Lay Mesh | Responsive - Reinforcement:Lay Mesh, unit of measure SM | Responsive-049405 | Y
M3NHFScheduleOfRatesCode | Responsive/Duct:Form In Surface Of Concrete Bed | Responsive - Duct:Form In Surface Of Concrete Bed, unit of measure LM | Responsive-049407 | Y
M3NHFScheduleOfRatesCode | Responsive/Shed:Install Proprietary Storage Including Slab | Responsive - Shed:Install Proprietary Storage Including Slab, unit of measure IT | Responsive-070101 | Y | Y | Y | Y | Y
M3NHFScheduleOfRatesCode | Responsive/Shed:Install Proprietary Storage Excluding Slab | Responsive - Shed:Install Proprietary Storage Excluding Slab, unit of measure IT | Responsive-070102 | Y | Y | Y | Y | Y
M3NHFScheduleOfRatesCode | Responsive/Shed Door:Renew L And B Door | Responsive - Shed Door:Renew L And B Door, unit of measure NO | Responsive-070105 | Y | Y | Y | Y | Y
M3NHFScheduleOfRatesCode | Responsive/Shed Door:Renew F L And B Door | Responsive - Shed Door:Renew F L And B Door, unit of measure NO | Responsive-070107 | Y | Y | Y | Y | Y
M3NHFScheduleOfRatesCode | Responsive/Shed Lock:Renew Complete | Responsive - Shed Lock:Renew Complete, unit of measure NO | Responsive-070109 | Y | Y | Y | Y | Y
M3NHFScheduleOfRatesCode | Responsive/Shed Door:Renew Or Fix New Padlock | Responsive - Shed Door:Renew Or Fix New Padlock, unit of measure NO | Responsive-070111 | Y | Y | Y | Y | Y
M3NHFScheduleOfRatesCode | Responsive/Shed Door:Renew With Hasp And Staple | Responsive - Shed Door:Renew With Hasp And Staple, unit of measure NO | Responsive-070113 | Y | Y | Y | Y | Y
M3NHFScheduleOfRatesCode | Responsive/Shed Door:Renew Hasp And Padlock | Responsive - Shed Door:Renew Hasp And Padlock, unit of measure NO | Responsive-070115 | Y | Y | Y | Y | Y
M3NHFScheduleOfRatesCode | Responsive/Coal Bunker:Remove Existing Proprietary | Responsive - Coal Bunker:Remove Existing Proprietary, unit of measure NO | Responsive-080001 | Y | Y | Y | Y | Y
M3NHFScheduleOfRatesCode | Responsive/Coal Bunker:Demolish Existing Brick And Concrete | Responsive - Coal Bunker:Demolish Existing Brick And Concrete, unit of measure NO | Responsive-080002 | Y
M3NHFScheduleOfRatesCode | Responsive/Coal Bunker:Renew Wooden Top | Responsive - Coal Bunker:Renew Wooden Top, unit of measure NO | Responsive-080003 | Y | Y | Y | Y | Y
M3NHFScheduleOfRatesCode | Responsive/Coal Bunker:Renew Concrete Top | Responsive - Coal Bunker:Renew Concrete Top, unit of measure NO | Responsive-080005 | Y | Y | Y | Y | Y
M3NHFScheduleOfRatesCode | Responsive/Coal Bunker:Fix New To Existing Base | Responsive - Coal Bunker:Fix New To Existing Base, unit of measure NO | Responsive-080007 | Y | Y | Y | Y | Y
M3NHFScheduleOfRatesCode | Responsive/Coal Bunker:Prepare Base | Responsive - Coal Bunker:Prepare Base, unit of measure NO | Responsive-080009 | Y | Y | Y | Y | Y
M3NHFScheduleOfRatesCode | Responsive/Coal Bunker:Fix New 5 Cwt Plastic To Existing Base | Responsive - Coal Bunker:Fix New 5 Cwt Plastic To Existing Base, unit of measure NO | Responsive-080010 | Y
M3NHFScheduleOfRatesCode | Responsive/Coal Bunker:Fix New 10 Cwt Plastic Existing Base | Responsive - Coal Bunker:Fix New 10 Cwt Plastic Existing Base, unit of measure NO | Responsive-080012 | Y
M3NHFScheduleOfRatesCode | Responsive/Client Inspection:Groundworks | Responsive - Client Inspection:Groundworks, unit of measure IT | Responsive-098001 | Y | Y | Y | Y
M3NHFScheduleOfRatesCode | Responsive/Client Inspection:Fencing | Responsive - Client Inspection:Fencing, unit of measure IT | Responsive-098003 | Y | Y | Y | Y
M3NHFScheduleOfRatesCode | Responsive/Client Inspection:Drainage | Responsive - Client Inspection:Drainage, unit of measure IT | Responsive-098005 | Y | Y | Y | Y
M3NHFScheduleOfRatesCode | Responsive/Wall:Demolish External 1/2B Wall | Responsive - Wall:Demolish External 1/2B Wall, unit of measure SM | Responsive-101101 | Y | Y | Y | Y | Y
M3NHFScheduleOfRatesCode | Responsive/Wall:Demolish External 1B Wall | Responsive - Wall:Demolish External 1B Wall, unit of measure SM | Responsive-101103 | Y | Y | Y | Y | Y
M3NHFScheduleOfRatesCode | Responsive/Wall:Demolish External 1-1/2B Wall | Responsive - Wall:Demolish External 1-1/2B Wall, unit of measure SM | Responsive-101105 | Y | Y | Y | Y | Y
M3NHFScheduleOfRatesCode | Responsive/Wall:Demolish External Cavity Wall | Responsive - Wall:Demolish External Cavity Wall, unit of measure SM | Responsive-101107 | Y | Y | Y | Y | Y
M3NHFScheduleOfRatesCode | Responsive/Wall:Demolish External Blockwork Ne 100Mm | Responsive - Wall:Demolish External Blockwork Ne 100Mm, unit of measure SM | Responsive-101109 | Y | Y | Y | Y | Y
M3NHFScheduleOfRatesCode | Responsive/Wall:Demolish External Blockwork Ne 225Mm | Responsive - Wall:Demolish External Blockwork Ne 225Mm, unit of measure SM | Responsive-101111 | Y | Y | Y | Y | Y
M3NHFScheduleOfRatesCode | Responsive/Wall:Demolish Plastered 1/2B Wall | Responsive - Wall:Demolish Plastered 1/2B Wall, unit of measure SM | Responsive-101121 | Y | Y | Y | Y | Y
M3NHFScheduleOfRatesCode | Responsive/Wall:Demolish Plastered 1B Wall | Responsive - Wall:Demolish Plastered 1B Wall, unit of measure SM | Responsive-101123 | Y | Y | Y | Y | Y
M3NHFScheduleOfRatesCode | Responsive/Wall:Build 1/2B Wall In Commons | Responsive - Wall:Build 1/2B Wall In Commons, unit of measure SM | Responsive-101301 | Y | Y | Y | Y | Y
M3NHFScheduleOfRatesCode | Responsive/Wall:Build 1B Wall In Commons | Responsive - Wall:Build 1B Wall In Commons, unit of measure SM | Responsive-101303 | Y | Y | Y | Y | Y
M3NHFScheduleOfRatesCode | Responsive/Wall:Build 1-1/2B Wall In Commons | Responsive - Wall:Build 1-1/2B Wall In Commons, unit of measure SM | Responsive-101305 | Y | Y | Y | Y | Y
M3NHFScheduleOfRatesCode | Responsive/Wall:Build Cavity Wall In Commons | Responsive - Wall:Build Cavity Wall In Commons, unit of measure SM | Responsive-101307 | Y | Y | Y | Y | Y
M3NHFScheduleOfRatesCode | Responsive/Wall:Build Insulated Cavity Wall In Commons | Responsive - Wall:Build Insulated Cavity Wall In Commons, unit of measure SM | Responsive-101308 | Y
M3NHFScheduleOfRatesCode | Responsive/Wall:Build 1/2B Wall In Facings | Responsive - Wall:Build 1/2B Wall In Facings, unit of measure SM | Responsive-101309 | Y | Y | Y | Y | Y
M3NHFScheduleOfRatesCode | Responsive/Wall:Build 1B Wall In Facings | Responsive - Wall:Build 1B Wall In Facings, unit of measure SM | Responsive-101311 | Y | Y | Y | Y | Y
M3NHFScheduleOfRatesCode | Responsive/Wall:Build Cavity Wall In Facings | Responsive - Wall:Build Cavity Wall In Facings, unit of measure SM | Responsive-101313 | Y | Y | Y | Y | Y
M3NHFScheduleOfRatesCode | Responsive/Wall:Build Ne 100Mm Block Wall | Responsive - Wall:Build Ne 100Mm Block Wall, unit of measure SM | Responsive-101317 | Y | Y | Y | Y | Y
M3NHFScheduleOfRatesCode | Responsive/Wall:Build 225Mm Block Wall | Responsive - Wall:Build 225Mm Block Wall, unit of measure SM | Responsive-101319 | Y | Y | Y | Y | Y
M3NHFScheduleOfRatesCode | Responsive/Wall:Rebuild 1/2B Wall In Commons | Responsive - Wall:Rebuild 1/2B Wall In Commons, unit of measure SM | Responsive-101501 | Y | Y | Y | Y | Y
M3NHFScheduleOfRatesCode | Responsive/Wall:Rebuild 1B Wall In Commons | Responsive - Wall:Rebuild 1B Wall In Commons, unit of measure SM | Responsive-101503 | Y | Y | Y | Y | Y
M3NHFScheduleOfRatesCode | Responsive/Wall:Rebuild 1/2B Wall In Facings | Responsive - Wall:Rebuild 1/2B Wall In Facings, unit of measure SM | Responsive-101505 | Y | Y | Y | Y | Y
M3NHFScheduleOfRatesCode | Responsive/Wall:Rebuild 1B Wall In Facings | Responsive - Wall:Rebuild 1B Wall In Facings, unit of measure SM | Responsive-101507 | Y | Y | Y | Y | Y
M3NHFScheduleOfRatesCode | Responsive/Wall:Rebuild Ne 100Mm Block Wall | Responsive - Wall:Rebuild Ne 100Mm Block Wall, unit of measure SM | Responsive-101511 | Y | Y | Y | Y | Y
M3NHFScheduleOfRatesCode | Responsive/Wall:Rebuild 225Mm Block Wall | Responsive - Wall:Rebuild 225Mm Block Wall, unit of measure SM | Responsive-101513 | Y | Y | Y | Y | Y
M3NHFScheduleOfRatesCode | Responsive/Firewall:Rebuild 1B Wall In Commons | Responsive - Firewall:Rebuild 1B Wall In Commons, unit of measure SM | Responsive-101515 | Y | Y | Y | Y | Y
M3NHFScheduleOfRatesCode | Responsive/Chimney Breast:Rebuild In Roof Space | Responsive - Chimney Breast:Rebuild In Roof Space, unit of measure SM | Responsive-101517 | Y | Y | Y | Y | Y
M3NHFScheduleOfRatesCode | Responsive/Walls:Rebuild Sleeper Walls | Responsive - Walls:Rebuild Sleeper Walls, unit of measure LM | Responsive-101601 | Y | Y | Y | Y | Y
M3NHFScheduleOfRatesCode | Responsive/Walls:Build Piers For Wall Plate | Responsive - Walls:Build Piers For Wall Plate, unit of measure NO | Responsive-101603 | Y | Y | Y | Y | Y
M3NHFScheduleOfRatesCode | Responsive/Pier:Rebuild 1B Wide Attached In Commons | Responsive - Pier:Rebuild 1B Wide Attached In Commons, unit of measure LM | Responsive-101701 | Y | Y | Y | Y | Y
M3NHFScheduleOfRatesCode | Responsive/Pier:Rebuild 1B Isolated In Commons | Responsive - Pier:Rebuild 1B Isolated In Commons, unit of measure LM | Responsive-101703 | Y | Y | Y | Y | Y
M3NHFScheduleOfRatesCode | Responsive/Pier:Rebuild 1-1/2B Wide Attached In Commons | Responsive - Pier:Rebuild 1-1/2B Wide Attached In Commons, unit of measure LM | Responsive-101705 | Y | Y | Y | Y | Y
M3NHFScheduleOfRatesCode | Responsive/Pier:Rebuild 1-1/2B Isolated In Commons | Responsive - Pier:Rebuild 1-1/2B Isolated In Commons, unit of measure LM | Responsive-101707 | Y | Y | Y | Y | Y
M3NHFScheduleOfRatesCode | Responsive/Pier:Rebuild 1B Wide Attached In Facings | Responsive - Pier:Rebuild 1B Wide Attached In Facings, unit of measure LM | Responsive-101709 | Y | Y | Y | Y | Y
M3NHFScheduleOfRatesCode | Responsive/Pier:Rebuild 1B Isolated In Facings | Responsive - Pier:Rebuild 1B Isolated In Facings, unit of measure LM | Responsive-101711 | Y | Y | Y | Y | Y
M3NHFScheduleOfRatesCode | Responsive/Pier:Rebuild 1-1/2B Wide Attached In Facings | Responsive - Pier:Rebuild 1-1/2B Wide Attached In Facings, unit of measure LM | Responsive-101713 | Y | Y | Y | Y | Y
M3NHFScheduleOfRatesCode | Responsive/Pier:Rebuild 1-1/2B Isolated In Facings | Responsive - Pier:Rebuild 1-1/2B Isolated In Facings, unit of measure LM | Responsive-101715 | Y | Y | Y | Y | Y
M3NHFScheduleOfRatesCode | Responsive/Wall:Repair Fracture | Responsive - Wall:Repair Fracture, unit of measure LM | Responsive-101901 | Y | Y | Y | Y | Y
M3NHFScheduleOfRatesCode | Responsive/Wall:Repair Small Patch In Commons | Responsive - Wall:Repair Small Patch In Commons, unit of measure IT | Responsive-101903 | Y | Y | Y | Y | Y
M3NHFScheduleOfRatesCode | Responsive/Wall:Repair Large Patch In Commons | Responsive - Wall:Repair Large Patch In Commons, unit of measure IT | Responsive-101905 | Y | Y | Y | Y | Y
M3NHFScheduleOfRatesCode | Responsive/Wall:Repair Small Patch In Facings | Responsive - Wall:Repair Small Patch In Facings, unit of measure IT | Responsive-101907 | Y | Y | Y | Y | Y
M3NHFScheduleOfRatesCode | Responsive/Wall:Repair Large Patch In Facings | Responsive - Wall:Repair Large Patch In Facings, unit of measure IT | Responsive-101909 | Y | Y | Y | Y | Y
M3NHFScheduleOfRatesCode | Responsive/Wall:Renew Individual 100Mm Block | Responsive - Wall:Renew Individual 100Mm Block, unit of measure NO | Responsive-101911 | Y | Y | Y | Y | Y
M3NHFScheduleOfRatesCode | Responsive/Wall:Renew Subsequent 100Mm Blocks | Responsive - Wall:Renew Subsequent 100Mm Blocks, unit of measure NO | Responsive-101913 | Y | Y | Y | Y | Y
M3NHFScheduleOfRatesCode | Responsive/Wall:Renew Individual 225Mm Block | Responsive - Wall:Renew Individual 225Mm Block, unit of measure NO | Responsive-101915 | Y | Y | Y | Y | Y
M3NHFScheduleOfRatesCode | Responsive/Wall:Renew Subsequent 225Mm Blocks | Responsive - Wall:Renew Subsequent 225Mm Blocks, unit of measure NO | Responsive-101917 | Y | Y | Y | Y | Y
M3NHFScheduleOfRatesCode | Responsive/Wall:Rake Out And Repoint Brickwork | Responsive - Wall:Rake Out And Repoint Brickwork, unit of measure SM | Responsive-102103 | Y | Y | Y | Y | Y
M3NHFScheduleOfRatesCode | Responsive/Wall:Rake Out And Repoint Joint Of Brickwork | Responsive - Wall:Rake Out And Repoint Joint Of Brickwork, unit of measure LM | Responsive-102105 | Y | Y | Y | Y | Y
M3NHFScheduleOfRatesCode | Responsive/Wall:Rake Out And Repoint Expansion Joint | Responsive - Wall:Rake Out And Repoint Expansion Joint, unit of measure LM | Responsive-102107 | Y
M3NHFScheduleOfRatesCode | Responsive/Stone:Rebuild Wall Ne 300Mm Ns Irregular Courses | Responsive - Stone:Rebuild Wall Ne 300Mm Ns Irregular Courses, unit of measure SM | Responsive-102201 | Y | Y | Y | Y | Y
M3NHFScheduleOfRatesCode | Responsive/Stone:Rebuild Wall Over 300Mm Ns Irregular | Responsive - Stone:Rebuild Wall Over 300Mm Ns Irregular, unit of measure SM | Responsive-102203 | Y | Y | Y | Y | Y
M3NHFScheduleOfRatesCode | Responsive/Stone:Rebuild Wall Ne 300Mm Ns Regular Courses | Responsive - Stone:Rebuild Wall Ne 300Mm Ns Regular Courses, unit of measure SM | Responsive-102205 | Y | Y | Y | Y | Y
M3NHFScheduleOfRatesCode | Responsive/Stone:Rebuild Wall Over 300Mm Ns Regular Courses | Responsive - Stone:Rebuild Wall Over 300Mm Ns Regular Courses, unit of measure SM | Responsive-102207 | Y | Y | Y | Y | Y
M3NHFScheduleOfRatesCode | Responsive/Stone:Rebuild Wall Ne 300Mm Rs Irregular Courses | Responsive - Stone:Rebuild Wall Ne 300Mm Rs Irregular Courses, unit of measure SM | Responsive-102211 | Y | Y | Y | Y | Y
M3NHFScheduleOfRatesCode | Responsive/Stone:Rebuild Wall Over 300Mm Rs Irregular | Responsive - Stone:Rebuild Wall Over 300Mm Rs Irregular, unit of measure SM | Responsive-102213 | Y | Y | Y | Y | Y
M3NHFScheduleOfRatesCode | Responsive/Stone:Rebuild Wall Ne 300Mm Rs Regular Courses | Responsive - Stone:Rebuild Wall Ne 300Mm Rs Regular Courses, unit of measure SM | Responsive-102215 | Y | Y | Y | Y | Y
M3NHFScheduleOfRatesCode | Responsive/Stone:Rebuild Wall Over 300Mm Rs Regular Courses | Responsive - Stone:Rebuild Wall Over 300Mm Rs Regular Courses, unit of measure SM | Responsive-102217 | Y | Y | Y | Y | Y
M3NHFScheduleOfRatesCode | Responsive/Stone:Rebuild Wall Cavity Skin Rs Regular Courses | Responsive - Stone:Rebuild Wall Cavity Skin Rs Regular Courses, unit of measure SM | Responsive-102219 | Y | Y | Y | Y | Y
M3NHFScheduleOfRatesCode | Responsive/Stone:Rebuild Wall Cavity Skin Rs Irregular | Responsive - Stone:Rebuild Wall Cavity Skin Rs Irregular, unit of measure SM | Responsive-102221 | Y | Y | Y | Y | Y
M3NHFScheduleOfRatesCode | Responsive/Wall:Rake Out And Repoint Stonework | Responsive - Wall:Rake Out And Repoint Stonework, unit of measure SM | Responsive-102223 | Y | Y | Y | Y | Y
M3NHFScheduleOfRatesCode | Responsive/Wall:Rake Out Repoint And Reset Stonework | Responsive - Wall:Rake Out Repoint And Reset Stonework, unit of measure SM | Responsive-102225 | Y | Y | Y | Y | Y
M3NHFScheduleOfRatesCode | Responsive/Tell Tale:Bed In Glass Tell Tale | Responsive - Tell Tale:Bed In Glass Tell Tale, unit of measure NO | Responsive-102301 | Y | Y | Y | Y | Y
M3NHFScheduleOfRatesCode | Responsive/Wall:Clear Cavity Areas Ne 1.0Sm | Responsive - Wall:Clear Cavity Areas Ne 1.0Sm, unit of measure IT | Responsive-102503 | Y | Y | Y | Y | Y
M3NHFScheduleOfRatesCode | Responsive/Wall:Clear Cavity Area Defective Insulation Ne 1Sm | Responsive - Wall:Clear Cavity Area Defective Insulation Ne 1Sm, unit of measure IT | Responsive-102505 | Y
M3NHFScheduleOfRatesCode | Responsive/Hole:Make Good Hole Any Diameter | Responsive - Hole:Make Good Hole Any Diameter, unit of measure NO | Responsive-102719 | Y | Y | Y | Y | Y
M3NHFScheduleOfRatesCode | Responsive/Hole:Hole For Cavity Inspection | Responsive - Hole:Hole For Cavity Inspection, unit of measure NO | Responsive-102721 | Y | Y | Y | Y | Y
M3NHFScheduleOfRatesCode | Responsive/Hole:Cavity Wall Inspection 1 | Responsive - Hole:Cavity Wall Inspection 1, unit of measure NO | Responsive-102723 | Y
M3NHFScheduleOfRatesCode | Responsive/Hole:Cavity Wall Inspection 2-5 | Responsive - Hole:Cavity Wall Inspection 2-5, unit of measure NO | Responsive-102725 | Y
M3NHFScheduleOfRatesCode | Responsive/Hole:Cavity Wall Inspection 6-10 | Responsive - Hole:Cavity Wall Inspection 6-10, unit of measure NO | Responsive-102727 | Y
M3NHFScheduleOfRatesCode | Responsive/Hole:Cavity Wall Inspection 11+ | Responsive - Hole:Cavity Wall Inspection 11+, unit of measure NO | Responsive-102729 | Y
M3NHFScheduleOfRatesCode | Responsive/Opening:Form In 1/2B Internal Wall For Door | Responsive - Opening:Form In 1/2B Internal Wall For Door, unit of measure IT | Responsive-102731 | Y | Y | Y | Y | Y
M3NHFScheduleOfRatesCode | Responsive/Opening:Form In 1B Internal Wall For Door | Responsive - Opening:Form In 1B Internal Wall For Door, unit of measure IT | Responsive-102733 | Y | Y | Y | Y | Y
M3NHFScheduleOfRatesCode | Responsive/Opening:Convert Or Extend Door In 100Mm Block | Responsive - Opening:Convert Or Extend Door In 100Mm Block, unit of measure IT | Responsive-102740 | Y
M3NHFScheduleOfRatesCode | Responsive/Opening:Build Up Internal In 100Mm Blocks | Responsive - Opening:Build Up Internal In 100Mm Blocks, unit of measure IT | Responsive-102741 | Y | Y | Y | Y | Y
M3NHFScheduleOfRatesCode | Responsive/Opening:Build Up Internal In Commons 1/2B Thick | Responsive - Opening:Build Up Internal In Commons 1/2B Thick, unit of measure IT | Responsive-102743 | Y | Y | Y | Y | Y
M3NHFScheduleOfRatesCode | Responsive/Opening:Build Up Internal In Commons 1B Thick | Responsive - Opening:Build Up Internal In Commons 1B Thick, unit of measure IT | Responsive-102745 | Y | Y | Y | Y | Y
M3NHFScheduleOfRatesCode | Responsive/Opening:Form Door In External Wall | Responsive - Opening:Form Door In External Wall, unit of measure SM | Responsive-102751 | Y | Y | Y | Y | Y
M3NHFScheduleOfRatesCode | Responsive/Opening:Form Window In External Wall | Responsive - Opening:Form Window In External Wall, unit of measure SM | Responsive-102753 | Y | Y | Y | Y | Y
M3NHFScheduleOfRatesCode | Responsive/Opening:Enlarge Existing Window | Responsive - Opening:Enlarge Existing Window, unit of measure SM | Responsive-102761 | Y | Y | Y | Y | Y
M3NHFScheduleOfRatesCode | Responsive/Opening:Adapt External Door To Window | Responsive - Opening:Adapt External Door To Window, unit of measure IT | Responsive-102763 | Y | Y | Y | Y | Y
M3NHFScheduleOfRatesCode | Responsive/Opening:Convert Or Extend Door Into Window | Responsive - Opening:Convert Or Extend Door Into Window, unit of measure SM | Responsive-102765 | Y | Y | Y | Y | Y
M3NHFScheduleOfRatesCode | Responsive/Opening:Build Up External In Commons | Responsive - Opening:Build Up External In Commons, unit of measure SM | Responsive-102771 | Y | Y | Y | Y | Y
M3NHFScheduleOfRatesCode | Responsive/Opening:Build Up External In Facings | Responsive - Opening:Build Up External In Facings, unit of measure SM | Responsive-102773 | Y | Y | Y | Y | Y
M3NHFScheduleOfRatesCode | Responsive/Lintel:Renew Pcc Lintel 100X150 | Responsive - Lintel:Renew Pcc Lintel 100X150, unit of measure LM | Responsive-102901 | Y | Y | Y | Y | Y
M3NHFScheduleOfRatesCode | Responsive/Lintel:Renew With Catnic Ne 2.5M Long | Responsive - Lintel:Renew With Catnic Ne 2.5M Long, unit of measure NO | Responsive-102905 | Y | Y | Y | Y | Y
M3NHFScheduleOfRatesCode | Responsive/Arch:Renew Brick On Edge | Responsive - Arch:Renew Brick On Edge, unit of measure LM | Responsive-102907 | Y | Y | Y | Y | Y
M3NHFScheduleOfRatesCode | Responsive/Arch:Renew Brick On End | Responsive - Arch:Renew Brick On End, unit of measure LM | Responsive-102911 | Y | Y | Y | Y | Y
M3NHFScheduleOfRatesCode | Responsive/Cill:Renew Single Quarry Tile | Responsive - Cill:Renew Single Quarry Tile, unit of measure NO | Responsive-103101 | Y | Y | Y | Y | Y
M3NHFScheduleOfRatesCode | Responsive/Cill:Renew With 2 Course Quarry Tiles | Responsive - Cill:Renew With 2 Course Quarry Tiles, unit of measure LM | Responsive-103103 | Y | Y | Y | Y | Y
M3NHFScheduleOfRatesCode | Responsive/Cill:Make Good Damaged Concrete Cill | Responsive - Cill:Make Good Damaged Concrete Cill, unit of measure NO | Responsive-103105 | Y | Y | Y | Y | Y
M3NHFScheduleOfRatesCode | Responsive/Cill:Renew Pcc Cill | Responsive - Cill:Renew Pcc Cill, unit of measure LM | Responsive-103107 | Y | Y | Y | Y | Y
M3NHFScheduleOfRatesCode | Responsive/Cill:Rebed Individual Brick To Cill | Responsive - Cill:Rebed Individual Brick To Cill, unit of measure NO | Responsive-103109 | Y | Y | Y | Y | Y
M3NHFScheduleOfRatesCode | Responsive/Cill:Rebed Brick On Edge Cill | Responsive - Cill:Rebed Brick On Edge Cill, unit of measure LM | Responsive-103111 | Y | Y | Y | Y | Y
M3NHFScheduleOfRatesCode | Responsive/Cill:Renew Brick On Edge Cill | Responsive - Cill:Renew Brick On Edge Cill, unit of measure LM | Responsive-103113 | Y | Y | Y | Y | Y
M3NHFScheduleOfRatesCode | Responsive/Cill:Rebed Brick On End Cill | Responsive - Cill:Rebed Brick On End Cill, unit of measure LM | Responsive-103115 | Y | Y | Y | Y | Y
M3NHFScheduleOfRatesCode | Responsive/Cill:Renew Brick On End Cill | Responsive - Cill:Renew Brick On End Cill, unit of measure LM | Responsive-103117 | Y | Y | Y | Y | Y
M3NHFScheduleOfRatesCode | Responsive/Threshold:Renew With Pcc | Responsive - Threshold:Renew With Pcc, unit of measure NO | Responsive-103119 | Y | Y | Y | Y | Y
M3NHFScheduleOfRatesCode | Responsive/Threshold:Renew With Insitu Concrete | Responsive - Threshold:Renew With Insitu Concrete, unit of measure NO | Responsive-103121 | Y | Y | Y | Y | Y
M3NHFScheduleOfRatesCode | Responsive/Coping:Renew Isolated Brick On Edge | Responsive - Coping:Renew Isolated Brick On Edge, unit of measure NO | Responsive-103301 | Y | Y | Y | Y | Y
M3NHFScheduleOfRatesCode | Responsive/Coping:Renew Brick On Edge | Responsive - Coping:Renew Brick On Edge, unit of measure LM | Responsive-103302 | Y
M3NHFScheduleOfRatesCode | Responsive/Coping:Rebed Brick On Edge Coping | Responsive - Coping:Rebed Brick On Edge Coping, unit of measure LM | Responsive-103303 | Y | Y | Y | Y | Y
M3NHFScheduleOfRatesCode | Responsive/Coping:Lay New Brick On Edge Coping | Responsive - Coping:Lay New Brick On Edge Coping, unit of measure LM | Responsive-103305 | Y | Y | Y | Y | Y
M3NHFScheduleOfRatesCode | Responsive/Coping:Lay New Brick On End Coping | Responsive - Coping:Lay New Brick On End Coping, unit of measure LM | Responsive-103306 | Y
M3NHFScheduleOfRatesCode | Responsive/Coping:Rebed Pcc Coping | Responsive - Coping:Rebed Pcc Coping, unit of measure LM | Responsive-103307 | Y | Y | Y | Y | Y
M3NHFScheduleOfRatesCode | Responsive/Coping:Lay New Pcc Coping | Responsive - Coping:Lay New Pcc Coping, unit of measure LM | Responsive-103311 | Y | Y | Y | Y | Y
M3NHFScheduleOfRatesCode | Responsive/Coping:Renew Pcc Coping To Match | Responsive - Coping:Renew Pcc Coping To Match, unit of measure LM | Responsive-103312 | Y
M3NHFScheduleOfRatesCode | Responsive/Coping:Renew Tile Creasing | Responsive - Coping:Renew Tile Creasing, unit of measure LM | Responsive-103315 | Y | Y | Y | Y | Y
M3NHFScheduleOfRatesCode | Responsive/Coping:Renew 2 Row Tile Creasing | Responsive - Coping:Renew 2 Row Tile Creasing, unit of measure LM | Responsive-103317 | Y | Y | Y | Y | Y
M3NHFScheduleOfRatesCode | Responsive/Dpc:Install New Cavity Tray Dpc | Responsive - Dpc:Install New Cavity Tray Dpc, unit of measure LM | Responsive-110001 | Y | Y | Y | Y | Y
M3NHFScheduleOfRatesCode | Responsive/Dpc:Install Proprietary Cavity Tray Dpc | Responsive - Dpc:Install Proprietary Cavity Tray Dpc, unit of measure LM | Responsive-110003 | Y | Y | Y | Y | Y
M3NHFScheduleOfRatesCode | Responsive/Wall 11.5Cm:Insert Dpc External | Responsive - Wall 11.5Cm:Insert Dpc External, unit of measure LM | Responsive-110005 | Y
M3NHFScheduleOfRatesCode | Responsive/Wall 11.5Cm:Insert Dpc Internal | Responsive - Wall 11.5Cm:Insert Dpc Internal, unit of measure LM | Responsive-110007 | Y
M3NHFScheduleOfRatesCode | Responsive/Wall 225Mm:Chemical Injection External Dpc | Responsive - Wall 225Mm:Chemical Injection External Dpc, unit of measure LM | Responsive-112001 | Y | Y | Y | Y | Y
M3NHFScheduleOfRatesCode | Responsive/Wall 338Mm:Chemical Injection External Dpc | Responsive - Wall 338Mm:Chemical Injection External Dpc, unit of measure LM | Responsive-112003 | Y | Y | Y | Y | Y
M3NHFScheduleOfRatesCode | Responsive/Wall 450Mm:Chemical Injection External Dpc | Responsive - Wall 450Mm:Chemical Injection External Dpc, unit of measure LM | Responsive-112005 | Y | Y | Y | Y | Y
M3NHFScheduleOfRatesCode | Responsive/Wall 563Mm:Chemical Injection External Dpc | Responsive - Wall 563Mm:Chemical Injection External Dpc, unit of measure LM | Responsive-112007 | Y | Y | Y | Y | Y
M3NHFScheduleOfRatesCode | Responsive/Wall 113Mm:Chemical Injection Internal Dpc | Responsive - Wall 113Mm:Chemical Injection Internal Dpc, unit of measure LM | Responsive-112009 | Y | Y | Y | Y | Y
M3NHFScheduleOfRatesCode | Responsive/Wall 225Mm:Chemical Injection Internal Dpc | Responsive - Wall 225Mm:Chemical Injection Internal Dpc, unit of measure LM | Responsive-112011 | Y | Y | Y | Y | Y
M3NHFScheduleOfRatesCode | Responsive/Wall Cavity:Chemical Inject Internal Dpc | Responsive - Wall Cavity:Chemical Inject Internal Dpc, unit of measure LM | Responsive-112013 | Y | Y | Y | Y | Y
M3NHFScheduleOfRatesCode | Responsive/Wall 338Mm:Chemical Injection Internal Dpc | Responsive - Wall 338Mm:Chemical Injection Internal Dpc, unit of measure LM | Responsive-112015 | Y | Y | Y | Y | Y
M3NHFScheduleOfRatesCode | Responsive/Wall Cavity:Chemical Inject 2 Skins Dpc | Responsive - Wall Cavity:Chemical Inject 2 Skins Dpc, unit of measure LM | Responsive-112018 | Y | Y | Y | Y | Y
M3NHFScheduleOfRatesCode | Responsive/Dwelling:Chemical Dpc Inject Survey | Responsive - Dwelling:Chemical Dpc Inject Survey, unit of measure IT | Responsive-112020 | Y | Y | Y | Y | Y
M3NHFScheduleOfRatesCode | Responsive/Dwelling:Rot Eradication Survey | Responsive - Dwelling:Rot Eradication Survey, unit of measure IT | Responsive-112022 | Y | Y | Y | Y | Y
M3NHFScheduleOfRatesCode | Responsive/Wall:Irrigate With Fungicide | Responsive - Wall:Irrigate With Fungicide, unit of measure SM | Responsive-113001 | Y | Y | Y | Y | Y
M3NHFScheduleOfRatesCode | Responsive/Wall Or Ceiling:Apply Anti-Fungicide | Responsive - Wall Or Ceiling:Apply Anti-Fungicide, unit of measure SM | Responsive-114001 | Y | Y | Y | Y | Y
M3NHFScheduleOfRatesCode | Responsive/Flooring:Renew Asphalt Ne 1Sm In Patch | Responsive - Flooring:Renew Asphalt Ne 1Sm In Patch, unit of measure IT | Responsive-114101 | Y | Y | Y | Y | Y
M3NHFScheduleOfRatesCode | Responsive/Flooring:Renew Asphalt Over 1Sm | Responsive - Flooring:Renew Asphalt Over 1Sm, unit of measure SM | Responsive-114103 | Y | Y | Y | Y | Y
M3NHFScheduleOfRatesCode | Responsive/Airbrick:Renew With Pvc | Responsive - Airbrick:Renew With Pvc, unit of measure NO | Responsive-115001 | Y | Y | Y | Y | Y
M3NHFScheduleOfRatesCode | Responsive/Airbrick:Install New Pvc Vent | Responsive - Airbrick:Install New Pvc Vent, unit of measure NO | Responsive-115003 | Y | Y | Y | Y | Y
M3NHFScheduleOfRatesCode | Responsive/Airbrick:Renew Clay Or Concrete Vent | Responsive - Airbrick:Renew Clay Or Concrete Vent, unit of measure NO | Responsive-115005 | Y | Y | Y | Y | Y
M3NHFScheduleOfRatesCode | Responsive/Airbrick:Install New Clay Or Concrete Vent | Responsive - Airbrick:Install New Clay Or Concrete Vent, unit of measure NO | Responsive-115007 | Y | Y | Y | Y | Y
M3NHFScheduleOfRatesCode | Responsive/Airbrick:Rebed Loose Vent | Responsive - Airbrick:Rebed Loose Vent, unit of measure NO | Responsive-115009 | Y | Y | Y | Y | Y
M3NHFScheduleOfRatesCode | Responsive/Air Brick Or Vent:Brick Up Opening | Responsive - Air Brick Or Vent:Brick Up Opening, unit of measure NO | Responsive-115010 | Y
M3NHFScheduleOfRatesCode | Responsive/Ventilator:Renew Pvc Or Aluminium | Responsive - Ventilator:Renew Pvc Or Aluminium, unit of measure NO | Responsive-115011 | Y | Y | Y | Y | Y
M3NHFScheduleOfRatesCode | Responsive/Vent:Install Proprietary Vent Kit | Responsive - Vent:Install Proprietary Vent Kit, unit of measure NO | Responsive-115012 | Y | Y | Y | Y | Y
M3NHFScheduleOfRatesCode | Responsive/Vent:Install Tumble Vent Kit | Responsive - Vent:Install Tumble Vent Kit, unit of measure NO | Responsive-115014 | Y | Y | Y | Y | Y
M3NHFScheduleOfRatesCode | Responsive/Chimney:Rebuild 4 Course 1 Flue | Responsive - Chimney:Rebuild 4 Course 1 Flue, unit of measure IT | Responsive-120001 | Y | Y | Y | Y | Y
M3NHFScheduleOfRatesCode | Responsive/Chimney:Rebuild 1 Course 1 Flue | Responsive - Chimney:Rebuild 1 Course 1 Flue, unit of measure IT | Responsive-120003 | Y | Y | Y | Y | Y
M3NHFScheduleOfRatesCode | Responsive/Chimney:Rebuild 4 Course 2 Flue | Responsive - Chimney:Rebuild 4 Course 2 Flue, unit of measure IT | Responsive-120005 | Y | Y | Y | Y | Y
M3NHFScheduleOfRatesCode | Responsive/Chimney:Rebuild 1 Course 2 Flue | Responsive - Chimney:Rebuild 1 Course 2 Flue, unit of measure IT | Responsive-120007 | Y | Y | Y | Y | Y
M3NHFScheduleOfRatesCode | Responsive/Chimney:Rebuild 4 Course 4 Flue | Responsive - Chimney:Rebuild 4 Course 4 Flue, unit of measure IT | Responsive-120009 | Y | Y | Y | Y | Y
M3NHFScheduleOfRatesCode | Responsive/Chimney:Rebuild 1 Course 4 Flue | Responsive - Chimney:Rebuild 1 Course 4 Flue, unit of measure IT | Responsive-120011 | Y | Y | Y | Y | Y
M3NHFScheduleOfRatesCode | Responsive/Chimney:Rebuild 4 Course 6 Flue | Responsive - Chimney:Rebuild 4 Course 6 Flue, unit of measure IT | Responsive-120013 | Y | Y | Y | Y | Y
M3NHFScheduleOfRatesCode | Responsive/Chimney:Rebuild 1 Course 6 Flue | Responsive - Chimney:Rebuild 1 Course 6 Flue, unit of measure IT | Responsive-120015 | Y | Y | Y | Y | Y
M3NHFScheduleOfRatesCode | Responsive/Chimney:Rebuild 4 Course 8 Flue | Responsive - Chimney:Rebuild 4 Course 8 Flue, unit of measure IT | Responsive-120017 | Y | Y | Y | Y | Y
M3NHFScheduleOfRatesCode | Responsive/Chimney:Rebuild 1 Course 8 Flue | Responsive - Chimney:Rebuild 1 Course 8 Flue, unit of measure IT | Responsive-120019 | Y | Y | Y | Y | Y
M3NHFScheduleOfRatesCode | Responsive/Chimney:Demolish Stack And Make Good Roof | Responsive - Chimney:Demolish Stack And Make Good Roof, unit of measure IT | Responsive-120021 | Y | Y | Y | Y | Y
M3NHFScheduleOfRatesCode | Responsive/Chimney:Seal Flue | Responsive - Chimney:Seal Flue, unit of measure IT | Responsive-120023 | Y | Y | Y | Y | Y
M3NHFScheduleOfRatesCode | Responsive/Chimney:Renew Facing Bricks Ne 6No | Responsive - Chimney:Renew Facing Bricks Ne 6No, unit of measure NO | Responsive-120025 | Y | Y | Y | Y | Y
M3NHFScheduleOfRatesCode | Responsive/Chimney:Renew Bricks Ne 0.50Sm | Responsive - Chimney:Renew Bricks Ne 0.50Sm, unit of measure NO | Responsive-120027 | Y | Y | Y | Y | Y
M3NHFScheduleOfRatesCode | Responsive/Chimney:Rake Out And Repoint Stack | Responsive - Chimney:Rake Out And Repoint Stack, unit of measure SM | Responsive-120029 | Y | Y | Y | Y | Y
M3NHFScheduleOfRatesCode | Responsive/Chimney:Renew Two Coat Render To Stack | Responsive - Chimney:Renew Two Coat Render To Stack, unit of measure SM | Responsive-120031 | Y | Y | Y | Y | Y
M3NHFScheduleOfRatesCode | Responsive/Chimney:Ball Flue And Clear Obstruction | Responsive - Chimney:Ball Flue And Clear Obstruction, unit of measure IT | Responsive-125001 | Y | Y | Y | Y | Y
M3NHFScheduleOfRatesCode | Responsive/Chimney:Ball Flue Remove Cowl | Responsive - Chimney:Ball Flue Remove Cowl, unit of measure IT | Responsive-125003 | Y | Y | Y | Y | Y
M3NHFScheduleOfRatesCode | Responsive/Chimney:Clear Blocked Flue In Roof | Responsive - Chimney:Clear Blocked Flue In Roof, unit of measure IT | Responsive-125005 | Y | Y | Y | Y | Y
M3NHFScheduleOfRatesCode | Responsive/Chimney:Clear Block Flue In Breast | Responsive - Chimney:Clear Block Flue In Breast, unit of measure IT | Responsive-125007 | Y | Y | Y | Y | Y
M3NHFScheduleOfRatesCode | Responsive/Chimney:Sweep Flue - Registered | Responsive - Chimney:Sweep Flue - Registered, unit of measure IT | Responsive-125010 | Y | Y | Y | Y | Y
M3NHFScheduleOfRatesCode | Responsive/Chimney:Smoke Test And Report | Responsive - Chimney:Smoke Test And Report, unit of measure IT | Responsive-125011 | Y | Y | Y | Y | Y
M3NHFScheduleOfRatesCode | Responsive/Flue:Cctv Survey | Responsive - Flue:Cctv Survey, unit of measure IT | Responsive-125013 | Y
M3NHFScheduleOfRatesCode | Responsive/Chimney:Renew Pot Ne 900Mm High | Responsive - Chimney:Renew Pot Ne 900Mm High, unit of measure NO | Responsive-130003 | Y | Y | Y | Y | Y
M3NHFScheduleOfRatesCode | Responsive/Chimney:Renew Marcone Ne 990Mm | Responsive - Chimney:Renew Marcone Ne 990Mm, unit of measure NO | Responsive-130007 | Y | Y | Y | Y | Y
M3NHFScheduleOfRatesCode | Responsive/Chimney:Rebed Pot | Responsive - Chimney:Rebed Pot, unit of measure NO | Responsive-130009 | Y | Y | Y | Y | Y
M3NHFScheduleOfRatesCode | Responsive/Chimney:Install Colt Cowl | Responsive - Chimney:Install Colt Cowl, unit of measure NO | Responsive-130011 | Y | Y | Y | Y | Y
M3NHFScheduleOfRatesCode | Responsive/Chimney:Install Aerocowl To Pot | Responsive - Chimney:Install Aerocowl To Pot, unit of measure NO | Responsive-130013 | Y | Y | Y | Y | Y
M3NHFScheduleOfRatesCode | Responsive/Chimney:450Mm Vented Cap To Pot | Responsive - Chimney:450Mm Vented Cap To Pot, unit of measure NO | Responsive-130015 | Y | Y | Y | Y | Y
M3NHFScheduleOfRatesCode | Responsive/Chimney:Renew Gc Gas Terminal | Responsive - Chimney:Renew Gc Gas Terminal, unit of measure NO | Responsive-130017 | Y | Y | Y | Y | Y
M3NHFScheduleOfRatesCode | Responsive/Chimney:Renew Galvanised Wire Birdcage | Responsive - Chimney:Renew Galvanised Wire Birdcage, unit of measure NO | Responsive-130019 | Y | Y | Y | Y | Y
M3NHFScheduleOfRatesCode | Responsive/Chimney:Remove And Refix Tv Aerial Or Dish | Responsive - Chimney:Remove And Refix Tv Aerial Or Dish, unit of measure NO | Responsive-130021 |  | Y | Y | Y | Y
M3NHFScheduleOfRatesCode | Responsive/Meter Cupboard:Proprietary Renew Or Supply New | Responsive - Meter Cupboard:Proprietary Renew Or Supply New, unit of measure NO | Responsive-135001 | Y | Y | Y | Y | Y
M3NHFScheduleOfRatesCode | Responsive/Meter Cupboard:Pm Renew Or Supply New | Responsive - Meter Cupboard:Pm Renew Or Supply New, unit of measure NO | Responsive-135002 | Y
M3NHFScheduleOfRatesCode | Responsive/Meter Cupboard:Renew Proprietary Door | Responsive - Meter Cupboard:Renew Proprietary Door, unit of measure NO | Responsive-135003 | Y | Y | Y | Y | Y
M3NHFScheduleOfRatesCode | Responsive/Meter Cupboard:Renew Pm Timber Door | Responsive - Meter Cupboard:Renew Pm Timber Door, unit of measure NO | Responsive-135004 | Y
M3NHFScheduleOfRatesCode | Responsive/Meter Cupboard:Renew Metal Door And Frame | Responsive - Meter Cupboard:Renew Metal Door And Frame, unit of measure NO | Responsive-135005 | Y
M3NHFScheduleOfRatesCode | Responsive/Fireplace:Renew Complete | Responsive - Fireplace:Renew Complete, unit of measure NO | Responsive-140001 | Y | Y | Y | Y | Y
M3NHFScheduleOfRatesCode | Responsive/Fire:Renew Complete | Responsive - Fire:Renew Complete, unit of measure NO | Responsive-140002 | Y | Y | Y | Y | Y
M3NHFScheduleOfRatesCode | Responsive/Fire:Renew Surround | Responsive - Fire:Renew Surround, unit of measure NO | Responsive-140003 | Y | Y | Y | Y | Y
M3NHFScheduleOfRatesCode | Responsive/Fire:Renew Surround And Hearth | Responsive - Fire:Renew Surround And Hearth, unit of measure NO | Responsive-140005 | Y | Y | Y | Y | Y
M3NHFScheduleOfRatesCode | Responsive/Fire:Renew Hearth Complete | Responsive - Fire:Renew Hearth Complete, unit of measure NO | Responsive-140007 | Y | Y | Y | Y | Y
M3NHFScheduleOfRatesCode | Responsive/Fire:Adapt For Gas | Responsive - Fire:Adapt For Gas, unit of measure NO | Responsive-140008 | Y | Y | Y | Y | Y
M3NHFScheduleOfRatesCode | Responsive/Fire:Remove Fire And Seal Opening | Responsive - Fire:Remove Fire And Seal Opening, unit of measure IT | Responsive-140009 | Y | Y | Y | Y | Y
M3NHFScheduleOfRatesCode | Responsive/Fire:Remove Refix For Backboiler Renewal | Responsive - Fire:Remove Refix For Backboiler Renewal, unit of measure NO | Responsive-140010 | Y | Y | Y | Y | Y
M3NHFScheduleOfRatesCode | Responsive/Fire:Renew Lintel To Open Fire | Responsive - Fire:Renew Lintel To Open Fire, unit of measure IT | Responsive-140011 | Y | Y | Y | Y | Y
M3NHFScheduleOfRatesCode | Responsive/Fire:Repoint Tiles With Fire Cement | Responsive - Fire:Repoint Tiles With Fire Cement, unit of measure IT | Responsive-140013 | Y | Y | Y | Y | Y
M3NHFScheduleOfRatesCode | Responsive/Fire:Renew Firecheek | Responsive - Fire:Renew Firecheek, unit of measure IT | Responsive-140014 | Y | Y | Y | Y | Y
M3NHFScheduleOfRatesCode | Responsive/Fire:Renew Firecheeks | Responsive - Fire:Renew Firecheeks, unit of measure IT | Responsive-140015 | Y | Y | Y | Y | Y
M3NHFScheduleOfRatesCode | Responsive/Fire:Renew Firecheeks And Ash Pit | Responsive - Fire:Renew Firecheeks And Ash Pit, unit of measure IT | Responsive-140017 | Y | Y | Y | Y | Y
M3NHFScheduleOfRatesCode | Responsive/Fire:Clean And Reset Damper | Responsive - Fire:Clean And Reset Damper, unit of measure NO | Responsive-140019 | Y | Y | Y | Y | Y
M3NHFScheduleOfRatesCode | Responsive/Fire:Renew Standard Size Canopy | Responsive - Fire:Renew Standard Size Canopy, unit of measure NO | Responsive-140021 | Y | Y | Y | Y | Y
M3NHFScheduleOfRatesCode | Responsive/Fire:Renew All Night Burner Grate | Responsive - Fire:Renew All Night Burner Grate, unit of measure IT | Responsive-140023 | Y | Y | Y | Y | Y
M3NHFScheduleOfRatesCode | Responsive/Fire:Renew Or Refix Single Glazed Tile | Responsive - Fire:Renew Or Refix Single Glazed Tile, unit of measure NO | Responsive-140025 | Y | Y | Y | Y | Y
M3NHFScheduleOfRatesCode | Responsive/Fire:Renew Glazed Tiles | Responsive - Fire:Renew Glazed Tiles, unit of measure SM | Responsive-140027 | Y | Y | Y | Y | Y
M3NHFScheduleOfRatesCode | Responsive/Fire:Overhaul Defective Solid Fuel Appliance | Responsive - Fire:Overhaul Defective Solid Fuel Appliance, unit of measure NO | Responsive-140028 | Y | Y | Y | Y | Y
M3NHFScheduleOfRatesCode | Responsive/Fire:Renew Fire Basket | Responsive - Fire:Renew Fire Basket, unit of measure NO | Responsive-140029 | Y | Y | Y | Y | Y
M3NHFScheduleOfRatesCode | Responsive/Fire:Renew Fire Fret | Responsive - Fire:Renew Fire Fret, unit of measure NO | Responsive-140031 | Y | Y | Y | Y | Y
M3NHFScheduleOfRatesCode | Responsive/Fire:Renew Fire Base | Responsive - Fire:Renew Fire Base, unit of measure NO | Responsive-140032 | Y | Y | Y | Y | Y
M3NHFScheduleOfRatesCode | Responsive/Fire:Supply Set Of Tools | Responsive - Fire:Supply Set Of Tools, unit of measure NO | Responsive-140033 | Y | Y | Y | Y | Y
M3NHFScheduleOfRatesCode | Responsive/Fire:Renew Bottom Grate | Responsive - Fire:Renew Bottom Grate, unit of measure NO | Responsive-140035 | Y | Y | Y | Y | Y
M3NHFScheduleOfRatesCode | Responsive/Fire:Renew Bottom Bars | Responsive - Fire:Renew Bottom Bars, unit of measure NO | Responsive-140036 | Y | Y | Y | Y | Y
M3NHFScheduleOfRatesCode | Responsive/Fire:Refix All Night Burner | Responsive - Fire:Refix All Night Burner, unit of measure NO | Responsive-140037 | Y | Y | Y | Y | Y
M3NHFScheduleOfRatesCode | Responsive/Fire:Renew Fire Bricks | Responsive - Fire:Renew Fire Bricks, unit of measure IT | Responsive-140038 | Y | Y | Y | Y | Y
M3NHFScheduleOfRatesCode | Responsive/Fire:Renew Glass | Responsive - Fire:Renew Glass, unit of measure IT | Responsive-140039 | Y | Y | Y | Y | Y
M3NHFScheduleOfRatesCode | Responsive/Fire:Renew Glass Set | Responsive - Fire:Renew Glass Set, unit of measure IT | Responsive-140041 | Y | Y | Y | Y | Y
M3NHFScheduleOfRatesCode | Responsive/Fire:Reflaunch Flue | Responsive - Fire:Reflaunch Flue, unit of measure IT | Responsive-140043 | Y | Y | Y | Y | Y
M3NHFScheduleOfRatesCode | Responsive/Fire:Repair Cracks To Firebrick | Responsive - Fire:Repair Cracks To Firebrick, unit of measure IT | Responsive-140045 | Y | Y | Y | Y | Y
M3NHFScheduleOfRatesCode | Responsive/Fire:Rebed Tiled Hearth | Responsive - Fire:Rebed Tiled Hearth, unit of measure IT | Responsive-140047 | Y | Y | Y | Y | Y
M3NHFScheduleOfRatesCode | Responsive/Fire:Refix Fire Surround | Responsive - Fire:Refix Fire Surround, unit of measure IT | Responsive-140049 | Y | Y | Y | Y | Y
M3NHFScheduleOfRatesCode | Responsive/Fire:Remove Fire And Backboiler | Responsive - Fire:Remove Fire And Backboiler, unit of measure IT | Responsive-140050 | Y | Y | Y | Y | Y
M3NHFScheduleOfRatesCode | Responsive/Fire:Renew Fireback | Responsive - Fire:Renew Fireback, unit of measure IT | Responsive-140051 | Y | Y | Y | Y | Y
M3NHFScheduleOfRatesCode | Responsive/Fire:Renew Adjustable Throat Unit | Responsive - Fire:Renew Adjustable Throat Unit, unit of measure IT | Responsive-140053 | Y | Y | Y | Y | Y
M3NHFScheduleOfRatesCode | Responsive/Fire:Renew Asbestos Type Rope | Responsive - Fire:Renew Asbestos Type Rope, unit of measure IT | Responsive-140055 | Y | Y | Y | Y | Y
M3NHFScheduleOfRatesCode | Responsive/Fire:Refix Asbestos Type Rope | Responsive - Fire:Refix Asbestos Type Rope, unit of measure IT | Responsive-140057 | Y | Y | Y | Y | Y
M3NHFScheduleOfRatesCode | Responsive/Cooker:Remove Solid Fuel Cooker Complete | Responsive - Cooker:Remove Solid Fuel Cooker Complete, unit of measure IT | Responsive-145001 | Y | Y | Y | Y | Y
M3NHFScheduleOfRatesCode | Responsive/Surfaces:Repair Cracks, Concrete Ne 5Mm | Responsive - Surfaces:Repair Cracks, Concrete Ne 5Mm, unit of measure SM | Responsive-146001 | Y
M3NHFScheduleOfRatesCode | Responsive/Lintels:Repair Cracks, Concrete Ne 5Mm | Responsive - Lintels:Repair Cracks, Concrete Ne 5Mm, unit of measure LM | Responsive-146003 | Y
M3NHFScheduleOfRatesCode | Responsive/Cills:Repair Cracks, Concrete Ne 5Mm | Responsive - Cills:Repair Cracks, Concrete Ne 5Mm, unit of measure LM | Responsive-146005 | Y
M3NHFScheduleOfRatesCode | Responsive/Concrete Surfaces:Repair Cracks, Spalls Ne 10Mm | Responsive - Concrete Surfaces:Repair Cracks, Spalls Ne 10Mm, unit of measure SM | Responsive-146007 | Y
M3NHFScheduleOfRatesCode | Responsive/Concrete Lintels:Repair Cracks, Spalls Ne 10Mm | Responsive - Concrete Lintels:Repair Cracks, Spalls Ne 10Mm, unit of measure LM | Responsive-146008 | Y
M3NHFScheduleOfRatesCode | Responsive/Concrete Cills:Repair Cracks, Spalls Ne 10Mm | Responsive - Concrete Cills:Repair Cracks, Spalls Ne 10Mm, unit of measure LM | Responsive-146009 | Y
M3NHFScheduleOfRatesCode | Responsive/Surfaces:Repair Cracks, Concrete Ne 15Mm | Responsive - Surfaces:Repair Cracks, Concrete Ne 15Mm, unit of measure SM | Responsive-146011 | Y
M3NHFScheduleOfRatesCode | Responsive/Lintels:Repair Cracks, Concrete Ne 15Mm | Responsive - Lintels:Repair Cracks, Concrete Ne 15Mm, unit of measure LM | Responsive-146013 | Y
M3NHFScheduleOfRatesCode | Responsive/Cills:Repair Cracks, Concrete Ne 15Mm | Responsive - Cills:Repair Cracks, Concrete Ne 15Mm, unit of measure LM | Responsive-146015 | Y
M3NHFScheduleOfRatesCode | Responsive/Surfaces:Repair Cracks Stonework Ne 5Mm | Responsive - Surfaces:Repair Cracks Stonework Ne 5Mm, unit of measure SM | Responsive-146101 | Y | Y | Y | Y | Y
M3NHFScheduleOfRatesCode | Responsive/Lintels/Cills:Repair Cracks Stonework Ne 5Mm | Responsive - Lintels/Cills:Repair Cracks Stonework Ne 5Mm, unit of measure LM | Responsive-146103 | Y | Y | Y | Y | Y
M3NHFScheduleOfRatesCode | Responsive/Stone Surfaces:Repair Cracks, Spalls Ne 10Mm | Responsive - Stone Surfaces:Repair Cracks, Spalls Ne 10Mm, unit of measure SM | Responsive-146107 | Y | Y | Y | Y | Y
M3NHFScheduleOfRatesCode | Responsive/Lintels/Cills:Repair Cracks Stonework Ne 10Mm | Responsive - Lintels/Cills:Repair Cracks Stonework Ne 10Mm, unit of measure LM | Responsive-146109 | Y | Y | Y | Y | Y
M3NHFScheduleOfRatesCode | Responsive/Surfaces:Repair Cracks Stonework Ne 15Mm | Responsive - Surfaces:Repair Cracks Stonework Ne 15Mm, unit of measure SM | Responsive-146113 | Y | Y | Y | Y | Y
M3NHFScheduleOfRatesCode | Responsive/Lintels/Cills:Repair Cracks Stonework Ne 15Mm | Responsive - Lintels/Cills:Repair Cracks Stonework Ne 15Mm, unit of measure LM | Responsive-146115 | Y | Y | Y | Y | Y
M3NHFScheduleOfRatesCode | Responsive/Stone Walls:Chemical Clean | Responsive - Stone Walls:Chemical Clean, unit of measure SM | Responsive-146201 | Y
M3NHFScheduleOfRatesCode | Responsive/Stone Cills:Chemical Clean | Responsive - Stone Cills:Chemical Clean, unit of measure LM | Responsive-146203 | Y
M3NHFScheduleOfRatesCode | Responsive/Stone Walls:Grit Blast | Responsive - Stone Walls:Grit Blast, unit of measure SM | Responsive-146205 | Y
M3NHFScheduleOfRatesCode | Responsive/Client Inspection:Brickwork And Structure | Responsive - Client Inspection:Brickwork And Structure, unit of measure IT | Responsive-198001 | Y | Y | Y | Y
M3NHFScheduleOfRatesCode | Responsive/Roof Tile:Renew Concrete Interlocking Ne 5 No | Responsive - Roof Tile:Renew Concrete Interlocking Ne 5 No, unit of measure IT | Responsive-201101 | Y | Y | Y | Y | Y
M3NHFScheduleOfRatesCode | Responsive/Roof Tile:Renew Concrete Interlocking Over 5 No | Responsive - Roof Tile:Renew Concrete Interlocking Over 5 No, unit of measure SM | Responsive-201103 | Y | Y | Y | Y | Y
M3NHFScheduleOfRatesCode | Responsive/Roof Tile:Remove And Refix Interlocking Ne 5 No | Responsive - Roof Tile:Remove And Refix Interlocking Ne 5 No, unit of measure IT | Responsive-201107 | Y | Y | Y | Y | Y
M3NHFScheduleOfRatesCode | Responsive/Roof Tile:Remove Refix Interlocking Over 5 No | Responsive - Roof Tile:Remove Refix Interlocking Over 5 No, unit of measure SM | Responsive-201109 | Y | Y | Y | Y | Y
M3NHFScheduleOfRatesCode | Responsive/Roof Tile:Overhaul Interlocking Roof Complete | Responsive - Roof Tile:Overhaul Interlocking Roof Complete, unit of measure SM | Responsive-201113 | Y | Y | Y | Y | Y
M3NHFScheduleOfRatesCode | Responsive/Roof Covering:Extra To Renew Felt And Battens | Responsive - Roof Covering:Extra To Renew Felt And Battens, unit of measure SM | Responsive-201150 | Y | Y | Y | Y | Y
M3NHFScheduleOfRatesCode | Responsive/Roof Tile:Renew Plain Concrete Or Clay Ne 10 No | Responsive - Roof Tile:Renew Plain Concrete Or Clay Ne 10 No, unit of measure IT | Responsive-201301 | Y | Y | Y | Y | Y
M3NHFScheduleOfRatesCode | Responsive/Roof Tile:Renew Plain Concrete Or Clay Over 10 No | Responsive - Roof Tile:Renew Plain Concrete Or Clay Over 10 No, unit of measure SM | Responsive-201303 | Y | Y | Y | Y | Y
M3NHFScheduleOfRatesCode | Responsive/Roof Tile:Remove And Refix Plain Ne 10 No | Responsive - Roof Tile:Remove And Refix Plain Ne 10 No, unit of measure IT | Responsive-201307 | Y | Y | Y | Y | Y
M3NHFScheduleOfRatesCode | Responsive/Roof Tile:Remove And Refix Plain Over 10 No | Responsive - Roof Tile:Remove And Refix Plain Over 10 No, unit of measure SM | Responsive-201309 | Y | Y | Y | Y | Y
M3NHFScheduleOfRatesCode | Responsive/Roof Tile:Overhaul Plain Tile Roof Complete | Responsive - Roof Tile:Overhaul Plain Tile Roof Complete, unit of measure SM | Responsive-201313 | Y | Y | Y | Y | Y
M3NHFScheduleOfRatesCode | Responsive/Verge:Rake Out And Repoint In Mortar | Responsive - Verge:Rake Out And Repoint In Mortar, unit of measure LM | Responsive-201501 | Y | Y | Y | Y | Y
M3NHFScheduleOfRatesCode | Responsive/Verge:Renew Tile Verge | Responsive - Verge:Renew Tile Verge, unit of measure LM | Responsive-201503 | Y | Y | Y | Y | Y
M3NHFScheduleOfRatesCode | Responsive/Verge:Remove And Refix Tile | Responsive - Verge:Remove And Refix Tile, unit of measure LM | Responsive-201505 | Y | Y | Y | Y | Y
M3NHFScheduleOfRatesCode | Responsive/Verge:Remove And Refix Tile Renew Undercloak | Responsive - Verge:Remove And Refix Tile Renew Undercloak, unit of measure LM | Responsive-201507 | Y
M3NHFScheduleOfRatesCode | Responsive/Ridge:Renew Bedded Tile | Responsive - Ridge:Renew Bedded Tile, unit of measure LM | Responsive-201703 | Y | Y | Y | Y | Y
M3NHFScheduleOfRatesCode | Responsive/Hip:Renew Bedded Tile | Responsive - Hip:Renew Bedded Tile, unit of measure LM | Responsive-201704 | Y
M3NHFScheduleOfRatesCode | Responsive/Ridge:Renew Mono-Pitch Tiles | Responsive - Ridge:Renew Mono-Pitch Tiles, unit of measure LM | Responsive-201711 | Y | Y | Y | Y | Y
M3NHFScheduleOfRatesCode | Responsive/Hip:Renew Mono-Pitch Tiles | Responsive - Hip:Renew Mono-Pitch Tiles, unit of measure LM | Responsive-201712 | Y
M3NHFScheduleOfRatesCode | Responsive/Ridge:Remove And Refix Tiles | Responsive - Ridge:Remove And Refix Tiles, unit of measure LM | Responsive-201715 | Y | Y | Y | Y | Y
M3NHFScheduleOfRatesCode | Responsive/Hip:Remove And Refix Tiles | Responsive - Hip:Remove And Refix Tiles, unit of measure LM | Responsive-201716 | Y
M3NHFScheduleOfRatesCode | Responsive/Ridge:Rake Out And Repoint Tiles | Responsive - Ridge:Rake Out And Repoint Tiles, unit of measure LM | Responsive-201717 | Y | Y | Y | Y | Y
M3NHFScheduleOfRatesCode | Responsive/Hip Or Valley:Rake Out And Repoint Tiles | Responsive - Hip Or Valley:Rake Out And Repoint Tiles, unit of measure LM | Responsive-201718 | Y
M3NHFScheduleOfRatesCode | Responsive/Ridge:Renew Any Type Gas Flue Terminal Tile | Responsive - Ridge:Renew Any Type Gas Flue Terminal Tile, unit of measure NO | Responsive-201719 | Y | Y | Y | Y | Y
M3NHFScheduleOfRatesCode | Responsive/Hip:Renew Bonnet Hip Tiles | Responsive - Hip:Renew Bonnet Hip Tiles, unit of measure LM | Responsive-201725 | Y | Y | Y | Y | Y
M3NHFScheduleOfRatesCode | Responsive/Hip:Renew Galvanised Hip Iron | Responsive - Hip:Renew Galvanised Hip Iron, unit of measure NO | Responsive-201727 | Y | Y | Y | Y | Y
M3NHFScheduleOfRatesCode | Responsive/Valley:Renew Valley Tiles | Responsive - Valley:Renew Valley Tiles, unit of measure LM | Responsive-201731 | Y | Y | Y | Y | Y
M3NHFScheduleOfRatesCode | Responsive/Valley:Renew Trough Valley Tiles | Responsive - Valley:Renew Trough Valley Tiles, unit of measure LM | Responsive-201735 | Y | Y | Y | Y | Y
M3NHFScheduleOfRatesCode | Responsive/Slate:Renew Fibre Cement Ne 5 No | Responsive - Slate:Renew Fibre Cement Ne 5 No, unit of measure IT | Responsive-203101 | Y | Y | Y | Y | Y
M3NHFScheduleOfRatesCode | Responsive/Slate:Renew Fibre Cement Over 5 No | Responsive - Slate:Renew Fibre Cement Over 5 No, unit of measure SM | Responsive-203103 | Y | Y | Y | Y | Y
M3NHFScheduleOfRatesCode | Responsive/Slate:Refix Fibre Cement Ne 5 No | Responsive - Slate:Refix Fibre Cement Ne 5 No, unit of measure IT | Responsive-203107 | Y | Y | Y | Y | Y
M3NHFScheduleOfRatesCode | Responsive/Slate:Refix Fibre Cement Over 5 No | Responsive - Slate:Refix Fibre Cement Over 5 No, unit of measure SM | Responsive-203109 | Y | Y | Y | Y | Y
M3NHFScheduleOfRatesCode | Responsive/Slate:Renew Natural Slate Ne 5 No | Responsive - Slate:Renew Natural Slate Ne 5 No, unit of measure IT | Responsive-203301 | Y | Y | Y | Y | Y
M3NHFScheduleOfRatesCode | Responsive/Slate:Renew Natural Slates Over 5 No | Responsive - Slate:Renew Natural Slates Over 5 No, unit of measure SM | Responsive-203303 | Y | Y | Y | Y | Y
M3NHFScheduleOfRatesCode | Responsive/Slate:Refix Natural Slates Ne 5 No | Responsive - Slate:Refix Natural Slates Ne 5 No, unit of measure IT | Responsive-203307 | Y | Y | Y | Y | Y
M3NHFScheduleOfRatesCode | Responsive/Slate:Refix Natural Slates Over 5 No | Responsive - Slate:Refix Natural Slates Over 5 No, unit of measure SM | Responsive-203309 | Y | Y | Y | Y | Y
M3NHFScheduleOfRatesCode | Responsive/Ridge:Renew Half Round Or Roll Top Tile To Slating | Responsive - Ridge:Renew Half Round Or Roll Top Tile To Slating, unit of measure LM | Responsive-203503 | Y | Y | Y | Y | Y
M3NHFScheduleOfRatesCode | Responsive/Ridge:Renew Mono Or Duo-Pitch Tile To Slating | Responsive - Ridge:Renew Mono Or Duo-Pitch Tile To Slating, unit of measure LM | Responsive-203511 | Y | Y | Y | Y | Y
M3NHFScheduleOfRatesCode | Responsive/Ridge:Renew Gas Ventilation To Slating | Responsive - Ridge:Renew Gas Ventilation To Slating, unit of measure NO | Responsive-203517 | Y | Y | Y | Y | Y
M3NHFScheduleOfRatesCode | Responsive/Verge:Rake Out And Repoint In Mortar To Slating | Responsive - Verge:Rake Out And Repoint In Mortar To Slating, unit of measure LM | Responsive-203519 | Y | Y | Y | Y | Y
M3NHFScheduleOfRatesCode | Responsive/Tile:Renew Hanging Tile Ne 10 No | Responsive - Tile:Renew Hanging Tile Ne 10 No, unit of measure IT | Responsive-205001 | Y | Y | Y | Y | Y
M3NHFScheduleOfRatesCode | Responsive/Tile:Renew Hanging Tiles Over 10 No | Responsive - Tile:Renew Hanging Tiles Over 10 No, unit of measure SM | Responsive-205003 | Y | Y | Y | Y | Y
M3NHFScheduleOfRatesCode | Responsive/Vertical Covering:Extra To Renew Felt And Battens | Responsive - Vertical Covering:Extra To Renew Felt And Battens, unit of measure SM | Responsive-205006 | Y | Y | Y | Y | Y
M3NHFScheduleOfRatesCode | Responsive/Tile:Refix Hanging Ne 10 No | Responsive - Tile:Refix Hanging Ne 10 No, unit of measure IT | Responsive-205007 | Y | Y | Y | Y | Y
M3NHFScheduleOfRatesCode | Responsive/Tile:Refix Hanging Over 10 No | Responsive - Tile:Refix Hanging Over 10 No, unit of measure SM | Responsive-205009 | Y | Y | Y | Y | Y
M3NHFScheduleOfRatesCode | Responsive/Tile:Renew Feature Tile Hanging | Responsive - Tile:Renew Feature Tile Hanging, unit of measure NO | Responsive-205013 | Y | Y | Y | Y | Y
M3NHFScheduleOfRatesCode | Responsive/Tile:Renew Angle Hanging Tile | Responsive - Tile:Renew Angle Hanging Tile, unit of measure LM | Responsive-205015 | Y | Y | Y | Y | Y
M3NHFScheduleOfRatesCode | Responsive/Slate:Renew Hanging Slate Ne 5 No | Responsive - Slate:Renew Hanging Slate Ne 5 No, unit of measure IT | Responsive-207001 | Y | Y | Y | Y | Y
M3NHFScheduleOfRatesCode | Responsive/Slate:Renew Hanging Slates Over 5 No | Responsive - Slate:Renew Hanging Slates Over 5 No, unit of measure SM | Responsive-207003 | Y | Y | Y | Y | Y
M3NHFScheduleOfRatesCode | Responsive/Slate:Refix Hanging Slate Ne 5 No | Responsive - Slate:Refix Hanging Slate Ne 5 No, unit of measure IT | Responsive-207007 | Y | Y | Y | Y | Y
M3NHFScheduleOfRatesCode | Responsive/Slate:Refix Hanging Slate Over 5 No | Responsive - Slate:Refix Hanging Slate Over 5 No, unit of measure SM | Responsive-207009 | Y | Y | Y | Y | Y
M3NHFScheduleOfRatesCode | Responsive/Verge:Renew Dry Or Cloaked Verge Complete | Responsive - Verge:Renew Dry Or Cloaked Verge Complete, unit of measure LM | Responsive-209001 | Y | Y | Y | Y | Y
M3NHFScheduleOfRatesCode | Responsive/Verge:Refix Dry Or Cloaked Verge Complete | Responsive - Verge:Refix Dry Or Cloaked Verge Complete, unit of measure LM | Responsive-209003 | Y | Y | Y | Y | Y
M3NHFScheduleOfRatesCode | Responsive/Verge:Renew Or Refix Dry Verge Ridge Or End Stop | Responsive - Verge:Renew Or Refix Dry Verge Ridge Or End Stop, unit of measure NO | Responsive-209005 | Y | Y | Y | Y | Y
M3NHFScheduleOfRatesCode | Responsive/Ridge:Renew Dry Ridge Tiles | Responsive - Ridge:Renew Dry Ridge Tiles, unit of measure LM | Responsive-209015 | Y | Y | Y | Y | Y
M3NHFScheduleOfRatesCode | Responsive/Ridge:Renew Dry Ridge Gas Flue Terminal | Responsive - Ridge:Renew Dry Ridge Gas Flue Terminal, unit of measure NO | Responsive-209017 | Y | Y | Y | Y | Y
M3NHFScheduleOfRatesCode | Responsive/Green Roof:Annual Maintenance - Sedums | Responsive - Green Roof:Annual Maintenance - Sedums, unit of measure SM | Responsive-210001 | Y | Y | Y | Y
M3NHFScheduleOfRatesCode | Responsive/Green Roof:Annual Maintenance - Sedums Rock Plants | Responsive - Green Roof:Annual Maintenance - Sedums Rock Plants, unit of measure SM | Responsive-210003 | Y | Y | Y | Y
M3NHFScheduleOfRatesCode | Responsive/Green Roof:Water In Periods Of Drought | Responsive - Green Roof:Water In Periods Of Drought, unit of measure SM | Responsive-210101 | Y | Y | Y | Y
M3NHFScheduleOfRatesCode | Responsive/Vent:Renew Vent Roof Tile Unit | Responsive - Vent:Renew Vent Roof Tile Unit, unit of measure NO | Responsive-211001 | Y | Y | Y | Y | Y
M3NHFScheduleOfRatesCode | Responsive/Ridge:Renew With Half Round Or Angle Vent Tile | Responsive - Ridge:Renew With Half Round Or Angle Vent Tile, unit of measure NO | Responsive-211003 | Y | Y | Y | Y | Y
M3NHFScheduleOfRatesCode | Responsive/Ridge:Renew Dry Vent Tiles | Responsive - Ridge:Renew Dry Vent Tiles, unit of measure LM | Responsive-211009 | Y | Y | Y | Y | Y
M3NHFScheduleOfRatesCode | Responsive/Vent:Renew Eaves Ventilators | Responsive - Vent:Renew Eaves Ventilators, unit of measure LM | Responsive-211011 | Y | Y | Y | Y | Y
M3NHFScheduleOfRatesCode | Responsive/Sheeting:Renew Galvanised Corrugated Iron | Responsive - Sheeting:Renew Galvanised Corrugated Iron, unit of measure SM | Responsive-213001 | Y | Y | Y | Y | Y
M3NHFScheduleOfRatesCode | Responsive/Sheeting:Renew Corrugated Reinforced Cement | Responsive - Sheeting:Renew Corrugated Reinforced Cement, unit of measure SM | Responsive-213003 | Y | Y | Y | Y | Y
M3NHFScheduleOfRatesCode | Responsive/Sheeting:Renew Clear Plastic | Responsive - Sheeting:Renew Clear Plastic, unit of measure SM | Responsive-213005 | Y | Y | Y | Y | Y
M3NHFScheduleOfRatesCode | Responsive/Sheeting:Renew Coloured Plastic | Responsive - Sheeting:Renew Coloured Plastic, unit of measure SM | Responsive-213007 | Y | Y | Y | Y | Y
M3NHFScheduleOfRatesCode | Responsive/Sheeting:Renew Translucent | Responsive - Sheeting:Renew Translucent, unit of measure SM | Responsive-213009 | Y | Y | Y | Y | Y
M3NHFScheduleOfRatesCode | Responsive/Sheeting:Renew Pvc Colour Coated | Responsive - Sheeting:Renew Pvc Colour Coated, unit of measure SM | Responsive-213011 | Y | Y | Y | Y | Y
M3NHFScheduleOfRatesCode | Responsive/Sheeting:Renew Eaves Filler Piece | Responsive - Sheeting:Renew Eaves Filler Piece, unit of measure LM | Responsive-213013 | Y | Y | Y | Y | Y
M3NHFScheduleOfRatesCode | Responsive/Sheeting:Renew Two Piece Ridge | Responsive - Sheeting:Renew Two Piece Ridge, unit of measure LM | Responsive-213015 | Y | Y | Y | Y | Y
M3NHFScheduleOfRatesCode | Responsive/Roof:Sweep And Apply 2 Coats Wp Compound | Responsive - Roof:Sweep And Apply 2 Coats Wp Compound, unit of measure SM | Responsive-215001 | Y | Y | Y | Y | Y
M3NHFScheduleOfRatesCode | Responsive/Roof:Sweep And Apply 3 Coats Wp Compound | Responsive - Roof:Sweep And Apply 3 Coats Wp Compound, unit of measure SM | Responsive-215002 | Y
M3NHFScheduleOfRatesCode | Responsive/Roof:Sealing Compound To Cracks | Responsive - Roof:Sealing Compound To Cracks, unit of measure LM | Responsive-215003 | Y | Y | Y | Y | Y
M3NHFScheduleOfRatesCode | Responsive/Roof:Sweep And Apply Bitumen | Responsive - Roof:Sweep And Apply Bitumen, unit of measure SM | Responsive-215005 | Y | Y | Y | Y | Y
M3NHFScheduleOfRatesCode | Responsive/Roof:Sweep And Apply Stone Chippings | Responsive - Roof:Sweep And Apply Stone Chippings, unit of measure SM | Responsive-215007 | Y | Y | Y | Y | Y
M3NHFScheduleOfRatesCode | Responsive/Roof:Prepare And Patch Ne 2.0Sm | Responsive - Roof:Prepare And Patch Ne 2.0Sm, unit of measure IT | Responsive-215009 | Y | Y | Y | Y | Y
M3NHFScheduleOfRatesCode | Responsive/Roof:Prepare And Patch Over 2.0Sm | Responsive - Roof:Prepare And Patch Over 2.0Sm, unit of measure SM | Responsive-215011 | Y | Y | Y | Y | Y
M3NHFScheduleOfRatesCode | Responsive/Gutter:Apply 2 Coats Waterproof To Finlock | Responsive - Gutter:Apply 2 Coats Waterproof To Finlock, unit of measure LM | Responsive-215013 | Y | Y | Y | Y | Y
M3NHFScheduleOfRatesCode | Responsive/Felt:Renew Hp Plain Or Mineral Finish 2L | Responsive - Felt:Renew Hp Plain Or Mineral Finish 2L, unit of measure SM | Responsive-217001 | Y | Y | Y | Y | Y
M3NHFScheduleOfRatesCode | Responsive/Felt:Renew Hp Torch On Plain Or Mineral 1L | Responsive - Felt:Renew Hp Torch On Plain Or Mineral 1L, unit of measure SM | Responsive-217002 | Y
M3NHFScheduleOfRatesCode | Responsive/Felt:Renew Hp Stone Chippings 2L | Responsive - Felt:Renew Hp Stone Chippings 2L, unit of measure SM | Responsive-217003 | Y | Y | Y | Y | Y
M3NHFScheduleOfRatesCode | Responsive/Felt:Renew Hp Torch On Chippings 1L | Responsive - Felt:Renew Hp Torch On Chippings 1L, unit of measure SM | Responsive-217004 | Y
M3NHFScheduleOfRatesCode | Responsive/Felt:Renew Hp Torch On Plain Or Mineral 2L | Responsive - Felt:Renew Hp Torch On Plain Or Mineral 2L, unit of measure SM | Responsive-217005 | Y | Y | Y | Y | Y
M3NHFScheduleOfRatesCode | Responsive/Felt:Renew Hp Torch On Chippings 2L | Responsive - Felt:Renew Hp Torch On Chippings 2L, unit of measure SM | Responsive-217007 | Y | Y | Y | Y | Y
M3NHFScheduleOfRatesCode | Responsive/Felt:Renew Hp Torch On Plain Or Mineral Vent 2L | Responsive - Felt:Renew Hp Torch On Plain Or Mineral Vent 2L, unit of measure SM | Responsive-217008 | Y
M3NHFScheduleOfRatesCode | Responsive/Felt:Repair Patch Ne 2.0Sm 2L | Responsive - Felt:Repair Patch Ne 2.0Sm 2L, unit of measure IT | Responsive-217009 | Y | Y | Y | Y | Y
M3NHFScheduleOfRatesCode | Responsive/Felt:Repair Ne 2.0Sm (Torch On) 2L | Responsive - Felt:Repair Ne 2.0Sm (Torch On) 2L, unit of measure IT | Responsive-217013 | Y | Y | Y | Y | Y
M3NHFScheduleOfRatesCode | Responsive/Felt:Repair Ne 2.0Sm (Torch On) Ventilating 2L | Responsive - Felt:Repair Ne 2.0Sm (Torch On) Ventilating 2L, unit of measure IT | Responsive-217014 | Y
M3NHFScheduleOfRatesCode | Responsive/Felt:Repair Upstand Ne 300Mm Girth 2L | Responsive - Felt:Repair Upstand Ne 300Mm Girth 2L, unit of measure LM | Responsive-217019 | Y | Y | Y | Y | Y
M3NHFScheduleOfRatesCode | Responsive/Felt:Renew Any Girth Gutter 2L | Responsive - Felt:Renew Any Girth Gutter 2L, unit of measure LM | Responsive-217021 | Y | Y | Y | Y | Y
M3NHFScheduleOfRatesCode | Responsive/Felt:Seal Roofing Around Outlet | Responsive - Felt:Seal Roofing Around Outlet, unit of measure NO | Responsive-217023 | Y | Y | Y | Y | Y
M3NHFScheduleOfRatesCode | Responsive/Roof:Renew Aluminium Edging | Responsive - Roof:Renew Aluminium Edging, unit of measure LM | Responsive-217025 | Y | Y | Y | Y | Y
M3NHFScheduleOfRatesCode | Responsive/Felt:Fix Flashband Ne 300Mm Girth | Responsive - Felt:Fix Flashband Ne 300Mm Girth, unit of measure LM | Responsive-217027 | Y | Y | Y | Y | Y
M3NHFScheduleOfRatesCode | Responsive/Felt:Apply Solar Reflect Paint (Per Coat) | Responsive - Felt:Apply Solar Reflect Paint (Per Coat), unit of measure SM | Responsive-217029 | Y | Y | Y | Y | Y
M3NHFScheduleOfRatesCode | Responsive/Felt:Renew Chippings | Responsive - Felt:Renew Chippings, unit of measure SM | Responsive-217031 | Y | Y | Y | Y | Y
M3NHFScheduleOfRatesCode | Responsive/Felt:Overhaul Flat Roofing | Responsive - Felt:Overhaul Flat Roofing, unit of measure SM | Responsive-217032 | Y
M3NHFScheduleOfRatesCode | Responsive/Felt:Renew Hp Plain Or Mineral Finish 3L | Responsive - Felt:Renew Hp Plain Or Mineral Finish 3L, unit of measure SM | Responsive-217101 | Y | Y | Y | Y | Y
M3NHFScheduleOfRatesCode | Responsive/Felt:Renew Hp Stone Chippings 3L | Responsive - Felt:Renew Hp Stone Chippings 3L, unit of measure SM | Responsive-217103 | Y | Y | Y | Y | Y
M3NHFScheduleOfRatesCode | Responsive/Felt:Renew Hp Torch On Plain Or Mineral 3L | Responsive - Felt:Renew Hp Torch On Plain Or Mineral 3L, unit of measure SM | Responsive-217105 | Y | Y | Y | Y | Y
M3NHFScheduleOfRatesCode | Responsive/Felt:Renew Hp Torch On Chippings 3L | Responsive - Felt:Renew Hp Torch On Chippings 3L, unit of measure SM | Responsive-217107 | Y | Y | Y | Y | Y
M3NHFScheduleOfRatesCode | Responsive/Felt:Repair Patch Ne 2.0Sm 3L | Responsive - Felt:Repair Patch Ne 2.0Sm 3L, unit of measure IT | Responsive-217109 | Y | Y | Y | Y | Y
M3NHFScheduleOfRatesCode | Responsive/Felt:Repair Ne 2.0Sm (Torch On) 3L | Responsive - Felt:Repair Ne 2.0Sm (Torch On) 3L, unit of measure IT | Responsive-217113 | Y | Y | Y | Y | Y
M3NHFScheduleOfRatesCode | Responsive/Felt:Repair Upstand Ne 300Mm Girth 3L | Responsive - Felt:Repair Upstand Ne 300Mm Girth 3L, unit of measure LM | Responsive-217119 | Y | Y | Y | Y | Y
M3NHFScheduleOfRatesCode | Responsive/Felt:Renew Any Girth Gutter 3L | Responsive - Felt:Renew Any Girth Gutter 3L, unit of measure LM | Responsive-217121 | Y | Y | Y | Y | Y
M3NHFScheduleOfRatesCode | Responsive/Butyl:Repairs Patch Ne 2.0Sm | Responsive - Butyl:Repairs Patch Ne 2.0Sm, unit of measure IT | Responsive-218001 | Y
M3NHFScheduleOfRatesCode | Responsive/Butyl:Renew Sheet Roofing | Responsive - Butyl:Renew Sheet Roofing, unit of measure SM | Responsive-218003 | Y
M3NHFScheduleOfRatesCode | Responsive/Asphalt:Renew 20Mm In Patch Ne 2.0Sm | Responsive - Asphalt:Renew 20Mm In Patch Ne 2.0Sm, unit of measure IT | Responsive-219001 | Y | Y | Y | Y | Y
M3NHFScheduleOfRatesCode | Responsive/Asphalt:Renew In Areas | Responsive - Asphalt:Renew In Areas, unit of measure SM | Responsive-219003 | Y | Y | Y | Y | Y
M3NHFScheduleOfRatesCode | Responsive/Asphalt:Renew 25Mm To Balcony | Responsive - Asphalt:Renew 25Mm To Balcony, unit of measure SM | Responsive-219005 | Y | Y | Y | Y | Y
M3NHFScheduleOfRatesCode | Responsive/Asphalt:Renew Skirting | Responsive - Asphalt:Renew Skirting, unit of measure LM | Responsive-219009 | Y | Y | Y | Y | Y
M3NHFScheduleOfRatesCode | Responsive/Asphalt:Renew To Box Gutter | Responsive - Asphalt:Renew To Box Gutter, unit of measure LM | Responsive-219011 | Y | Y | Y | Y | Y
M3NHFScheduleOfRatesCode | Responsive/Asphalt:Make Good Crack Ne 1.0M | Responsive - Asphalt:Make Good Crack Ne 1.0M, unit of measure IT | Responsive-219013 | Y | Y | Y | Y | Y
M3NHFScheduleOfRatesCode | Responsive/Asphalt:Make Good Crack Over 1.0M | Responsive - Asphalt:Make Good Crack Over 1.0M, unit of measure LM | Responsive-219015 | Y | Y | Y | Y | Y
M3NHFScheduleOfRatesCode | Responsive/Asphalt:Reform Collar To Pipes | Responsive - Asphalt:Reform Collar To Pipes, unit of measure NO | Responsive-219017 | Y | Y | Y | Y | Y
M3NHFScheduleOfRatesCode | Responsive/Asphalt:Make Good Blister | Responsive - Asphalt:Make Good Blister, unit of measure IT | Responsive-219019 | Y | Y | Y | Y | Y
M3NHFScheduleOfRatesCode | Responsive/Asphalt:Reform Into Outlet | Responsive - Asphalt:Reform Into Outlet, unit of measure NO | Responsive-219023 | Y | Y | Y | Y | Y
M3NHFScheduleOfRatesCode | Responsive/Asphalt:Apply Solar Reflective Paint | Responsive - Asphalt:Apply Solar Reflective Paint, unit of measure SM | Responsive-219025 | Y | Y | Y | Y | Y
M3NHFScheduleOfRatesCode | Responsive/Asphalt:Anti-Vandal Paint | Responsive - Asphalt:Anti-Vandal Paint, unit of measure SM | Responsive-219027 | Y
M3NHFScheduleOfRatesCode | Responsive/Asphalt:Overhaul Flat Roofing | Responsive - Asphalt:Overhaul Flat Roofing, unit of measure SM | Responsive-219029 | Y
M3NHFScheduleOfRatesCode | Responsive/Roof:Clear Off And Apply Polyroof Systems | Responsive - Roof:Clear Off And Apply Polyroof Systems, unit of measure SM | Responsive-219101 | Y
M3NHFScheduleOfRatesCode | Responsive/Roof:Clear Off And Apply Protec Systems | Responsive - Roof:Clear Off And Apply Protec Systems, unit of measure SM | Responsive-219201 | Y
M3NHFScheduleOfRatesCode | Responsive/Roof:Repair Protec System In Patch | Responsive - Roof:Repair Protec System In Patch, unit of measure IT | Responsive-219203 | Y
M3NHFScheduleOfRatesCode | Responsive/Client Inspection:Supply And Erect Ladder | Responsive - Client Inspection:Supply And Erect Ladder, unit of measure IT | Responsive-221001 | Y | Y | Y | Y | Y
M3NHFScheduleOfRatesCode | Responsive/Client Inspection:Remove All Debris Etc | Responsive - Client Inspection:Remove All Debris Etc, unit of measure SM | Responsive-221003 | Y | Y | Y | Y | Y
M3NHFScheduleOfRatesCode | Responsive/Roof:Temporary Repair Slate Or Tile Roof | Responsive - Roof:Temporary Repair Slate Or Tile Roof, unit of measure IT | Responsive-223001 | Y | Y | Y | Y | Y
M3NHFScheduleOfRatesCode | Responsive/Roof:Temporary Repair Flat Roof | Responsive - Roof:Temporary Repair Flat Roof, unit of measure IT | Responsive-223003 | Y | Y | Y | Y | Y
M3NHFScheduleOfRatesCode | Responsive/Roof:Supply And Fix And Later Remove Tarpaulin | Responsive - Roof:Supply And Fix And Later Remove Tarpaulin, unit of measure NO | Responsive-223005 | Y | Y | Y | Y | Y
M3NHFScheduleOfRatesCode | Responsive/Roof:Temporary Repair Corrugated Sheet | Responsive - Roof:Temporary Repair Corrugated Sheet, unit of measure IT | Responsive-223009 | Y | Y | Y | Y | Y
M3NHFScheduleOfRatesCode | Responsive/Roof:Fix Roof Leak To Pitched Roof | Responsive - Roof:Fix Roof Leak To Pitched Roof, unit of measure IT | Responsive-223011 | Y | Y | Y | Y | Y
M3NHFScheduleOfRatesCode | Responsive/Roof:Fix Roof Leak To Flat Roof | Responsive - Roof:Fix Roof Leak To Flat Roof, unit of measure IT | Responsive-223013 | Y | Y | Y | Y | Y
M3NHFScheduleOfRatesCode | Responsive/Fillet:Renew Cement Mortar Fillet | Responsive - Fillet:Renew Cement Mortar Fillet, unit of measure LM | Responsive-225001 | Y | Y | Y | Y | Y
M3NHFScheduleOfRatesCode | Responsive/Roofing:Screed Roof | Responsive - Roofing:Screed Roof, unit of measure SM | Responsive-225003 | Y | Y | Y | Y | Y
M3NHFScheduleOfRatesCode | Responsive/Insulation:Overlay Existing | Responsive - Insulation:Overlay Existing, unit of measure SM | Responsive-227004 | Y
M3NHFScheduleOfRatesCode | Responsive/Insulation:Lay Upto 270Mm Thick Quilt | Responsive - Insulation:Lay Upto 270Mm Thick Quilt, unit of measure SM | Responsive-227005 | Y | Y | Y | Y | Y
M3NHFScheduleOfRatesCode | Responsive/Client Inspection:Remove And Relay Insulation | Responsive - Client Inspection:Remove And Relay Insulation, unit of measure SM | Responsive-227007 | Y | Y | Y | Y | Y
M3NHFScheduleOfRatesCode | Responsive/Roof Boarding:Renew Woodwool Slabs | Responsive - Roof Boarding:Renew Woodwool Slabs, unit of measure SM | Responsive-229001 | Y | Y | Y | Y | Y
M3NHFScheduleOfRatesCode | Responsive/Roof Boarding:Renew In 19Mm Plywood | Responsive - Roof Boarding:Renew In 19Mm Plywood, unit of measure SM | Responsive-229003 | Y | Y | Y | Y | Y
M3NHFScheduleOfRatesCode | Responsive/Roof Boarding:Renew In 18Mm Chipboard | Responsive - Roof Boarding:Renew In 18Mm Chipboard, unit of measure SM | Responsive-229005 | Y | Y | Y | Y | Y
M3NHFScheduleOfRatesCode | Responsive/Roof Boarding:Renew In 18Mm Prefelted Plywood | Responsive - Roof Boarding:Renew In 18Mm Prefelted Plywood, unit of measure SM | Responsive-229007 | Y | Y | Y | Y | Y
M3NHFScheduleOfRatesCode | Responsive/Roof Boarding:Renew Timber Firrings | Responsive - Roof Boarding:Renew Timber Firrings, unit of measure LM | Responsive-229009 | Y | Y | Y | Y | Y
M3NHFScheduleOfRatesCode | Responsive/Slate:Renew Lead To Pipe | Responsive - Slate:Renew Lead To Pipe, unit of measure NO | Responsive-231001 | Y | Y | Y | Y | Y
M3NHFScheduleOfRatesCode | Responsive/Slate:Renew Proprietary To Pipe | Responsive - Slate:Renew Proprietary To Pipe, unit of measure NO | Responsive-231003 | Y | Y | Y | Y | Y
M3NHFScheduleOfRatesCode | Responsive/Flashing:Renew Lead Cover Ne 150Mm | Responsive - Flashing:Renew Lead Cover Ne 150Mm, unit of measure LM | Responsive-231005 | Y | Y | Y | Y | Y
M3NHFScheduleOfRatesCode | Responsive/Flashing:Renew Lead Cover Ne 300Mm | Responsive - Flashing:Renew Lead Cover Ne 300Mm, unit of measure LM | Responsive-231006 | Y
M3NHFScheduleOfRatesCode | Responsive/Flashing:Renew Lead Cover Ne 450Mm | Responsive - Flashing:Renew Lead Cover Ne 450Mm, unit of measure LM | Responsive-231008 | Y
M3NHFScheduleOfRatesCode | Responsive/Flashing:Renew Lead Stepped Ne 300Mm | Responsive - Flashing:Renew Lead Stepped Ne 300Mm, unit of measure LM | Responsive-231009 | Y | Y | Y | Y | Y
M3NHFScheduleOfRatesCode | Responsive/Flashing:Renew Lead Stepped Ne 450Mm | Responsive - Flashing:Renew Lead Stepped Ne 450Mm, unit of measure LM | Responsive-231010 | Y
M3NHFScheduleOfRatesCode | Responsive/Flashing:Renew Lead Apron Ne 300Mm | Responsive - Flashing:Renew Lead Apron Ne 300Mm, unit of measure LM | Responsive-231011 | Y | Y | Y | Y | Y
M3NHFScheduleOfRatesCode | Responsive/Flashing:Renew Lead Apron Ne 450Mm | Responsive - Flashing:Renew Lead Apron Ne 450Mm, unit of measure LM | Responsive-231012 | Y
M3NHFScheduleOfRatesCode | Responsive/Flashing:Take Off And Refix Lead | Responsive - Flashing:Take Off And Refix Lead, unit of measure LM | Responsive-231013 | Y | Y | Y | Y | Y
M3NHFScheduleOfRatesCode | Responsive/Flashing:Rake Out And Repoint Lead | Responsive - Flashing:Rake Out And Repoint Lead, unit of measure LM | Responsive-231015 | Y | Y | Y | Y | Y
M3NHFScheduleOfRatesCode | Responsive/Firewall:Renew Lead Flashings To Copings | Responsive - Firewall:Renew Lead Flashings To Copings, unit of measure LM | Responsive-231017 | Y | Y | Y | Y | Y
M3NHFScheduleOfRatesCode | Responsive/Gutter:Renew Lead Lining Ne 600Mm Girth | Responsive - Gutter:Renew Lead Lining Ne 600Mm Girth, unit of measure LM | Responsive-231020 | Y | Y | Y | Y | Y
M3NHFScheduleOfRatesCode | Responsive/Valley:Renew Lead Gutter Ne 900Mm Girth | Responsive - Valley:Renew Lead Gutter Ne 900Mm Girth, unit of measure LM | Responsive-231021 | Y | Y | Y | Y | Y
M3NHFScheduleOfRatesCode | Responsive/Valley:Renew Lead Gutter Ne 450Mm Girth | Responsive - Valley:Renew Lead Gutter Ne 450Mm Girth, unit of measure LM | Responsive-231022 | Y
M3NHFScheduleOfRatesCode | Responsive/Valley:Renew Lead Gutter And Boards | Responsive - Valley:Renew Lead Gutter And Boards, unit of measure LM | Responsive-231023 | Y | Y | Y | Y | Y
M3NHFScheduleOfRatesCode | Responsive/Valley:Repair Leak To Leadwork | Responsive - Valley:Repair Leak To Leadwork, unit of measure IT | Responsive-231025 | Y | Y | Y | Y | Y
M3NHFScheduleOfRatesCode | Responsive/Soaker:Renew Or Refix Lead | Responsive - Soaker:Renew Or Refix Lead, unit of measure NO | Responsive-231027 | Y | Y | Y | Y | Y
M3NHFScheduleOfRatesCode | Responsive/Saddle:Renew Lead Ne 500Mm X 500Mm | Responsive - Saddle:Renew Lead Ne 500Mm X 500Mm, unit of measure NO | Responsive-231028 | Y
M3NHFScheduleOfRatesCode | Responsive/Saddle:Refix Lead Ne 500Mm X 500Mm | Responsive - Saddle:Refix Lead Ne 500Mm X 500Mm, unit of measure NO | Responsive-231030 | Y
M3NHFScheduleOfRatesCode | Responsive/Roof:Renew Lead Roof Covering | Responsive - Roof:Renew Lead Roof Covering, unit of measure SM | Responsive-231031 | Y | Y | Y | Y | Y
M3NHFScheduleOfRatesCode | Responsive/Porch:Renew Lead Covering To Porch | Responsive - Porch:Renew Lead Covering To Porch, unit of measure SM | Responsive-231033 | Y | Y | Y | Y | Y
M3NHFScheduleOfRatesCode | Responsive/Dormers:Renew Lead To Dormers | Responsive - Dormers:Renew Lead To Dormers, unit of measure SM | Responsive-231035 | Y | Y | Y | Y | Y
M3NHFScheduleOfRatesCode | Responsive/Bow/Bay:Renew Lead Flat Roof Ne 3.0Sm | Responsive - Bow/Bay:Renew Lead Flat Roof Ne 3.0Sm, unit of measure IT | Responsive-231037 | Y | Y | Y | Y | Y
M3NHFScheduleOfRatesCode | Responsive/Bow/Bay:Renew Lead Sloping Roof Ne 3.0Sm | Responsive - Bow/Bay:Renew Lead Sloping Roof Ne 3.0Sm, unit of measure IT | Responsive-231039 | Y | Y | Y | Y | Y
M3NHFScheduleOfRatesCode | Responsive/Client Inspection:Roofing | Responsive - Client Inspection:Roofing, unit of measure IT | Responsive-298001 | Y | Y | Y | Y
M3NHFScheduleOfRatesCode | Responsive/Joist:Renew Ne 100Mm Deep To Floor | Responsive - Joist:Renew Ne 100Mm Deep To Floor, unit of measure LM | Responsive-301103 | Y | Y | Y | Y | Y
M3NHFScheduleOfRatesCode | Responsive/Joist:Renew Section Ne 225Mm Deep To Floor | Responsive - Joist:Renew Section Ne 225Mm Deep To Floor, unit of measure IT | Responsive-301105 | Y
M3NHFScheduleOfRatesCode | Responsive/Joist:Renew Ne 225Mm Deep To Floor | Responsive - Joist:Renew Ne 225Mm Deep To Floor, unit of measure LM | Responsive-301107 | Y | Y | Y | Y | Y
M3NHFScheduleOfRatesCode | Responsive/Joist:Level Joist With Packings | Responsive - Joist:Level Joist With Packings, unit of measure NO | Responsive-301109 | Y | Y | Y | Y | Y
M3NHFScheduleOfRatesCode | Responsive/Floor:Strip Out Floor And Sleepers | Responsive - Floor:Strip Out Floor And Sleepers, unit of measure SM | Responsive-301122 | Y | Y | Y | Y | Y
M3NHFScheduleOfRatesCode | Responsive/Floor:Renew Ground Floor Complete | Responsive - Floor:Renew Ground Floor Complete, unit of measure SM | Responsive-301123 | Y | Y | Y | Y | Y
M3NHFScheduleOfRatesCode | Responsive/Floor:Renew Softwood Floor Complete | Responsive - Floor:Renew Softwood Floor Complete, unit of measure SM | Responsive-301125 | Y | Y | Y | Y | Y
M3NHFScheduleOfRatesCode | Responsive/Floor:Renew Softwood Upper Floor Complete | Responsive - Floor:Renew Softwood Upper Floor Complete, unit of measure SM | Responsive-301127 | Y | Y | Y | Y | Y
M3NHFScheduleOfRatesCode | Responsive/Floor:Construct Softwood Floor | Responsive - Floor:Construct Softwood Floor, unit of measure SM | Responsive-301129 | Y | Y | Y | Y | Y
M3NHFScheduleOfRatesCode | Responsive/Floor:Construct Softwood Upper Floor | Responsive - Floor:Construct Softwood Upper Floor, unit of measure SM | Responsive-301131 | Y | Y | Y | Y | Y
M3NHFScheduleOfRatesCode | Responsive/Floor:Strip Out Timber Floor | Responsive - Floor:Strip Out Timber Floor, unit of measure SM | Responsive-301201 | Y | Y | Y | Y | Y
M3NHFScheduleOfRatesCode | Responsive/Floor:Clear All Debris From Void | Responsive - Floor:Clear All Debris From Void, unit of measure CM | Responsive-301203 | Y | Y | Y | Y | Y
M3NHFScheduleOfRatesCode | Responsive/Floor:Cut Back End Rotted Joists Ne 150Mm | Responsive - Floor:Cut Back End Rotted Joists Ne 150Mm, unit of measure NO | Responsive-301205 | Y | Y | Y | Y | Y
M3NHFScheduleOfRatesCode | Responsive/Floor:Cut Back End Rotted Joists Ne 300Mm | Responsive - Floor:Cut Back End Rotted Joists Ne 300Mm, unit of measure NO | Responsive-301207 | Y | Y | Y | Y | Y
M3NHFScheduleOfRatesCode | Responsive/Partition:Erect Timber Stud And Plasterboard Bf | Responsive - Partition:Erect Timber Stud And Plasterboard Bf, unit of measure SM | Responsive-301301 | Y | Y | Y | Y | Y
M3NHFScheduleOfRatesCode | Responsive/Partition:Erect Timber Stud Plasterboard Skim Bf | Responsive - Partition:Erect Timber Stud Plasterboard Skim Bf, unit of measure SM | Responsive-301303 | Y | Y | Y | Y | Y
M3NHFScheduleOfRatesCode | Responsive/Partition:Install Insulation Infill Ne 100Mm | Responsive - Partition:Install Insulation Infill Ne 100Mm, unit of measure SM | Responsive-301305 | Y | Y | Y | Y | Y
M3NHFScheduleOfRatesCode | Responsive/Partition:Install Sound Infill 75M | Responsive - Partition:Install Sound Infill 75M, unit of measure SM | Responsive-301307 | Y | Y | Y | Y | Y
M3NHFScheduleOfRatesCode | Responsive/Partition:Erect Metal Stud And Plasterboard Bf | Responsive - Partition:Erect Metal Stud And Plasterboard Bf, unit of measure SM | Responsive-301311 | Y | Y | Y | Y | Y
M3NHFScheduleOfRatesCode | Responsive/Partition:Metal Stud Plasterboard Skim Bf | Responsive - Partition:Metal Stud Plasterboard Skim Bf, unit of measure SM | Responsive-301313 | Y | Y | Y | Y | Y
M3NHFScheduleOfRatesCode | Responsive/Partition:Fill In Opening In Timber Studding | Responsive - Partition:Fill In Opening In Timber Studding, unit of measure SM | Responsive-301315 | Y | Y | Y | Y | Y
M3NHFScheduleOfRatesCode | Responsive/Partition:Form Opening In Timber Studding | Responsive - Partition:Form Opening In Timber Studding, unit of measure IT | Responsive-301317 | Y | Y | Y | Y | Y
M3NHFScheduleOfRatesCode | Responsive/Partition:Extend Opening In Timber Studding | Responsive - Partition:Extend Opening In Timber Studding, unit of measure IT | Responsive-301319 | Y
M3NHFScheduleOfRatesCode | Responsive/Partition:Demolish | Responsive - Partition:Demolish, unit of measure SM | Responsive-301321 | Y
M3NHFScheduleOfRatesCode | Responsive/Larder:Remove And Refix Insitu Larder | Responsive - Larder:Remove And Refix Insitu Larder, unit of measure IT | Responsive-301401 | Y | Y | Y | Y | Y
M3NHFScheduleOfRatesCode | Responsive/Wall:Renew Non Load Partition | Responsive - Wall:Renew Non Load Partition, unit of measure SM | Responsive-301403 | Y | Y | Y | Y | Y
M3NHFScheduleOfRatesCode | Responsive/Plate:Renew 75X100Mm Wall Plate | Responsive - Plate:Renew 75X100Mm Wall Plate, unit of measure LM | Responsive-301501 | Y | Y | Y | Y | Y
M3NHFScheduleOfRatesCode | Responsive/Plate:Renew 75X100Mm Wall Plate And Dpc | Responsive - Plate:Renew 75X100Mm Wall Plate And Dpc, unit of measure LM | Responsive-301503 | Y | Y | Y | Y | Y
M3NHFScheduleOfRatesCode | Responsive/Rafter:Renew Ne 175Mm Rafter Joist Or Truss Member | Responsive - Rafter:Renew Ne 175Mm Rafter Joist Or Truss Member, unit of measure LM | Responsive-301701 | Y | Y | Y | Y | Y
M3NHFScheduleOfRatesCode | Responsive/Rafter:Renew Ne 250Mm Rafter Joist Or Truss Member | Responsive - Rafter:Renew Ne 250Mm Rafter Joist Or Truss Member, unit of measure LM | Responsive-301702 | Y
M3NHFScheduleOfRatesCode | Responsive/Collar/Strut:Renew Ne 175Mm Thick | Responsive - Collar/Strut:Renew Ne 175Mm Thick, unit of measure LM | Responsive-301703 | Y | Y | Y | Y | Y
M3NHFScheduleOfRatesCode | Responsive/Hanger:Renew Galvanised Joist Hanger | Responsive - Hanger:Renew Galvanised Joist Hanger, unit of measure NO | Responsive-301901 | Y | Y | Y | Y | Y
M3NHFScheduleOfRatesCode | Responsive/Hanger:Cut Out And Insert Joist Hanger | Responsive - Hanger:Cut Out And Insert Joist Hanger, unit of measure IT | Responsive-301903 | Y | Y | Y | Y | Y
M3NHFScheduleOfRatesCode | Responsive/Fascia:Renew In Softwood Ne 300Mm | Responsive - Fascia:Renew In Softwood Ne 300Mm, unit of measure LM | Responsive-303001 | Y | Y | Y | Y | Y
M3NHFScheduleOfRatesCode | Responsive/Fascia:Renew In Wbp Plywood Ne 300Mm | Responsive - Fascia:Renew In Wbp Plywood Ne 300Mm, unit of measure LM | Responsive-303003 | Y | Y | Y | Y | Y
M3NHFScheduleOfRatesCode | Responsive/Fascia:Renew In Pvcu Ne 300Mm | Responsive - Fascia:Renew In Pvcu Ne 300Mm, unit of measure LM | Responsive-303005 | Y | Y | Y | Y | Y
M3NHFScheduleOfRatesCode | Responsive/Soffit:Renew In Softwood Ne 300Mm | Responsive - Soffit:Renew In Softwood Ne 300Mm, unit of measure LM | Responsive-303006 | Y
M3NHFScheduleOfRatesCode | Responsive/Soffit:Renew In Softwood Ne 450Mm | Responsive - Soffit:Renew In Softwood Ne 450Mm, unit of measure LM | Responsive-303007 | Y | Y | Y | Y | Y
M3NHFScheduleOfRatesCode | Responsive/Soffit:Renew In Plywood Ne 300Mm | Responsive - Soffit:Renew In Plywood Ne 300Mm, unit of measure LM | Responsive-303008 | Y
M3NHFScheduleOfRatesCode | Responsive/Soffit:Renew In Plywood Ne 450Mm | Responsive - Soffit:Renew In Plywood Ne 450Mm, unit of measure LM | Responsive-303009 | Y | Y | Y | Y | Y
M3NHFScheduleOfRatesCode | Responsive/Soffit:Renew In Masterboard Ne 300Mm | Responsive - Soffit:Renew In Masterboard Ne 300Mm, unit of measure LM | Responsive-303010 | Y
M3NHFScheduleOfRatesCode | Responsive/Soffit:Renew In Masterboard Ne 450Mm | Responsive - Soffit:Renew In Masterboard Ne 450Mm, unit of measure LM | Responsive-303011 | Y | Y | Y | Y | Y
M3NHFScheduleOfRatesCode | Responsive/Soffit:Renew In Pvcu Ne 150Mm | Responsive - Soffit:Renew In Pvcu Ne 150Mm, unit of measure LM | Responsive-303012 | Y
M3NHFScheduleOfRatesCode | Responsive/Soffit:Renew In Pvcu Ne 450Mm | Responsive - Soffit:Renew In Pvcu Ne 450Mm, unit of measure LM | Responsive-303013 | Y | Y | Y | Y | Y
M3NHFScheduleOfRatesCode | Responsive/Soffit:Renew In Pvcu Ne 300Mm | Responsive - Soffit:Renew In Pvcu Ne 300Mm, unit of measure LM | Responsive-303014 | Y
M3NHFScheduleOfRatesCode | Responsive/Fascia/Soffit/Barge:Refix | Responsive - Fascia/Soffit/Barge:Refix, unit of measure LM | Responsive-303015 | Y | Y | Y | Y | Y
M3NHFScheduleOfRatesCode | Responsive/Soffit:Provide Pvcu Vent Strip | Responsive - Soffit:Provide Pvcu Vent Strip, unit of measure LM | Responsive-303016 | Y
M3NHFScheduleOfRatesCode | Responsive/Boxed End:Renew To Fascia And Soffit | Responsive - Boxed End:Renew To Fascia And Soffit, unit of measure NO | Responsive-303017 | Y | Y | Y | Y | Y
M3NHFScheduleOfRatesCode | Responsive/Boxed End:Renew In Pvcu To Fascia And Soffit | Responsive - Boxed End:Renew In Pvcu To Fascia And Soffit, unit of measure NO | Responsive-303019 | Y | Y | Y | Y | Y
M3NHFScheduleOfRatesCode | Responsive/Gutter:Renew Ne 150X100Mm Timber | Responsive - Gutter:Renew Ne 150X100Mm Timber, unit of measure LM | Responsive-303101 | Y | Y | Y | Y | Y
M3NHFScheduleOfRatesCode | Responsive/Gutter:Realign Timber Gutter | Responsive - Gutter:Realign Timber Gutter, unit of measure LM | Responsive-303102 | Y | Y | Y | Y | Y
M3NHFScheduleOfRatesCode | Responsive/Gutter:Form Stop End | Responsive - Gutter:Form Stop End, unit of measure NO | Responsive-303103 | Y | Y | Y | Y | Y
M3NHFScheduleOfRatesCode | Responsive/Gutter:Form Outlet | Responsive - Gutter:Form Outlet, unit of measure NO | Responsive-303104 | Y | Y | Y | Y | Y
M3NHFScheduleOfRatesCode | Responsive/Gutter:Renew Cast Iron Bracket To Timber Gutter | Responsive - Gutter:Renew Cast Iron Bracket To Timber Gutter, unit of measure NO | Responsive-303105 | Y | Y | Y | Y | Y
M3NHFScheduleOfRatesCode | Responsive/Gutter:Renew Timber Bracket | Responsive - Gutter:Renew Timber Bracket, unit of measure NO | Responsive-303106 | Y | Y | Y | Y | Y
M3NHFScheduleOfRatesCode | Responsive/Flooring:Renew In 19Mm Plywood | Responsive - Flooring:Renew In 19Mm Plywood, unit of measure SM | Responsive-305101 | Y | Y | Y | Y | Y
M3NHFScheduleOfRatesCode | Responsive/Flooring:Renew In 6Mm Plywood | Responsive - Flooring:Renew In 6Mm Plywood, unit of measure SM | Responsive-305103 | Y | Y | Y | Y | Y
M3NHFScheduleOfRatesCode | Responsive/Flooring:Supply And Lay 4Mm Plywood | Responsive - Flooring:Supply And Lay 4Mm Plywood, unit of measure SM | Responsive-305105 | Y | Y | Y | Y | Y
M3NHFScheduleOfRatesCode | Responsive/Flooring:Renew In 19Mm Chipboard | Responsive - Flooring:Renew In 19Mm Chipboard, unit of measure SM | Responsive-305301 | Y | Y | Y | Y | Y
M3NHFScheduleOfRatesCode | Responsive/Flooring:Renew In Insulated Chipboard | Responsive - Flooring:Renew In Insulated Chipboard, unit of measure SM | Responsive-305303 | Y | Y | Y | Y | Y
M3NHFScheduleOfRatesCode | Responsive/Flooring:Supply And Lay Hardboard | Responsive - Flooring:Supply And Lay Hardboard, unit of measure SM | Responsive-305501 | Y | Y | Y | Y | Y
M3NHFScheduleOfRatesCode | Responsive/Floorboard:Renew Any Type Ne 1.0Sm | Responsive - Floorboard:Renew Any Type Ne 1.0Sm, unit of measure IT | Responsive-305701 | Y | Y | Y | Y | Y
M3NHFScheduleOfRatesCode | Responsive/Floorboard:Renew Single | Responsive - Floorboard:Renew Single, unit of measure LM | Responsive-305702 | Y
M3NHFScheduleOfRatesCode | Responsive/Floorboard:Renew Any Type Over 1.0Sm | Responsive - Floorboard:Renew Any Type Over 1.0Sm, unit of measure SM | Responsive-305703 | Y | Y | Y | Y | Y
M3NHFScheduleOfRatesCode | Responsive/Floorboards:Remove And Refix Area | Responsive - Floorboards:Remove And Refix Area, unit of measure SM | Responsive-305704 | Y | Y | Y | Y | Y
M3NHFScheduleOfRatesCode | Responsive/Floorboard:Remove And Refix Single Board | Responsive - Floorboard:Remove And Refix Single Board, unit of measure LM | Responsive-305705 | Y | Y | Y | Y | Y
M3NHFScheduleOfRatesCode | Responsive/Floorboard:Screw Down Per Room | Responsive - Floorboard:Screw Down Per Room, unit of measure IT | Responsive-305706 | Y | Y | Y | Y | Y
M3NHFScheduleOfRatesCode | Responsive/Flooring:Apply 2 Coats Preservative | Responsive - Flooring:Apply 2 Coats Preservative, unit of measure SM | Responsive-305709 | Y | Y | Y | Y | Y
M3NHFScheduleOfRatesCode | Responsive/Floor:Treat Floor Insecticide 10% Renewal | Responsive - Floor:Treat Floor Insecticide 10% Renewal, unit of measure SM | Responsive-305803 | Y | Y | Y | Y | Y
M3NHFScheduleOfRatesCode | Responsive/Dwelling:Treat Floor Insecticide | Responsive - Dwelling:Treat Floor Insecticide, unit of measure IT | Responsive-305804 | Y | Y | Y | Y | Y
M3NHFScheduleOfRatesCode | Responsive/Floor:Treat Floor Preservative | Responsive - Floor:Treat Floor Preservative, unit of measure SM | Responsive-305805 | Y | Y | Y | Y | Y
M3NHFScheduleOfRatesCode | Responsive/Dwelling:Treat Floor Preservative | Responsive - Dwelling:Treat Floor Preservative, unit of measure IT | Responsive-305806 | Y | Y | Y | Y | Y
M3NHFScheduleOfRatesCode | Responsive/Dwelling:Preservative Guarantee | Responsive - Dwelling:Preservative Guarantee, unit of measure IT | Responsive-305808 | Y | Y | Y | Y | Y
M3NHFScheduleOfRatesCode | Responsive/Dwelling:Timber Treatment | Responsive - Dwelling:Timber Treatment, unit of measure IT | Responsive-305820 | Y | Y | Y | Y | Y
M3NHFScheduleOfRatesCode | Responsive/Roof:Chemical Treat Timber | Responsive - Roof:Chemical Treat Timber, unit of measure IT | Responsive-305822 | Y | Y | Y | Y | Y
M3NHFScheduleOfRatesCode | Responsive/Roof:Preservative Guarantee | Responsive - Roof:Preservative Guarantee, unit of measure IT | Responsive-305824 | Y | Y | Y | Y | Y
M3NHFScheduleOfRatesCode | Responsive/Dwelling:Woodworm Treatment | Responsive - Dwelling:Woodworm Treatment, unit of measure IT | Responsive-305832 | Y | Y | Y | Y | Y
M3NHFScheduleOfRatesCode | Responsive/Dwelling:Woodworm Guarantee | Responsive - Dwelling:Woodworm Guarantee, unit of measure IT | Responsive-305834 | Y | Y | Y | Y | Y
M3NHFScheduleOfRatesCode | Responsive/Roof:Woodworm Timber | Responsive - Roof:Woodworm Timber, unit of measure IT | Responsive-305836 | Y | Y | Y | Y | Y
M3NHFScheduleOfRatesCode | Responsive/Roof:Woodworm Guarantee | Responsive - Roof:Woodworm Guarantee, unit of measure IT | Responsive-305838 | Y | Y | Y | Y | Y
M3NHFScheduleOfRatesCode | Responsive/Joist Ends:Deep Paste Treatment | Responsive - Joist Ends:Deep Paste Treatment, unit of measure NO | Responsive-305905 | Y | Y | Y | Y | Y
M3NHFScheduleOfRatesCode | Responsive/Flooring:Renew Wood Block Ne 2.0Sm | Responsive - Flooring:Renew Wood Block Ne 2.0Sm, unit of measure IT | Responsive-306001 | Y | Y | Y | Y | Y
M3NHFScheduleOfRatesCode | Responsive/Flooring:Renew Wood Block Over 2.0Sm | Responsive - Flooring:Renew Wood Block Over 2.0Sm, unit of measure SM | Responsive-306003 | Y | Y | Y | Y | Y
M3NHFScheduleOfRatesCode | Responsive/Cladding:Renew 19Mm Shiplap Ne 2.0Sm | Responsive - Cladding:Renew 19Mm Shiplap Ne 2.0Sm, unit of measure IT | Responsive-307101 | Y | Y | Y | Y | Y
M3NHFScheduleOfRatesCode | Responsive/Cladding:Renew 19Mm Shiplap Over 2.0Sm | Responsive - Cladding:Renew 19Mm Shiplap Over 2.0Sm, unit of measure SM | Responsive-307103 | Y | Y | Y | Y | Y
M3NHFScheduleOfRatesCode | Responsive/Cladding:Refix Loose Shiplap Feather Edge Or Tgv | Responsive - Cladding:Refix Loose Shiplap Feather Edge Or Tgv, unit of measure SM | Responsive-307105 | Y | Y | Y | Y | Y
M3NHFScheduleOfRatesCode | Responsive/Cladding:Renew Feather Edge Ne 2.0Sm | Responsive - Cladding:Renew Feather Edge Ne 2.0Sm, unit of measure IT | Responsive-307301 | Y | Y | Y | Y | Y
M3NHFScheduleOfRatesCode | Responsive/Cladding:Renew Feather Edge Over 2.0Sm | Responsive - Cladding:Renew Feather Edge Over 2.0Sm, unit of measure SM | Responsive-307303 | Y | Y | Y | Y | Y
M3NHFScheduleOfRatesCode | Responsive/Cladding:Renew Tgv Joint Ne 2.0Sm | Responsive - Cladding:Renew Tgv Joint Ne 2.0Sm, unit of measure IT | Responsive-307501 | Y | Y | Y | Y | Y
M3NHFScheduleOfRatesCode | Responsive/Cladding:Renew Tgv Joint Over 2.0Sm | Responsive - Cladding:Renew Tgv Joint Over 2.0Sm, unit of measure SM | Responsive-307503 | Y | Y | Y | Y | Y
M3NHFScheduleOfRatesCode | Responsive/Cladding:Renew Pvc Shiplap Ne 2.0Sm | Responsive - Cladding:Renew Pvc Shiplap Ne 2.0Sm, unit of measure IT | Responsive-307701 | Y | Y | Y | Y | Y
M3NHFScheduleOfRatesCode | Responsive/Cladding:Renew Pvc Shiplap Over 2.0Sm | Responsive - Cladding:Renew Pvc Shiplap Over 2.0Sm, unit of measure SM | Responsive-307703 | Y | Y | Y | Y | Y
M3NHFScheduleOfRatesCode | Responsive/Cladding:Refix Loose Pvc Shiplap Or Tgv | Responsive - Cladding:Refix Loose Pvc Shiplap Or Tgv, unit of measure SM | Responsive-307705 | Y | Y | Y | Y | Y
M3NHFScheduleOfRatesCode | Responsive/Canopy:Renew In Timber | Responsive - Canopy:Renew In Timber, unit of measure SM | Responsive-308001 | Y
M3NHFScheduleOfRatesCode | Responsive/Canopy:Renew Any Exposed Structural Timber Members | Responsive - Canopy:Renew Any Exposed Structural Timber Members, unit of measure IT | Responsive-308003 | Y
M3NHFScheduleOfRatesCode | Responsive/Canopy:Renew Any Hidden Structural Timber Member | Responsive - Canopy:Renew Any Hidden Structural Timber Member, unit of measure IT | Responsive-308005 | Y
M3NHFScheduleOfRatesCode | Responsive/Window:Renew Standard Softwood Casement 1 Light | Responsive - Window:Renew Standard Softwood Casement 1 Light, unit of measure SM | Responsive-310101 | Y | Y | Y | Y | Y
M3NHFScheduleOfRatesCode | Responsive/Window:Renew Standard Softwood Casement 2 Light | Responsive - Window:Renew Standard Softwood Casement 2 Light, unit of measure SM | Responsive-310105 | Y | Y | Y | Y | Y
M3NHFScheduleOfRatesCode | Responsive/Window:Renew Standard Softwood Casement 3 Light | Responsive - Window:Renew Standard Softwood Casement 3 Light, unit of measure SM | Responsive-310109 | Y | Y | Y | Y | Y
M3NHFScheduleOfRatesCode | Responsive/Window:Renew Standard Softwood Casement 4 Light | Responsive - Window:Renew Standard Softwood Casement 4 Light, unit of measure SM | Responsive-310113 | Y | Y | Y | Y | Y
M3NHFScheduleOfRatesCode | Responsive/Window:Renew Prefinished Softwood Casement 1 Light | Responsive - Window:Renew Prefinished Softwood Casement 1 Light, unit of measure SM | Responsive-310201 | Y
M3NHFScheduleOfRatesCode | Responsive/Window:Renew Prefinished Softwood Casement 2 Light | Responsive - Window:Renew Prefinished Softwood Casement 2 Light, unit of measure SM | Responsive-310203 | Y
M3NHFScheduleOfRatesCode | Responsive/Window:Renew Prefinished Softwood Casement 3 Light | Responsive - Window:Renew Prefinished Softwood Casement 3 Light, unit of measure SM | Responsive-310205 | Y
M3NHFScheduleOfRatesCode | Responsive/Window:Renew Prefinished Softwood Casement 4 Light | Responsive - Window:Renew Prefinished Softwood Casement 4 Light, unit of measure SM | Responsive-310207 | Y
M3NHFScheduleOfRatesCode | Responsive/Window:Renew Purpose Softwood Casement 1 Light | Responsive - Window:Renew Purpose Softwood Casement 1 Light, unit of measure SM | Responsive-310301 | Y | Y | Y | Y | Y
M3NHFScheduleOfRatesCode | Responsive/Window:Renew Purpose Softwood Casement 2 Light | Responsive - Window:Renew Purpose Softwood Casement 2 Light, unit of measure SM | Responsive-310305 | Y | Y | Y | Y | Y
M3NHFScheduleOfRatesCode | Responsive/Window:Renew Purpose Softwood Casement 3 Light | Responsive - Window:Renew Purpose Softwood Casement 3 Light, unit of measure SM | Responsive-310309 | Y | Y | Y | Y | Y
M3NHFScheduleOfRatesCode | Responsive/Window:Renew Purpose Softwood Casement 4 Light | Responsive - Window:Renew Purpose Softwood Casement 4 Light, unit of measure SM | Responsive-310313 | Y | Y | Y | Y | Y
M3NHFScheduleOfRatesCode | Responsive/Window:Renew Softwood Box Sash | Responsive - Window:Renew Softwood Box Sash, unit of measure SM | Responsive-310501 | Y | Y | Y | Y | Y
M3NHFScheduleOfRatesCode | Responsive/Window:Renew Softwood Horizontal Pivot | Responsive - Window:Renew Softwood Horizontal Pivot, unit of measure SM | Responsive-310701 | Y | Y | Y | Y | Y
M3NHFScheduleOfRatesCode | Responsive/Window:Renew Standard Hardwood Casement 1 Light | Responsive - Window:Renew Standard Hardwood Casement 1 Light, unit of measure SM | Responsive-311101 | Y | Y | Y | Y | Y
M3NHFScheduleOfRatesCode | Responsive/Window:Renew Standard Hardwood Casement 2 Light | Responsive - Window:Renew Standard Hardwood Casement 2 Light, unit of measure SM | Responsive-311105 | Y | Y | Y | Y | Y
M3NHFScheduleOfRatesCode | Responsive/Window:Renew Standard Hardwood Casement 3 Light | Responsive - Window:Renew Standard Hardwood Casement 3 Light, unit of measure SM | Responsive-311109 | Y | Y | Y | Y | Y
M3NHFScheduleOfRatesCode | Responsive/Window:Renew Standard Hardwood Casement 4 Light | Responsive - Window:Renew Standard Hardwood Casement 4 Light, unit of measure SM | Responsive-311113 | Y | Y | Y | Y | Y
M3NHFScheduleOfRatesCode | Responsive/Window:Renew Purpose Hardwood Casement 1 Light | Responsive - Window:Renew Purpose Hardwood Casement 1 Light, unit of measure SM | Responsive-311301 | Y | Y | Y | Y | Y
M3NHFScheduleOfRatesCode | Responsive/Window:Renew Purpose Hardwood Casement 2 Light | Responsive - Window:Renew Purpose Hardwood Casement 2 Light, unit of measure SM | Responsive-311305 | Y | Y | Y | Y | Y
M3NHFScheduleOfRatesCode | Responsive/Window:Renew Purpose Hardwood Casement 3 Light | Responsive - Window:Renew Purpose Hardwood Casement 3 Light, unit of measure SM | Responsive-311309 | Y | Y | Y | Y | Y
M3NHFScheduleOfRatesCode | Responsive/Window:Renew Purpose Hardwood Casement 4 Light | Responsive - Window:Renew Purpose Hardwood Casement 4 Light, unit of measure SM | Responsive-311313 | Y | Y | Y | Y | Y
M3NHFScheduleOfRatesCode | Responsive/Window:Renew Hardwood Box Sash | Responsive - Window:Renew Hardwood Box Sash, unit of measure SM | Responsive-311501 | Y | Y | Y | Y | Y
M3NHFScheduleOfRatesCode | Responsive/Window:Renew Hardwood Horizontal Pivot | Responsive - Window:Renew Hardwood Horizontal Pivot, unit of measure SM | Responsive-311701 | Y | Y | Y | Y | Y
M3NHFScheduleOfRatesCode | Responsive/Window:Renew Softwood Feature | Responsive - Window:Renew Softwood Feature, unit of measure SM | Responsive-312001 | Y | Y | Y | Y | Y
M3NHFScheduleOfRatesCode | Responsive/Window:Renew Prefinished Softwood Feature | Responsive - Window:Renew Prefinished Softwood Feature, unit of measure SM | Responsive-312101 | Y
M3NHFScheduleOfRatesCode | Responsive/Window:Renew Hardwood Feature | Responsive - Window:Renew Hardwood Feature, unit of measure SM | Responsive-313001 | Y | Y | Y | Y | Y
M3NHFScheduleOfRatesCode | Responsive/Window:Renew With Pvcu Pivot | Responsive - Window:Renew With Pvcu Pivot, unit of measure SM | Responsive-313501 | Y | Y | Y | Y | Y
M3NHFScheduleOfRatesCode | Responsive/Window:Renew With Pvcu Casement 1 Light | Responsive - Window:Renew With Pvcu Casement 1 Light, unit of measure SM | Responsive-313601 | Y | Y | Y | Y | Y
M3NHFScheduleOfRatesCode | Responsive/Window:Renew With Pvcu Casement 2 Light | Responsive - Window:Renew With Pvcu Casement 2 Light, unit of measure SM | Responsive-313605 | Y | Y | Y | Y | Y
M3NHFScheduleOfRatesCode | Responsive/Window:Renew With Pvcu Casement 3 Light | Responsive - Window:Renew With Pvcu Casement 3 Light, unit of measure SM | Responsive-313609 | Y | Y | Y | Y | Y
M3NHFScheduleOfRatesCode | Responsive/Window:Renew With Pvcu Casement 4 Light | Responsive - Window:Renew With Pvcu Casement 4 Light, unit of measure SM | Responsive-313613 | Y | Y | Y | Y | Y
M3NHFScheduleOfRatesCode | Responsive/Window:Renew With Pvcu Tilt Turn 1 Light | Responsive - Window:Renew With Pvcu Tilt Turn 1 Light, unit of measure SM | Responsive-313701 | Y | Y | Y | Y | Y
M3NHFScheduleOfRatesCode | Responsive/Window:Renew With Pvcu Tilt Turn 2 Light | Responsive - Window:Renew With Pvcu Tilt Turn 2 Light, unit of measure SM | Responsive-313705 | Y | Y | Y | Y | Y
M3NHFScheduleOfRatesCode | Responsive/Window:Renew With Pvcu Tilt Turn 3 Light | Responsive - Window:Renew With Pvcu Tilt Turn 3 Light, unit of measure SM | Responsive-313709 | Y | Y | Y | Y | Y
M3NHFScheduleOfRatesCode | Responsive/Window:Renew With Pvcu Tilt Turn 4 Light | Responsive - Window:Renew With Pvcu Tilt Turn 4 Light, unit of measure SM | Responsive-313713 | Y | Y | Y | Y | Y
M3NHFScheduleOfRatesCode | Responsive/Glazing:Discount For Single Glazing | Responsive - Glazing:Discount For Single Glazing, unit of measure SM | Responsive-314003 | Y | Y | Y | Y | Y
M3NHFScheduleOfRatesCode | Responsive/Window:Extra For Double Glazing In Repairs | Responsive - Window:Extra For Double Glazing In Repairs, unit of measure SM | Responsive-314005 |  | Y | Y | Y | Y
M3NHFScheduleOfRatesCode | Responsive/Glazing:Extra For Laminated Safety | Responsive - Glazing:Extra For Laminated Safety, unit of measure SM | Responsive-314007 | Y
M3NHFScheduleOfRatesCode | Responsive/Window:Ease And Adjust Including Remove | Responsive - Window:Ease And Adjust Including Remove, unit of measure NO | Responsive-315001 | Y | Y | Y | Y | Y
M3NHFScheduleOfRatesCode | Responsive/Window:Renew Prefinished Sw Casement Double Glazed | Responsive - Window:Renew Prefinished Sw Casement Double Glazed, unit of measure SM | Responsive-315006 | Y
M3NHFScheduleOfRatesCode | Responsive/Window:Renew Ne 0.9X0.6M Sw Casement Double Glazed | Responsive - Window:Renew Ne 0.9X0.6M Sw Casement Double Glazed, unit of measure NO | Responsive-315007 | Y | Y | Y | Y | Y
M3NHFScheduleOfRatesCode | Responsive/Window:Renew Ne 0.9X0.6M Hw Casement Double Glazed | Responsive - Window:Renew Ne 0.9X0.6M Hw Casement Double Glazed, unit of measure NO | Responsive-315008 | Y
M3NHFScheduleOfRatesCode | Responsive/Window:Renew Fixed Sash Ne 0.9X0.6M Double Glazed | Responsive - Window:Renew Fixed Sash Ne 0.9X0.6M Double Glazed, unit of measure NO | Responsive-315009 | Y | Y | Y | Y | Y
M3NHFScheduleOfRatesCode | Responsive/Window:Renew Fixed Prefinished Sash Double Glazed | Responsive - Window:Renew Fixed Prefinished Sash Double Glazed, unit of measure NO | Responsive-315010 | Y
M3NHFScheduleOfRatesCode | Responsive/Window:Renew Pivot Sash Double Glazed | Responsive - Window:Renew Pivot Sash Double Glazed, unit of measure NO | Responsive-315011 | Y | Y | Y | Y | Y
M3NHFScheduleOfRatesCode | Responsive/Window:Renew Prefinished Pivot Sash Double Glazed | Responsive - Window:Renew Prefinished Pivot Sash Double Glazed, unit of measure SM | Responsive-315012 | Y
M3NHFScheduleOfRatesCode | Responsive/Window:Renew Sliding Sash Double Glazed | Responsive - Window:Renew Sliding Sash Double Glazed, unit of measure NO | Responsive-315013 | Y | Y | Y | Y | Y
M3NHFScheduleOfRatesCode | Responsive/Glazing Repairs:Extra For Laminated Safety | Responsive - Glazing Repairs:Extra For Laminated Safety, unit of measure SM | Responsive-315014 | Y
M3NHFScheduleOfRatesCode | Responsive/Window:Renew Softwood Parting Or Staff Bead | Responsive - Window:Renew Softwood Parting Or Staff Bead, unit of measure LM | Responsive-315015 | Y | Y | Y | Y | Y
M3NHFScheduleOfRatesCode | Responsive/Window:Renew Set Of Sash Cords | Responsive - Window:Renew Set Of Sash Cords, unit of measure IT | Responsive-315019 | Y | Y | Y | Y | Y
M3NHFScheduleOfRatesCode | Responsive/Window:Renew Pulley Wheel To Box Sash | Responsive - Window:Renew Pulley Wheel To Box Sash, unit of measure NO | Responsive-315021 | Y | Y | Y | Y | Y
M3NHFScheduleOfRatesCode | Responsive/Window:Renew Sash Weight(S) To Box Sash | Responsive - Window:Renew Sash Weight(S) To Box Sash, unit of measure NO | Responsive-315023 | Y | Y | Y | Y | Y
M3NHFScheduleOfRatesCode | Responsive/Window:Renew Spiral Balances To Box Sash | Responsive - Window:Renew Spiral Balances To Box Sash, unit of measure IT | Responsive-315025 | Y | Y | Y | Y | Y
M3NHFScheduleOfRatesCode | Responsive/Window Frame:Cut Out And Splice New Section | Responsive - Window Frame:Cut Out And Splice New Section, unit of measure LM | Responsive-315027 | Y | Y | Y | Y | Y
M3NHFScheduleOfRatesCode | Responsive/Window Cill:Cut Out And Splice New Ne 300Mm | Responsive - Window Cill:Cut Out And Splice New Ne 300Mm, unit of measure IT | Responsive-315029 | Y | Y | Y | Y | Y
M3NHFScheduleOfRatesCode | Responsive/Window Cill:Cut Out And Splice New Over 300Mm | Responsive - Window Cill:Cut Out And Splice New Over 300Mm, unit of measure LM | Responsive-315031 | Y | Y | Y | Y | Y
M3NHFScheduleOfRatesCode | Responsive/Window:Renew Glazing Bead | Responsive - Window:Renew Glazing Bead, unit of measure LM | Responsive-315035 | Y | Y | Y | Y | Y
M3NHFScheduleOfRatesCode | Responsive/Window:Refix Loose Glazing Bead | Responsive - Window:Refix Loose Glazing Bead, unit of measure LM | Responsive-315039 | Y | Y | Y | Y | Y
M3NHFScheduleOfRatesCode | Responsive/Window:Renew Cill Nosing | Responsive - Window:Renew Cill Nosing, unit of measure LM | Responsive-315041 | Y | Y | Y | Y | Y
M3NHFScheduleOfRatesCode | Responsive/Window:Renew Glazing Bar | Responsive - Window:Renew Glazing Bar, unit of measure LM | Responsive-315043 | Y | Y | Y | Y | Y
M3NHFScheduleOfRatesCode | Responsive/Window:Renew Weather Mould | Responsive - Window:Renew Weather Mould, unit of measure LM | Responsive-315045 | Y | Y | Y | Y | Y
M3NHFScheduleOfRatesCode | Responsive/Window:Repair Sash Rail Or Stile | Responsive - Window:Repair Sash Rail Or Stile, unit of measure LM | Responsive-315047 | Y | Y | Y | Y | Y
M3NHFScheduleOfRatesCode | Responsive/Window:Overhaul Casement | Responsive - Window:Overhaul Casement, unit of measure NO | Responsive-315049 | Y | Y | Y | Y | Y
M3NHFScheduleOfRatesCode | Responsive/Window:Overhaul Sash | Responsive - Window:Overhaul Sash, unit of measure NO | Responsive-315051 | Y | Y | Y | Y | Y
M3NHFScheduleOfRatesCode | Responsive/Window:Renew Multipoint Keeper | Responsive - Window:Renew Multipoint Keeper, unit of measure NO | Responsive-315053 | Y
M3NHFScheduleOfRatesCode | Responsive/Window:Renew Trickle Window Ventilator | Responsive - Window:Renew Trickle Window Ventilator, unit of measure NO | Responsive-315055 | Y
M3NHFScheduleOfRatesCode | Responsive/Window:Renew Acoustic Window Ventilator | Responsive - Window:Renew Acoustic Window Ventilator, unit of measure NO | Responsive-315057 | Y
M3NHFScheduleOfRatesCode | Responsive/Timber:Epoxy Repair Ne 10Mm X Over 300Mm | Responsive - Timber:Epoxy Repair Ne 10Mm X Over 300Mm, unit of measure LM | Responsive-315105 | Y | Y | Y | Y | Y
M3NHFScheduleOfRatesCode | Responsive/Timber:Epoxy Repair Ne 10Mm X Ne 300Mm | Responsive - Timber:Epoxy Repair Ne 10Mm X Ne 300Mm, unit of measure NO | Responsive-315107 | Y | Y | Y | Y | Y
M3NHFScheduleOfRatesCode | Responsive/Timber:Epoxy Repair Ne 25Mm X Ne 300Mm Plain | Responsive - Timber:Epoxy Repair Ne 25Mm X Ne 300Mm Plain, unit of measure NO | Responsive-315109 | Y | Y | Y | Y | Y
M3NHFScheduleOfRatesCode | Responsive/Timber:Epoxy Repair Ne 50Mm X Ne 300Mm Plain | Responsive - Timber:Epoxy Repair Ne 50Mm X Ne 300Mm Plain, unit of measure NO | Responsive-315111 | Y | Y | Y | Y | Y
M3NHFScheduleOfRatesCode | Responsive/Timber:Epoxy Repair Ne 75Mm X Ne 300Mm Plain | Responsive - Timber:Epoxy Repair Ne 75Mm X Ne 300Mm Plain, unit of measure NO | Responsive-315113 | Y | Y | Y | Y | Y
M3NHFScheduleOfRatesCode | Responsive/Timber:Epoxy Repair Ne 25Mm X Ne 300Mm Irregular | Responsive - Timber:Epoxy Repair Ne 25Mm X Ne 300Mm Irregular, unit of measure NO | Responsive-315115 | Y | Y | Y | Y | Y
M3NHFScheduleOfRatesCode | Responsive/Timber:Epoxy Repair Ne 50Mm X Ne 300Mm Irregular | Responsive - Timber:Epoxy Repair Ne 50Mm X Ne 300Mm Irregular, unit of measure NO | Responsive-315117 | Y | Y | Y | Y | Y
M3NHFScheduleOfRatesCode | Responsive/Timber:Epoxy Repair Ne 75Mm X Ne 300Mm Irregular | Responsive - Timber:Epoxy Repair Ne 75Mm X Ne 300Mm Irregular, unit of measure NO | Responsive-315119 | Y | Y | Y | Y | Y
M3NHFScheduleOfRatesCode | Responsive/Window:Renew Timber Sub-Frame To Metal | Responsive - Window:Renew Timber Sub-Frame To Metal, unit of measure LM | Responsive-316209 | Y | Y | Y | Y | Y
M3NHFScheduleOfRatesCode | Responsive/Window:Ease Oil Butts Adjust Any Metal | Responsive - Window:Ease Oil Butts Adjust Any Metal, unit of measure NO | Responsive-316401 | Y | Y | Y | Y | Y
M3NHFScheduleOfRatesCode | Responsive/Window:Renew Weather/Draught Proofing Metal | Responsive - Window:Renew Weather/Draught Proofing Metal, unit of measure IT | Responsive-316405 | Y | Y | Y | Y | Y
M3NHFScheduleOfRatesCode | Responsive/Window:Overhaul Metal | Responsive - Window:Overhaul Metal, unit of measure NO | Responsive-316407 | Y | Y | Y | Y | Y
M3NHFScheduleOfRatesCode | Responsive/Window:Ease Oil Butts Adjust Any Aluminium | Responsive - Window:Ease Oil Butts Adjust Any Aluminium, unit of measure NO | Responsive-317201 | Y | Y | Y | Y | Y
M3NHFScheduleOfRatesCode | Responsive/Window:Overhaul Aluminium | Responsive - Window:Overhaul Aluminium, unit of measure NO | Responsive-317205 | Y | Y | Y | Y | Y
M3NHFScheduleOfRatesCode | Responsive/Window:Renew Fanlight Pvcu Sash | Responsive - Window:Renew Fanlight Pvcu Sash, unit of measure NO | Responsive-318101 | Y | Y | Y | Y | Y
M3NHFScheduleOfRatesCode | Responsive/Window:Renew Side Hung Pvcu Sash | Responsive - Window:Renew Side Hung Pvcu Sash, unit of measure NO | Responsive-318103 | Y | Y | Y | Y | Y
M3NHFScheduleOfRatesCode | Responsive/Window:Renew Trickle Vent To Pvcu | Responsive - Window:Renew Trickle Vent To Pvcu, unit of measure IT | Responsive-318105 | Y | Y | Y | Y | Y
M3NHFScheduleOfRatesCode | Responsive/Window:Renew Handle To Pvcu | Responsive - Window:Renew Handle To Pvcu, unit of measure NO | Responsive-318107 | Y | Y | Y | Y | Y
M3NHFScheduleOfRatesCode | Responsive/Window:Renew Locking Handle To Pvcu | Responsive - Window:Renew Locking Handle To Pvcu, unit of measure NO | Responsive-318108 | Y | Y | Y | Y | Y
M3NHFScheduleOfRatesCode | Responsive/Window:Renew Hinge To Pvcu | Responsive - Window:Renew Hinge To Pvcu, unit of measure NO | Responsive-318109 | Y | Y | Y | Y | Y
M3NHFScheduleOfRatesCode | Responsive/Window:Renew Espagnolette Lock To Pvcu | Responsive - Window:Renew Espagnolette Lock To Pvcu, unit of measure IT | Responsive-318111 | Y | Y | Y | Y | Y
M3NHFScheduleOfRatesCode | Responsive/Window:Renew Sealing Gasket To Pvcu | Responsive - Window:Renew Sealing Gasket To Pvcu, unit of measure IT | Responsive-318113 | Y | Y | Y | Y | Y
M3NHFScheduleOfRatesCode | Responsive/Window:Check Lubricate Fittings To Pvcu | Responsive - Window:Check Lubricate Fittings To Pvcu, unit of measure IT | Responsive-318115 | Y | Y | Y | Y | Y
M3NHFScheduleOfRatesCode | Responsive/Window:Ease And Adjust Pvcu Sash | Responsive - Window:Ease And Adjust Pvcu Sash, unit of measure IT | Responsive-318117 | Y | Y | Y | Y | Y
M3NHFScheduleOfRatesCode | Responsive/Window:Overhaul Tilt Turn Mechanism To Pvcu | Responsive - Window:Overhaul Tilt Turn Mechanism To Pvcu, unit of measure NO | Responsive-318119 | Y | Y | Y | Y | Y
M3NHFScheduleOfRatesCode | Responsive/Window:Renew Tilt Turn Mechanism To Pvcu | Responsive - Window:Renew Tilt Turn Mechanism To Pvcu, unit of measure NO | Responsive-318121 | Y | Y | Y | Y | Y
M3NHFScheduleOfRatesCode | Responsive/Window:Child Restrictor To Pvcu | Responsive - Window:Child Restrictor To Pvcu, unit of measure NO | Responsive-318123 | Y | Y | Y | Y | Y
M3NHFScheduleOfRatesCode | Responsive/Window:Overhaul Pvcu | Responsive - Window:Overhaul Pvcu, unit of measure NO | Responsive-318125 | Y | Y | Y | Y | Y
M3NHFScheduleOfRatesCode | Responsive/Window:Renew Glazing Bead To Pvcu | Responsive - Window:Renew Glazing Bead To Pvcu, unit of measure LM | Responsive-318151 | Y | Y | Y | Y | Y
M3NHFScheduleOfRatesCode | Responsive/Window:Renew Opener Gasket To Pvcu | Responsive - Window:Renew Opener Gasket To Pvcu, unit of measure LM | Responsive-318155 | Y | Y | Y | Y | Y
M3NHFScheduleOfRatesCode | Responsive/Window:Renew Friction Stay To Pvcu | Responsive - Window:Renew Friction Stay To Pvcu, unit of measure NO | Responsive-318157 | Y | Y | Y | Y | Y
M3NHFScheduleOfRatesCode | Responsive/Window:Renew Restraining Wedges To Pvcu | Responsive - Window:Renew Restraining Wedges To Pvcu, unit of measure NO | Responsive-318159 | Y | Y | Y | Y | Y
M3NHFScheduleOfRatesCode | Responsive/Window:Renew Restrictor Stay To Pvcu | Responsive - Window:Renew Restrictor Stay To Pvcu, unit of measure NO | Responsive-318161 | Y | Y | Y | Y | Y
M3NHFScheduleOfRatesCode | Responsive/Window:Renew Locking Handle To Pvcu Locking Plate | Responsive - Window:Renew Locking Handle To Pvcu Locking Plate, unit of measure NO | Responsive-318163 | Y | Y | Y | Y | Y
M3NHFScheduleOfRatesCode | Responsive/Window:Renew Drip Mould Bead To Pvcu | Responsive - Window:Renew Drip Mould Bead To Pvcu, unit of measure LM | Responsive-318165 | Y | Y | Y | Y | Y
M3NHFScheduleOfRatesCode | Responsive/Window:Provide Drip Mould Bead To Pvcu | Responsive - Window:Provide Drip Mould Bead To Pvcu, unit of measure LM | Responsive-318167 | Y | Y | Y | Y | Y
M3NHFScheduleOfRatesCode | Responsive/Window:Provide 30Mm Extension Flange To Pvcu | Responsive - Window:Provide 30Mm Extension Flange To Pvcu, unit of measure LM | Responsive-318169 | Y | Y | Y | Y | Y
M3NHFScheduleOfRatesCode | Responsive/Window:Provide 45Mm Extension Flange To Pvcu | Responsive - Window:Provide 45Mm Extension Flange To Pvcu, unit of measure LM | Responsive-318171 | Y | Y | Y | Y | Y
M3NHFScheduleOfRatesCode | Responsive/Window:Provide 30Mm Box Extension To Pvcu | Responsive - Window:Provide 30Mm Box Extension To Pvcu, unit of measure LM | Responsive-318173 | Y | Y | Y | Y | Y
M3NHFScheduleOfRatesCode | Responsive/Window:Provide 45Mm Box Extension To Pvcu | Responsive - Window:Provide 45Mm Box Extension To Pvcu, unit of measure LM | Responsive-318175 | Y | Y | Y | Y | Y
M3NHFScheduleOfRatesCode | Responsive/Window:Renew Drain Caps To Pvcu | Responsive - Window:Renew Drain Caps To Pvcu, unit of measure IT | Responsive-318177 | Y | Y | Y | Y | Y
M3NHFScheduleOfRatesCode | Responsive/Window:Repoint Silicone To Pvcu Frame | Responsive - Window:Repoint Silicone To Pvcu Frame, unit of measure LM | Responsive-318179 | Y | Y | Y | Y | Y
M3NHFScheduleOfRatesCode | Responsive/Window:Renew Quadrant Fillet To Pvcu | Responsive - Window:Renew Quadrant Fillet To Pvcu, unit of measure LM | Responsive-318181 | Y | Y | Y | Y | Y
M3NHFScheduleOfRatesCode | Responsive/Window:Renew Cill To Pvcu | Responsive - Window:Renew Cill To Pvcu, unit of measure LM | Responsive-318185 | Y | Y | Y | Y | Y
M3NHFScheduleOfRatesCode | Responsive/Window:Provide Cill To Pvcu | Responsive - Window:Provide Cill To Pvcu, unit of measure LM | Responsive-318187 | Y | Y | Y | Y | Y
M3NHFScheduleOfRatesCode | Responsive/Window:Renew Cill Ends To Pvcu | Responsive - Window:Renew Cill Ends To Pvcu, unit of measure NO | Responsive-318189 | Y | Y | Y | Y | Y
M3NHFScheduleOfRatesCode | Responsive/Door Frame:Rake Out And Repoint Sealant | Responsive - Door Frame:Rake Out And Repoint Sealant, unit of measure IT | Responsive-318201 | Y | Y | Y | Y | Y
M3NHFScheduleOfRatesCode | Responsive/Window Frame:Rake Out And Repoint | Responsive - Window Frame:Rake Out And Repoint, unit of measure IT | Responsive-318203 | Y | Y | Y | Y | Y
M3NHFScheduleOfRatesCode | Responsive/Window Frame:Supply And Fix Bead Or Sealant | Responsive - Window Frame:Supply And Fix Bead Or Sealant, unit of measure IT | Responsive-318207 | Y | Y | Y | Y | Y
M3NHFScheduleOfRatesCode | Responsive/Windows/Doors:Pvcu 1 Bed House Check Clean | Responsive - Windows/Doors:Pvcu 1 Bed House Check Clean, unit of measure IT | Responsive-318301 | Y | Y | Y | Y | Y
M3NHFScheduleOfRatesCode | Responsive/Windows/Doors:Pvcu 2 Bed House Check Clean | Responsive - Windows/Doors:Pvcu 2 Bed House Check Clean, unit of measure IT | Responsive-318303 | Y | Y | Y | Y | Y
M3NHFScheduleOfRatesCode | Responsive/Windows/Doors:Pvcu 3 Bed House Check Clean | Responsive - Windows/Doors:Pvcu 3 Bed House Check Clean, unit of measure IT | Responsive-318305 | Y | Y | Y | Y | Y
M3NHFScheduleOfRatesCode | Responsive/Windows/Doors:Pvcu 4 Bed House Check Clean | Responsive - Windows/Doors:Pvcu 4 Bed House Check Clean, unit of measure IT | Responsive-318307 | Y | Y | Y | Y | Y
M3NHFScheduleOfRatesCode | Responsive/Windows/Doors:Pvcu 5 Bed House Check Clean | Responsive - Windows/Doors:Pvcu 5 Bed House Check Clean, unit of measure IT | Responsive-318309 | Y | Y | Y | Y | Y
M3NHFScheduleOfRatesCode | Responsive/Windows/Doors:Pvcu 1 Bed Flat Check Clean | Responsive - Windows/Doors:Pvcu 1 Bed Flat Check Clean, unit of measure IT | Responsive-318311 | Y | Y | Y | Y | Y
M3NHFScheduleOfRatesCode | Responsive/Windows/Doors:Pvcu 2 Bed Flat Check Clean | Responsive - Windows/Doors:Pvcu 2 Bed Flat Check Clean, unit of measure IT | Responsive-318313 | Y | Y | Y | Y | Y
M3NHFScheduleOfRatesCode | Responsive/Windows/Doors:Pvcu 3 Bed Flat Check Clean | Responsive - Windows/Doors:Pvcu 3 Bed Flat Check Clean, unit of measure IT | Responsive-318315 | Y | Y | Y | Y | Y
M3NHFScheduleOfRatesCode | Responsive/Windows/Doors:Pvcu 4 Bed Flat Check Clean | Responsive - Windows/Doors:Pvcu 4 Bed Flat Check Clean, unit of measure IT | Responsive-318317 | Y | Y | Y | Y | Y
M3NHFScheduleOfRatesCode | Responsive/Windows/Doors:Pvcu 5 Bed Flat Check Clean | Responsive - Windows/Doors:Pvcu 5 Bed Flat Check Clean, unit of measure IT | Responsive-318319 | Y | Y | Y | Y | Y
M3NHFScheduleOfRatesCode | Responsive/Roof Window:Renew Ne 0.78X0.98M | Responsive - Roof Window:Renew Ne 0.78X0.98M, unit of measure NO | Responsive-319001 | Y | Y | Y | Y | Y
M3NHFScheduleOfRatesCode | Responsive/Roof Window:Renew Ne 1.14X1.18M | Responsive - Roof Window:Renew Ne 1.14X1.18M, unit of measure NO | Responsive-319003 | Y | Y | Y | Y | Y
M3NHFScheduleOfRatesCode | Responsive/Roof Window:Renew Ne 1.34X1.40M | Responsive - Roof Window:Renew Ne 1.34X1.40M, unit of measure NO | Responsive-319005 | Y | Y | Y | Y | Y
M3NHFScheduleOfRatesCode | Responsive/Roof Window:Remedy Leak Or Redress Flashings | Responsive - Roof Window:Remedy Leak Or Redress Flashings, unit of measure NO | Responsive-319101 | Y | Y | Y | Y | Y
M3NHFScheduleOfRatesCode | Responsive/Roof Window:Overhaul Opening Gear | Responsive - Roof Window:Overhaul Opening Gear, unit of measure NO | Responsive-319103 | Y | Y | Y | Y | Y
M3NHFScheduleOfRatesCode | Responsive/Roof Window:Renew Control Cords | Responsive - Roof Window:Renew Control Cords, unit of measure NO | Responsive-319105 | Y | Y | Y | Y | Y
M3NHFScheduleOfRatesCode | Responsive/Roof Window:Overhaul | Responsive - Roof Window:Overhaul, unit of measure NO | Responsive-319107 | Y
M3NHFScheduleOfRatesCode | Responsive/Door:Renew Hw Panelled Or Glazed Back Door | Responsive - Door:Renew Hw Panelled Or Glazed Back Door, unit of measure NO | Responsive-321105 | Y | Y | Y | Y | Y
M3NHFScheduleOfRatesCode | Responsive/Doorset:Renew Hw Panelled Or Glazed Back Door | Responsive - Doorset:Renew Hw Panelled Or Glazed Back Door, unit of measure NO | Responsive-321106 | Y
M3NHFScheduleOfRatesCode | Responsive/Door:Renew Hw Panelled Or Glazed Front Door | Responsive - Door:Renew Hw Panelled Or Glazed Front Door, unit of measure NO | Responsive-321107 | Y | Y | Y | Y | Y
M3NHFScheduleOfRatesCode | Responsive/Doorset:Renew Hw Panelled Or Glazed Front Door | Responsive - Doorset:Renew Hw Panelled Or Glazed Front Door, unit of measure NO | Responsive-321108 | Y
M3NHFScheduleOfRatesCode | Responsive/Door:Renew Pm Hw Panelled Or Glazed Back Door | Responsive - Door:Renew Pm Hw Panelled Or Glazed Back Door, unit of measure NO | Responsive-321305 | Y | Y | Y | Y | Y
M3NHFScheduleOfRatesCode | Responsive/Door:Renew Pm Hw Panelled Or Glazed Front Door | Responsive - Door:Renew Pm Hw Panelled Or Glazed Front Door, unit of measure NO | Responsive-321307 | Y | Y | Y | Y | Y
M3NHFScheduleOfRatesCode | Responsive/Door:Renew Sw Panelled Or Glazed Back Door | Responsive - Door:Renew Sw Panelled Or Glazed Back Door, unit of measure NO | Responsive-321505 | Y | Y | Y | Y | Y
M3NHFScheduleOfRatesCode | Responsive/Door:Renew Sw Panelled Or Glazed Front Door | Responsive - Door:Renew Sw Panelled Or Glazed Front Door, unit of measure NO | Responsive-321507 | Y | Y | Y | Y | Y
M3NHFScheduleOfRatesCode | Responsive/Door:Renew Pm Sw Panelled Or Glazed Back Door | Responsive - Door:Renew Pm Sw Panelled Or Glazed Back Door, unit of measure NO | Responsive-321705 | Y | Y | Y | Y | Y
M3NHFScheduleOfRatesCode | Responsive/Door:Renew Pm Sw Panelled Or Glazed Front Door | Responsive - Door:Renew Pm Sw Panelled Or Glazed Front Door, unit of measure NO | Responsive-321707 | Y | Y | Y | Y | Y
M3NHFScheduleOfRatesCode | Responsive/Door:High Performance Composite Back Door | Responsive - Door:High Performance Composite Back Door, unit of measure NO | Responsive-322101 | Y | Y | Y | Y | Y
M3NHFScheduleOfRatesCode | Responsive/Door:High Performance Composite Front Door | Responsive - Door:High Performance Composite Front Door, unit of measure NO | Responsive-322103 | Y | Y | Y | Y | Y
M3NHFScheduleOfRatesCode | Responsive/Door:High Performance Composite 1/2 Hour Back | Responsive - Door:High Performance Composite 1/2 Hour Back, unit of measure NO | Responsive-322111 | Y | Y | Y
M3NHFScheduleOfRatesCode | Responsive/Door:High Performance Composite 1/2 Hour Front | Responsive - Door:High Performance Composite 1/2 Hour Front, unit of measure NO | Responsive-322113 | Y | Y | Y
M3NHFScheduleOfRatesCode | Responsive/Doorset:High Performance Composite 1/2 Hour Back | Responsive - Doorset:High Performance Composite 1/2 Hour Back, unit of measure NO | Responsive-322115 | Y | Y | Y
M3NHFScheduleOfRatesCode | Responsive/Doorset:High Performance Composite 1/2 Hour Front | Responsive - Doorset:High Performance Composite 1/2 Hour Front, unit of measure NO | Responsive-322117 | Y | Y | Y
M3NHFScheduleOfRatesCode | Responsive/Doorset:High Performance Composite Lbs | Responsive - Doorset:High Performance Composite Lbs, unit of measure NO | Responsive-322119 | Y
M3NHFScheduleOfRatesCode | Responsive/Doorset:Fd30S Doorset | Responsive - Doorset:Fd30S Doorset, unit of measure NO | Responsive-322201 | Y
M3NHFScheduleOfRatesCode | Responsive/Doorset:Fd30S Doorset Fanlight Ne 0.50Sm | Responsive - Doorset:Fd30S Doorset Fanlight Ne 0.50Sm, unit of measure NO | Responsive-322203 | Y
M3NHFScheduleOfRatesCode | Responsive/Doorset:Fd30S Doorset Fanlight Ne1.00Sm | Responsive - Doorset:Fd30S Doorset Fanlight Ne1.00Sm, unit of measure NO | Responsive-322205 | Y
M3NHFScheduleOfRatesCode | Responsive/Doorset:Fd30S Doorset Sidelight Ne 1.00Sm | Responsive - Doorset:Fd30S Doorset Sidelight Ne 1.00Sm, unit of measure NO | Responsive-322207 | Y
M3NHFScheduleOfRatesCode | Responsive/Doorset:Fd30S Doorset Sidelight Over 1.00Sm | Responsive - Doorset:Fd30S Doorset Sidelight Over 1.00Sm, unit of measure NO | Responsive-322209 | Y
M3NHFScheduleOfRatesCode | Responsive/Doorset:Fd30S Doorset Fanlight Sidelight Ne 1Sm | Responsive - Doorset:Fd30S Doorset Fanlight Sidelight Ne 1Sm, unit of measure NO | Responsive-322211 | Y
M3NHFScheduleOfRatesCode | Responsive/Doorset:Fd30S Doorset Fanlight Sidelight Over 1Sm | Responsive - Doorset:Fd30S Doorset Fanlight Sidelight Over 1Sm, unit of measure NO | Responsive-322213 | Y
M3NHFScheduleOfRatesCode | Responsive/Door:Renew Flush External | Responsive - Door:Renew Flush External, unit of measure NO | Responsive-323001 | Y
M3NHFScheduleOfRatesCode | Responsive/Door:Renew Flush Glazed External | Responsive - Door:Renew Flush Glazed External, unit of measure NO | Responsive-323003 | Y
M3NHFScheduleOfRatesCode | Responsive/Door:Renew 1/2Hr Flush Front Door | Responsive - Door:Renew 1/2Hr Flush Front Door, unit of measure NO | Responsive-323101 | Y | Y | Y | Y | Y
M3NHFScheduleOfRatesCode | Responsive/Door:Renew 1Hr Flush Front Door | Responsive - Door:Renew 1Hr Flush Front Door, unit of measure NO | Responsive-323103 | Y | Y | Y | Y | Y
M3NHFScheduleOfRatesCode | Responsive/Door:Renew 1/2Hr Flush Communal Door | Responsive - Door:Renew 1/2Hr Flush Communal Door, unit of measure NO | Responsive-323105 | Y | Y | Y | Y | Y
M3NHFScheduleOfRatesCode | Responsive/Door:Renew 1Hr Flush Communal Door | Responsive - Door:Renew 1Hr Flush Communal Door, unit of measure NO | Responsive-323107 | Y | Y | Y | Y | Y
M3NHFScheduleOfRatesCode | Responsive/Doorset:Renew Pvcu Panelled Glazed Door And Frame | Responsive - Doorset:Renew Pvcu Panelled Glazed Door And Frame, unit of measure NO | Responsive-323501 | Y | Y | Y | Y | Y
M3NHFScheduleOfRatesCode | Responsive/Doorset:Renew Pvcu 2 Panel Door And Frame | Responsive - Doorset:Renew Pvcu 2 Panel Door And Frame, unit of measure NO | Responsive-323503 | Y | Y | Y | Y | Y
M3NHFScheduleOfRatesCode | Responsive/Door:Renew Pvcu Panelled Glazed Door | Responsive - Door:Renew Pvcu Panelled Glazed Door, unit of measure NO | Responsive-323505 | Y | Y | Y | Y | Y
M3NHFScheduleOfRatesCode | Responsive/Door:Renew Pvcu 2 Panel Door | Responsive - Door:Renew Pvcu 2 Panel Door, unit of measure NO | Responsive-323507 | Y | Y | Y | Y | Y
M3NHFScheduleOfRatesCode | Responsive/Door:Renew Pvcu Tilt And Turn French Door | Responsive - Door:Renew Pvcu Tilt And Turn French Door, unit of measure IT | Responsive-323509 | Y | Y | Y | Y | Y
M3NHFScheduleOfRatesCode | Responsive/Door:High Performance Pvcu Back Door | Responsive - Door:High Performance Pvcu Back Door, unit of measure NO | Responsive-323601 | Y | Y | Y | Y | Y
M3NHFScheduleOfRatesCode | Responsive/Door:High Performance Pvcu Front Door | Responsive - Door:High Performance Pvcu Front Door, unit of measure NO | Responsive-323603 | Y | Y | Y | Y | Y
M3NHFScheduleOfRatesCode | Responsive/Door:High Performance Pvcu 1/2 Hour Back Doorset | Responsive - Door:High Performance Pvcu 1/2 Hour Back Doorset, unit of measure NO | Responsive-323611 | Y | Y | Y
M3NHFScheduleOfRatesCode | Responsive/Door:High Performance Pvcu 1/2 Hour Front Doorset | Responsive - Door:High Performance Pvcu 1/2 Hour Front Doorset, unit of measure NO | Responsive-323613 | Y | Y | Y
M3NHFScheduleOfRatesCode | Responsive/Door:Ease Adjust Including Remove | Responsive - Door:Ease Adjust Including Remove, unit of measure NO | Responsive-324101 | Y | Y | Y | Y | Y
M3NHFScheduleOfRatesCode | Responsive/Door:Refix Loose Glazing Beads | Responsive - Door:Refix Loose Glazing Beads, unit of measure NO | Responsive-324107 | Y | Y | Y | Y | Y
M3NHFScheduleOfRatesCode | Responsive/Door:Renew Plywood Panel | Responsive - Door:Renew Plywood Panel, unit of measure NO | Responsive-324109 | Y | Y | Y | Y | Y
M3NHFScheduleOfRatesCode | Responsive/Door:Refix Plywood Panel | Responsive - Door:Refix Plywood Panel, unit of measure SM | Responsive-324110 | Y
M3NHFScheduleOfRatesCode | Responsive/Door:Patch Or Repair Door Stile | Responsive - Door:Patch Or Repair Door Stile, unit of measure NO | Responsive-324111 | Y | Y | Y | Y | Y
M3NHFScheduleOfRatesCode | Responsive/Door:Renew Softwood Door Stile | Responsive - Door:Renew Softwood Door Stile, unit of measure IT | Responsive-324113 | Y | Y | Y | Y | Y
M3NHFScheduleOfRatesCode | Responsive/Door:Supply And Fix Weatherboard | Responsive - Door:Supply And Fix Weatherboard, unit of measure NO | Responsive-324115 | Y | Y | Y | Y | Y
M3NHFScheduleOfRatesCode | Responsive/Door:Provide Hardwood Rain Deflector | Responsive - Door:Provide Hardwood Rain Deflector, unit of measure NO | Responsive-324117 | Y | Y | Y | Y | Y
M3NHFScheduleOfRatesCode | Responsive/Door:Renew Hardwood Glazing Beads | Responsive - Door:Renew Hardwood Glazing Beads, unit of measure LM | Responsive-324119 | Y | Y | Y | Y | Y
M3NHFScheduleOfRatesCode | Responsive/Door:Renew Hardwood Door Stile | Responsive - Door:Renew Hardwood Door Stile, unit of measure IT | Responsive-324121 | Y | Y | Y | Y | Y
M3NHFScheduleOfRatesCode | Responsive/Door:Overhaul External Complete | Responsive - Door:Overhaul External Complete, unit of measure NO | Responsive-324123 | Y | Y | Y | Y | Y
M3NHFScheduleOfRatesCode | Responsive/Door:Overhaul External Complete Fanlight | Responsive - Door:Overhaul External Complete Fanlight, unit of measure NO | Responsive-324125 | Y | Y | Y | Y | Y
M3NHFScheduleOfRatesCode | Responsive/Door:Renew Any Butt Hinge To Pvcu/Composite | Responsive - Door:Renew Any Butt Hinge To Pvcu/Composite, unit of measure NO | Responsive-325101 | Y | Y | Y | Y | Y
M3NHFScheduleOfRatesCode | Responsive/Door:Overhaul Multipoint Lock To Pvcu/Composite | Responsive - Door:Overhaul Multipoint Lock To Pvcu/Composite, unit of measure IT | Responsive-325103 | Y | Y | Y | Y | Y
M3NHFScheduleOfRatesCode | Responsive/Door:Renew Multipoint Lock To Pvcu/Composite | Responsive - Door:Renew Multipoint Lock To Pvcu/Composite, unit of measure NO | Responsive-325105 | Y | Y | Y | Y | Y
M3NHFScheduleOfRatesCode | Responsive/Door:Adjust Lock To Pvcu/Composite | Responsive - Door:Adjust Lock To Pvcu/Composite, unit of measure NO | Responsive-325107 | Y | Y | Y | Y | Y
M3NHFScheduleOfRatesCode | Responsive/Door:Renew Lock Cylinder To Pvcu/Composite | Responsive - Door:Renew Lock Cylinder To Pvcu/Composite, unit of measure NO | Responsive-325109 | Y | Y | Y | Y | Y
M3NHFScheduleOfRatesCode | Responsive/Door:Renew Lock Catch Or Keep To Pvcu/Composite | Responsive - Door:Renew Lock Catch Or Keep To Pvcu/Composite, unit of measure NO | Responsive-325111 | Y | Y | Y | Y | Y
M3NHFScheduleOfRatesCode | Responsive/Door:Repair Handles To Pvcu/Composite | Responsive - Door:Repair Handles To Pvcu/Composite, unit of measure NO | Responsive-325113 | Y | Y | Y | Y | Y
M3NHFScheduleOfRatesCode | Responsive/Door:Renew Handles To Pvcu/Composite | Responsive - Door:Renew Handles To Pvcu/Composite, unit of measure NO | Responsive-325115 | Y | Y | Y | Y | Y
M3NHFScheduleOfRatesCode | Responsive/Door:Overhaul Pvcu/Composite | Responsive - Door:Overhaul Pvcu/Composite, unit of measure NO | Responsive-325117 | Y | Y | Y | Y | Y
M3NHFScheduleOfRatesCode | Responsive/Door:Renew Panel Ne 0.5Sm To Pvcu/Composite | Responsive - Door:Renew Panel Ne 0.5Sm To Pvcu/Composite, unit of measure NO | Responsive-325123 | Y | Y | Y | Y | Y
M3NHFScheduleOfRatesCode | Responsive/Door:Renew Panel 0.5-1.0Sm To Pvcu/Composite | Responsive - Door:Renew Panel 0.5-1.0Sm To Pvcu/Composite, unit of measure NO | Responsive-325125 | Y | Y | Y | Y | Y
M3NHFScheduleOfRatesCode | Responsive/Door:Renew Letterplate To Pvcu/Composite | Responsive - Door:Renew Letterplate To Pvcu/Composite, unit of measure NO | Responsive-325127 | Y
M3NHFScheduleOfRatesCode | Responsive/Door:Renew Draught-Proofing To Pvcu/Composite | Responsive - Door:Renew Draught-Proofing To Pvcu/Composite, unit of measure NO | Responsive-325129 | Y
M3NHFScheduleOfRatesCode | Responsive/Door:Renew Door Closer To Pvcu/Composite | Responsive - Door:Renew Door Closer To Pvcu/Composite, unit of measure NO | Responsive-325131 | Y
M3NHFScheduleOfRatesCode | Responsive/Door:Renew Threshold To Pvcu/Composite | Responsive - Door:Renew Threshold To Pvcu/Composite, unit of measure NO | Responsive-325133 | Y
M3NHFScheduleOfRatesCode | Responsive/Door:Ease Oil And Adjust Steel | Responsive - Door:Ease Oil And Adjust Steel, unit of measure NO | Responsive-326105 | Y | Y | Y | Y | Y
M3NHFScheduleOfRatesCode | Responsive/Door:Renew Lock To Steel | Responsive - Door:Renew Lock To Steel, unit of measure NO | Responsive-326107 | Y | Y | Y | Y | Y
M3NHFScheduleOfRatesCode | Responsive/Door:Ease Oil And Adjust Aluminium | Responsive - Door:Ease Oil And Adjust Aluminium, unit of measure NO | Responsive-327101 | Y | Y | Y | Y | Y
M3NHFScheduleOfRatesCode | Responsive/Door:Renew Lock To Aluminium | Responsive - Door:Renew Lock To Aluminium, unit of measure NO | Responsive-327103 | Y | Y | Y | Y | Y
M3NHFScheduleOfRatesCode | Responsive/Patio Door:Renew Double Glazed Aluminium Door | Responsive - Patio Door:Renew Double Glazed Aluminium Door, unit of measure NO | Responsive-327105 | Y | Y | Y | Y | Y
M3NHFScheduleOfRatesCode | Responsive/Door:Renew L And B Door | Responsive - Door:Renew L And B Door, unit of measure NO | Responsive-328101 | Y | Y | Y | Y | Y
M3NHFScheduleOfRatesCode | Responsive/Door:Renew Fl And B Door | Responsive - Door:Renew Fl And B Door, unit of measure NO | Responsive-328103 | Y | Y | Y | Y | Y
M3NHFScheduleOfRatesCode | Responsive/Door:Renew Board To Ledged And Braced Door | Responsive - Door:Renew Board To Ledged And Braced Door, unit of measure IT | Responsive-328105 | Y | Y | Y | Y | Y
M3NHFScheduleOfRatesCode | Responsive/Door:Renew Ledge Or Brace To Door | Responsive - Door:Renew Ledge Or Brace To Door, unit of measure IT | Responsive-328107 | Y | Y | Y | Y | Y
M3NHFScheduleOfRatesCode | Responsive/Garage Frame:Renew To Side Door | Responsive - Garage Frame:Renew To Side Door, unit of measure NO | Responsive-328109 | Y | Y | Y | Y | Y
M3NHFScheduleOfRatesCode | Responsive/Garage Frame:Renew 25X75Mm Fillet | Responsive - Garage Frame:Renew 25X75Mm Fillet, unit of measure LM | Responsive-328111 | Y | Y | Y | Y | Y
M3NHFScheduleOfRatesCode | Responsive/Door:Renew Internal Ply Flush | Responsive - Door:Renew Internal Ply Flush, unit of measure NO | Responsive-330001 | Y | Y | Y | Y | Y
M3NHFScheduleOfRatesCode | Responsive/Door:Renew Internal Hardboard Faced | Responsive - Door:Renew Internal Hardboard Faced, unit of measure NO | Responsive-330003 | Y | Y | Y | Y | Y
M3NHFScheduleOfRatesCode | Responsive/Door:Renew Internal Embossed Panelled | Responsive - Door:Renew Internal Embossed Panelled, unit of measure NO | Responsive-330005 | Y | Y | Y | Y | Y
M3NHFScheduleOfRatesCode | Responsive/Door:Renew Internal Softwood Glazed | Responsive - Door:Renew Internal Softwood Glazed, unit of measure NO | Responsive-330007 | Y | Y | Y | Y | Y
M3NHFScheduleOfRatesCode | Responsive/Door:Renew Internal Hardwood Glazed | Responsive - Door:Renew Internal Hardwood Glazed, unit of measure NO | Responsive-330009 | Y | Y | Y | Y | Y
M3NHFScheduleOfRatesCode | Responsive/Door:Renew Internal Hardwood Veneered | Responsive - Door:Renew Internal Hardwood Veneered, unit of measure NO | Responsive-330011 | Y | Y | Y | Y | Y
M3NHFScheduleOfRatesCode | Responsive/Door:Renew 1/2Hr Fire Internal | Responsive - Door:Renew 1/2Hr Fire Internal, unit of measure NO | Responsive-330013 | Y | Y | Y | Y | Y
M3NHFScheduleOfRatesCode | Responsive/Door:Renew 1/2Hr Fire Internal - Prefinished | Responsive - Door:Renew 1/2Hr Fire Internal - Prefinished, unit of measure NO | Responsive-330014 | Y
M3NHFScheduleOfRatesCode | Responsive/Door:Renew 1Hr Fire Internal-Standard Size | Responsive - Door:Renew 1Hr Fire Internal-Standard Size, unit of measure NO | Responsive-330015 | Y | Y | Y | Y | Y
M3NHFScheduleOfRatesCode | Responsive/Door:Renew 1Hr Fire Internal - Prefinished | Responsive - Door:Renew 1Hr Fire Internal - Prefinished, unit of measure NO | Responsive-330016 | Y
M3NHFScheduleOfRatesCode | Responsive/Door:Renew 1/2Hr Glazed Fire Internal | Responsive - Door:Renew 1/2Hr Glazed Fire Internal, unit of measure NO | Responsive-330017 | Y | Y | Y | Y | Y
M3NHFScheduleOfRatesCode | Responsive/Door:Supply And Fix Sliding Door Gear | Responsive - Door:Supply And Fix Sliding Door Gear, unit of measure NO | Responsive-330019 | Y | Y | Y | Y | Y
M3NHFScheduleOfRatesCode | Responsive/Door:Cut Openings/Supply And Fix 225X75Mm Vents | Responsive - Door:Cut Openings/Supply And Fix 225X75Mm Vents, unit of measure IT | Responsive-330021 | Y | Y | Y | Y | Y
M3NHFScheduleOfRatesCode | Responsive/Door:Form Vision Panel To Internal | Responsive - Door:Form Vision Panel To Internal, unit of measure NO | Responsive-330023 | Y | Y | Y | Y | Y
M3NHFScheduleOfRatesCode | Responsive/Door:Renew Internal Ply Flush - Decorate | Responsive - Door:Renew Internal Ply Flush - Decorate, unit of measure NO | Responsive-330031 | Y | Y | Y
M3NHFScheduleOfRatesCode | Responsive/Door:Renew Internal Ply Flush - Prefinished | Responsive - Door:Renew Internal Ply Flush - Prefinished, unit of measure NO | Responsive-330032 | Y
M3NHFScheduleOfRatesCode | Responsive/Door:Renew Internal Hardboard Faced - Decorate | Responsive - Door:Renew Internal Hardboard Faced - Decorate, unit of measure NO | Responsive-330033 | Y | Y | Y
M3NHFScheduleOfRatesCode | Responsive/Door:Renew Internal Embossed Panelled - Decorate | Responsive - Door:Renew Internal Embossed Panelled - Decorate, unit of measure NO | Responsive-330035 | Y | Y | Y
M3NHFScheduleOfRatesCode | Responsive/Door:Renew Internal Softwood Glazed - Decorate | Responsive - Door:Renew Internal Softwood Glazed - Decorate, unit of measure NO | Responsive-330037 | Y | Y | Y
M3NHFScheduleOfRatesCode | Responsive/Door:Renew Internal Hardwood Glazed - Decorate | Responsive - Door:Renew Internal Hardwood Glazed - Decorate, unit of measure NO | Responsive-330039 | Y | Y | Y
M3NHFScheduleOfRatesCode | Responsive/Door:Renew Internal Hardwood Veneered - Decorate | Responsive - Door:Renew Internal Hardwood Veneered - Decorate, unit of measure NO | Responsive-330041 | Y | Y | Y
M3NHFScheduleOfRatesCode | Responsive/Door:Renew 1/2Hr Fire Internal - Decorate | Responsive - Door:Renew 1/2Hr Fire Internal - Decorate, unit of measure NO | Responsive-330043 | Y | Y | Y
M3NHFScheduleOfRatesCode | Responsive/Door:Renew 1Hr Fire Internal - Decorate | Responsive - Door:Renew 1Hr Fire Internal - Decorate, unit of measure NO | Responsive-330045 | Y | Y | Y
M3NHFScheduleOfRatesCode | Responsive/Door:Renew 1/2Hr Glazed Fire Internal - Decorate | Responsive - Door:Renew 1/2Hr Glazed Fire Internal - Decorate, unit of measure NO | Responsive-330047 | Y | Y | Y
M3NHFScheduleOfRatesCode | Responsive/Door:Renew 1/2Hr Fd30 Fire Internal And Stops | Responsive - Door:Renew 1/2Hr Fd30 Fire Internal And Stops, unit of measure NO | Responsive-330051 | Y | Y | Y
M3NHFScheduleOfRatesCode | Responsive/Door:Renew 1Hr Fd60 Fire Internal And Stops | Responsive - Door:Renew 1Hr Fd60 Fire Internal And Stops, unit of measure NO | Responsive-330053 | Y | Y | Y
M3NHFScheduleOfRatesCode | Responsive/Door And Frame:Upgrade To Fd30S | Responsive - Door And Frame:Upgrade To Fd30S, unit of measure NO | Responsive-330055 | Y | Y | Y
M3NHFScheduleOfRatesCode | Responsive/Door:Ease Adjust Rehang Internal New Butts | Responsive - Door:Ease Adjust Rehang Internal New Butts, unit of measure NO | Responsive-335003 | Y | Y | Y | Y | Y
M3NHFScheduleOfRatesCode | Responsive/Door:Patch Repair Internal | Responsive - Door:Patch Repair Internal, unit of measure IT | Responsive-335005 | Y | Y | Y | Y | Y
M3NHFScheduleOfRatesCode | Responsive/Door:Renew Stile Or Rail Internal | Responsive - Door:Renew Stile Or Rail Internal, unit of measure IT | Responsive-335009 | Y | Y | Y | Y | Y
M3NHFScheduleOfRatesCode | Responsive/Door:Renew Hardwood Edging Strips Internal | Responsive - Door:Renew Hardwood Edging Strips Internal, unit of measure IT | Responsive-335011 | Y | Y | Y | Y | Y
M3NHFScheduleOfRatesCode | Responsive/Door:Overhaul Internal Complete | Responsive - Door:Overhaul Internal Complete, unit of measure NO | Responsive-335091 | Y | Y | Y | Y | Y
M3NHFScheduleOfRatesCode | Responsive/Frame:Renew Softwood Ext Door Complete | Responsive - Frame:Renew Softwood Ext Door Complete, unit of measure NO | Responsive-341101 | Y | Y | Y | Y | Y
M3NHFScheduleOfRatesCode | Responsive/Frame:Renew Softwood Ext Door With Cill Complete | Responsive - Frame:Renew Softwood Ext Door With Cill Complete, unit of measure NO | Responsive-341103 | Y | Y | Y | Y | Y
M3NHFScheduleOfRatesCode | Responsive/Frame:Renew Softwood Ext Door Fanlight Complete | Responsive - Frame:Renew Softwood Ext Door Fanlight Complete, unit of measure NO | Responsive-341105 | Y | Y | Y | Y | Y
M3NHFScheduleOfRatesCode | Responsive/Frame:Renew Hardwood Ext Door Complete | Responsive - Frame:Renew Hardwood Ext Door Complete, unit of measure NO | Responsive-341151 | Y
M3NHFScheduleOfRatesCode | Responsive/Frame:Renew Hardwood Ext Door With Cill Complete | Responsive - Frame:Renew Hardwood Ext Door With Cill Complete, unit of measure NO | Responsive-341153 | Y
M3NHFScheduleOfRatesCode | Responsive/Frame:Renew Hardwood Ext Door Fanlight Complete | Responsive - Frame:Renew Hardwood Ext Door Fanlight Complete, unit of measure NO | Responsive-341155 | Y
M3NHFScheduleOfRatesCode | Responsive/Frame:Renew External Proprietary | Responsive - Frame:Renew External Proprietary, unit of measure NO | Responsive-341201 | Y | Y | Y | Y | Y
M3NHFScheduleOfRatesCode | Responsive/Frame:Renew Proprietary Frame With Cill Complete | Responsive - Frame:Renew Proprietary Frame With Cill Complete, unit of measure NO | Responsive-341203 | Y | Y | Y | Y | Y
M3NHFScheduleOfRatesCode | Responsive/Frame:Renew Proprietary Fanlight Complete | Responsive - Frame:Renew Proprietary Fanlight Complete, unit of measure NO | Responsive-341205 | Y | Y | Y | Y | Y
M3NHFScheduleOfRatesCode | Responsive/Frame:Renew Proprietary Fanlight Cill | Responsive - Frame:Renew Proprietary Fanlight Cill, unit of measure NO | Responsive-341207 | Y | Y | Y | Y | Y
M3NHFScheduleOfRatesCode | Responsive/Frame:Renew Softwood Combination Unit | Responsive - Frame:Renew Softwood Combination Unit, unit of measure SM | Responsive-341301 | Y | Y | Y | Y | Y
M3NHFScheduleOfRatesCode | Responsive/Frame:Renew Prefinished Softwood Combination Unit | Responsive - Frame:Renew Prefinished Softwood Combination Unit, unit of measure SM | Responsive-341401 | Y
M3NHFScheduleOfRatesCode | Responsive/Frame:Renew Hardwood Combination Unit | Responsive - Frame:Renew Hardwood Combination Unit, unit of measure SM | Responsive-341501 | Y | Y | Y | Y | Y
M3NHFScheduleOfRatesCode | Responsive/Frame:Renew Pvcu Combination Unit | Responsive - Frame:Renew Pvcu Combination Unit, unit of measure SM | Responsive-341607 | Y | Y | Y | Y | Y
M3NHFScheduleOfRatesCode | Responsive/Waterbar:Renew | Responsive - Waterbar:Renew, unit of measure NO | Responsive-341701 | Y | Y | Y | Y | Y
M3NHFScheduleOfRatesCode | Responsive/Waterbar:Refix Waterbar | Responsive - Waterbar:Refix Waterbar, unit of measure NO | Responsive-341705 | Y | Y | Y | Y | Y
M3NHFScheduleOfRatesCode | Responsive/Weatherstrip:Fix Aa To Door And Frame | Responsive - Weatherstrip:Fix Aa To Door And Frame, unit of measure NO | Responsive-341901 | Y | Y | Y | Y | Y
M3NHFScheduleOfRatesCode | Responsive/Weatherstrip:Renew Rebated To Door | Responsive - Weatherstrip:Renew Rebated To Door, unit of measure NO | Responsive-341903 | Y | Y | Y | Y | Y
M3NHFScheduleOfRatesCode | Responsive/Cill:Renew Or Supply And Fix Proprietary Cill | Responsive - Cill:Renew Or Supply And Fix Proprietary Cill, unit of measure NO | Responsive-341905 | Y | Y | Y | Y | Y
M3NHFScheduleOfRatesCode | Responsive/Cill:Refix Stormguard Threshold Cill | Responsive - Cill:Refix Stormguard Threshold Cill, unit of measure NO | Responsive-341907 | Y | Y | Y | Y | Y
M3NHFScheduleOfRatesCode | Responsive/Draughtproof:Renew Foam Strip | Responsive - Draughtproof:Renew Foam Strip, unit of measure LM | Responsive-341921 | Y | Y | Y | Y | Y
M3NHFScheduleOfRatesCode | Responsive/Draughtproof:Renew Plastic Brush Type | Responsive - Draughtproof:Renew Plastic Brush Type, unit of measure LM | Responsive-341923 | Y | Y | Y | Y | Y
M3NHFScheduleOfRatesCode | Responsive/Frame:Renew Internal With Stops And Architraves | Responsive - Frame:Renew Internal With Stops And Architraves, unit of measure NO | Responsive-342105 | Y | Y | Y | Y | Y
M3NHFScheduleOfRatesCode | Responsive/Frame:Renew Double Internal Stops Architraves | Responsive - Frame:Renew Double Internal Stops Architraves, unit of measure NO | Responsive-342106 | Y
M3NHFScheduleOfRatesCode | Responsive/Frame:Renew Internal Stops+Archs+Door Removal | Responsive - Frame:Renew Internal Stops+Archs+Door Removal, unit of measure NO | Responsive-342107 | Y | Y | Y | Y | Y
M3NHFScheduleOfRatesCode | Responsive/Frame:Renew Double Internal Stops+Archs+Door Rem | Responsive - Frame:Renew Double Internal Stops+Archs+Door Rem, unit of measure NO | Responsive-342108 | Y
M3NHFScheduleOfRatesCode | Responsive/Frame:Renew Internal Double Fanlight Arch Stops | Responsive - Frame:Renew Internal Double Fanlight Arch Stops, unit of measure NO | Responsive-342110 | Y
M3NHFScheduleOfRatesCode | Responsive/Frame:Renew Internal Fanlight Architrave Stops | Responsive - Frame:Renew Internal Fanlight Architrave Stops, unit of measure NO | Responsive-342115 | Y | Y | Y | Y | Y
M3NHFScheduleOfRatesCode | Responsive/Frame:Renew Closing External Softwood Jamb | Responsive - Frame:Renew Closing External Softwood Jamb, unit of measure NO | Responsive-342301 | Y | Y | Y | Y | Y
M3NHFScheduleOfRatesCode | Responsive/Frame:Renew Closing External Hardwood Jamb | Responsive - Frame:Renew Closing External Hardwood Jamb, unit of measure NO | Responsive-342302 | Y
M3NHFScheduleOfRatesCode | Responsive/Frame:Renew Hanging External Softwood Jamb | Responsive - Frame:Renew Hanging External Softwood Jamb, unit of measure NO | Responsive-342303 | Y | Y | Y | Y | Y
M3NHFScheduleOfRatesCode | Responsive/Frame:Renew Hanging External Hardwood Jamb | Responsive - Frame:Renew Hanging External Hardwood Jamb, unit of measure NO | Responsive-342304 | Y
M3NHFScheduleOfRatesCode | Responsive/Frame:Splice External Repair Ne 1.0M | Responsive - Frame:Splice External Repair Ne 1.0M, unit of measure NO | Responsive-342307 | Y | Y | Y | Y | Y
M3NHFScheduleOfRatesCode | Responsive/Frame:Refix Loose External Frame | Responsive - Frame:Refix Loose External Frame, unit of measure NO | Responsive-342309 | Y | Y | Y | Y | Y
M3NHFScheduleOfRatesCode | Responsive/Frame:Repair After Forced Entry | Responsive - Frame:Repair After Forced Entry, unit of measure NO | Responsive-342311 | Y | Y | Y | Y | Y
M3NHFScheduleOfRatesCode | Responsive/Frame:Rake Out And Repoint External Sealant | Responsive - Frame:Rake Out And Repoint External Sealant, unit of measure LM | Responsive-342313 | Y | Y | Y | Y | Y
M3NHFScheduleOfRatesCode | Responsive/Frame:Renew Hardwood Cill | Responsive - Frame:Renew Hardwood Cill, unit of measure NO | Responsive-342315 | Y | Y | Y | Y | Y
M3NHFScheduleOfRatesCode | Responsive/Frame:Renew Internal Closing Jamb | Responsive - Frame:Renew Internal Closing Jamb, unit of measure NO | Responsive-342317 | Y | Y | Y | Y | Y
M3NHFScheduleOfRatesCode | Responsive/Frame:Splice Internal Repair | Responsive - Frame:Splice Internal Repair, unit of measure NO | Responsive-342321 | Y | Y | Y | Y | Y
M3NHFScheduleOfRatesCode | Responsive/Frame:Refix Loose Internal Door Frame | Responsive - Frame:Refix Loose Internal Door Frame, unit of measure NO | Responsive-342323 | Y | Y | Y | Y | Y
M3NHFScheduleOfRatesCode | Responsive/Frame:Repair Loose Internal Frame Joints | Responsive - Frame:Repair Loose Internal Frame Joints, unit of measure NO | Responsive-342325 | Y | Y | Y | Y | Y
M3NHFScheduleOfRatesCode | Responsive/Stop:Renew Softwood Door Stop Set | Responsive - Stop:Renew Softwood Door Stop Set, unit of measure IT | Responsive-342501 | Y | Y | Y | Y | Y
M3NHFScheduleOfRatesCode | Responsive/Stop:Refix Loose Door Set | Responsive - Stop:Refix Loose Door Set, unit of measure IT | Responsive-342505 | Y | Y | Y | Y | Y
M3NHFScheduleOfRatesCode | Responsive/Stop:Renew Or Supply 25X50Mm Softwood Fire Door | Responsive - Stop:Renew Or Supply 25X50Mm Softwood Fire Door, unit of measure IT | Responsive-342507 | Y | Y | Y | Y | Y
M3NHFScheduleOfRatesCode | Responsive/Stop:Renew Hardwood Door Stop Set | Responsive - Stop:Renew Hardwood Door Stop Set, unit of measure IT | Responsive-342511 | Y
M3NHFScheduleOfRatesCode | Responsive/Stop:Renew Or Supply 25X50Mm Fire Door Stop | Responsive - Stop:Renew Or Supply 25X50Mm Fire Door Stop, unit of measure IT | Responsive-342513 | Y
M3NHFScheduleOfRatesCode | Responsive/Intumescent Strip:Renew Upto 1 Hour | Responsive - Intumescent Strip:Renew Upto 1 Hour, unit of measure LM | Responsive-343103 | Y | Y | Y | Y | Y
M3NHFScheduleOfRatesCode | Responsive/Intumescent Strip:Renew Upto 1 Hour Smoke Seal | Responsive - Intumescent Strip:Renew Upto 1 Hour Smoke Seal, unit of measure LM | Responsive-343107 | Y | Y | Y | Y | Y
M3NHFScheduleOfRatesCode | Responsive/Intumescent Strip:Renew Upto 1 Hour To Glass | Responsive - Intumescent Strip:Renew Upto 1 Hour To Glass, unit of measure LM | Responsive-343111 | Y | Y | Y | Y | Y
M3NHFScheduleOfRatesCode | Responsive/Smoke Seal:Renew To Frame 1/2 Hour | Responsive - Smoke Seal:Renew To Frame 1/2 Hour, unit of measure LM | Responsive-343113 | Y | Y | Y | Y | Y
M3NHFScheduleOfRatesCode | Responsive/Doors:Renew Pair L And B To Garage | Responsive - Doors:Renew Pair L And B To Garage, unit of measure IT | Responsive-345201 | Y | Y | Y | Y | Y
M3NHFScheduleOfRatesCode | Responsive/Garage Door:Ease Adjust Including Remove | Responsive - Garage Door:Ease Adjust Including Remove, unit of measure NO | Responsive-345203 | Y | Y | Y | Y | Y
M3NHFScheduleOfRatesCode | Responsive/Door:Renew Single Leaf L And B To Garage | Responsive - Door:Renew Single Leaf L And B To Garage, unit of measure IT | Responsive-345205 | Y
M3NHFScheduleOfRatesCode | Responsive/Door:Overhaul Pair Garage | Responsive - Door:Overhaul Pair Garage, unit of measure NO | Responsive-345207 | Y
M3NHFScheduleOfRatesCode | Responsive/Garage Door:Renew Metal Up And Over | Responsive - Garage Door:Renew Metal Up And Over, unit of measure IT | Responsive-345401 | Y | Y | Y | Y | Y
M3NHFScheduleOfRatesCode | Responsive/Garage Door:Renew Metal Up And Over And Frame | Responsive - Garage Door:Renew Metal Up And Over And Frame, unit of measure IT | Responsive-345403 | Y
M3NHFScheduleOfRatesCode | Responsive/Garage Door:Remove And Refix Up And Over | Responsive - Garage Door:Remove And Refix Up And Over, unit of measure IT | Responsive-345601 | Y | Y | Y | Y | Y
M3NHFScheduleOfRatesCode | Responsive/Garage Door:Ease And Adjust Up And Over | Responsive - Garage Door:Ease And Adjust Up And Over, unit of measure IT | Responsive-345602 | Y
M3NHFScheduleOfRatesCode | Responsive/Garage Door:Repair Up And Over Metal | Responsive - Garage Door:Repair Up And Over Metal, unit of measure IT | Responsive-345603 | Y | Y | Y | Y | Y
M3NHFScheduleOfRatesCode | Responsive/Garage Door:Renew Spindle/Roller/Cable | Responsive - Garage Door:Renew Spindle/Roller/Cable, unit of measure NO | Responsive-345605 | Y | Y | Y | Y | Y
M3NHFScheduleOfRatesCode | Responsive/Garage Door:Renew Locking Bar To Up And Over | Responsive - Garage Door:Renew Locking Bar To Up And Over, unit of measure NO | Responsive-345607 | Y | Y | Y | Y | Y
M3NHFScheduleOfRatesCode | Responsive/Garage Door:Renew Lock Handle To Up And Over | Responsive - Garage Door:Renew Lock Handle To Up And Over, unit of measure NO | Responsive-345609 | Y | Y | Y | Y | Y
M3NHFScheduleOfRatesCode | Responsive/Garage Door:Renew Lock To Up And Over | Responsive - Garage Door:Renew Lock To Up And Over, unit of measure NO | Responsive-345611 | Y | Y | Y | Y | Y
M3NHFScheduleOfRatesCode | Responsive/Garage Door:Renew Rollers And Channels | Responsive - Garage Door:Renew Rollers And Channels, unit of measure IT | Responsive-345613 | Y | Y | Y | Y | Y
M3NHFScheduleOfRatesCode | Responsive/Garage Door:Supply Counterbalance Door Spring | Responsive - Garage Door:Supply Counterbalance Door Spring, unit of measure NO | Responsive-345615 | Y | Y | Y | Y | Y
M3NHFScheduleOfRatesCode | Responsive/Garage Door:Renew Keep | Responsive - Garage Door:Renew Keep, unit of measure NO | Responsive-345617 | Y | Y | Y | Y | Y
M3NHFScheduleOfRatesCode | Responsive/Garage Door:Renew Support Arm | Responsive - Garage Door:Renew Support Arm, unit of measure IT | Responsive-345619 | Y | Y | Y | Y | Y
M3NHFScheduleOfRatesCode | Responsive/Garage Frame:Renew Complete | Responsive - Garage Frame:Renew Complete, unit of measure IT | Responsive-345701 | Y | Y | Y | Y | Y
M3NHFScheduleOfRatesCode | Responsive/Garage Frame:Renew Head Or Jamb | Responsive - Garage Frame:Renew Head Or Jamb, unit of measure NO | Responsive-345703 | Y | Y | Y | Y | Y
M3NHFScheduleOfRatesCode | Responsive/Lining:Take Down And Clear | Responsive - Lining:Take Down And Clear, unit of measure SM | Responsive-350001 | Y | Y | Y | Y | Y
M3NHFScheduleOfRatesCode | Responsive/Panelling:Renew In Hardboard | Responsive - Panelling:Renew In Hardboard, unit of measure SM | Responsive-350005 | Y | Y | Y | Y | Y
M3NHFScheduleOfRatesCode | Responsive/Panelling:Renew In Mahogany Plywood | Responsive - Panelling:Renew In Mahogany Plywood, unit of measure SM | Responsive-350007 | Y | Y | Y | Y | Y
M3NHFScheduleOfRatesCode | Responsive/Lining:Renew 6Mm Fibreboard | Responsive - Lining:Renew 6Mm Fibreboard, unit of measure SM | Responsive-350009 | Y
M3NHFScheduleOfRatesCode | Responsive/Lining:Renew 12Mm Fibreboard | Responsive - Lining:Renew 12Mm Fibreboard, unit of measure SM | Responsive-350011 | Y
M3NHFScheduleOfRatesCode | Responsive/Lining To Shower Rooms:Install 19Mm Wbp | Responsive - Lining To Shower Rooms:Install 19Mm Wbp, unit of measure SM | Responsive-350013 | Y
M3NHFScheduleOfRatesCode | Responsive/Lining To Shower Rooms:Inst Proprietary For Tiling | Responsive - Lining To Shower Rooms:Inst Proprietary For Tiling, unit of measure SM | Responsive-350015 | Y
M3NHFScheduleOfRatesCode | Responsive/Acrylic Lining To Shower Rooms:Install Proprietary | Responsive - Acrylic Lining To Shower Rooms:Install Proprietary, unit of measure SM | Responsive-350017 | Y
M3NHFScheduleOfRatesCode | Responsive/Staircase:Renew Softwood Nosing To Tread | Responsive - Staircase:Renew Softwood Nosing To Tread, unit of measure NO | Responsive-351001 | Y | Y | Y | Y | Y
M3NHFScheduleOfRatesCode | Responsive/Staircase:Renew Cover Fillet To Tread | Responsive - Staircase:Renew Cover Fillet To Tread, unit of measure NO | Responsive-351002 | Y
M3NHFScheduleOfRatesCode | Responsive/Staircase:Renew Tread And Riser Unit | Responsive - Staircase:Renew Tread And Riser Unit, unit of measure NO | Responsive-351003 | Y | Y | Y | Y | Y
M3NHFScheduleOfRatesCode | Responsive/Staircase:Renew Tread | Responsive - Staircase:Renew Tread, unit of measure NO | Responsive-351004 | Y | Y | Y | Y | Y
M3NHFScheduleOfRatesCode | Responsive/Staircase:Renew Winder Tread-300Mm | Responsive - Staircase:Renew Winder Tread-300Mm, unit of measure NO | Responsive-351005 | Y | Y | Y | Y | Y
M3NHFScheduleOfRatesCode | Responsive/Staircase:Renew Newel Post | Responsive - Staircase:Renew Newel Post, unit of measure NO | Responsive-351007 | Y | Y | Y | Y | Y
M3NHFScheduleOfRatesCode | Responsive/Staircase:Renew Riser Unit | Responsive - Staircase:Renew Riser Unit, unit of measure NO | Responsive-351008 | Y
M3NHFScheduleOfRatesCode | Responsive/Staircase:Renew Softwood Baluster | Responsive - Staircase:Renew Softwood Baluster, unit of measure NO | Responsive-351009 | Y | Y | Y | Y | Y
M3NHFScheduleOfRatesCode | Responsive/Staircase:Renew Intermediate Rail | Responsive - Staircase:Renew Intermediate Rail, unit of measure LM | Responsive-351010 | Y
M3NHFScheduleOfRatesCode | Responsive/Staircase:Splice To String Ne 0.5M | Responsive - Staircase:Splice To String Ne 0.5M, unit of measure NO | Responsive-351011 | Y | Y | Y | Y | Y
M3NHFScheduleOfRatesCode | Responsive/Staircase:Refix Loose Tread | Responsive - Staircase:Refix Loose Tread, unit of measure NO | Responsive-351013 | Y | Y | Y | Y | Y
M3NHFScheduleOfRatesCode | Responsive/Staircase:Refix Loose Newel Post | Responsive - Staircase:Refix Loose Newel Post, unit of measure NO | Responsive-351015 | Y | Y | Y | Y | Y
M3NHFScheduleOfRatesCode | Responsive/Staircase:Refix Loose Baluster | Responsive - Staircase:Refix Loose Baluster, unit of measure NO | Responsive-351017 | Y | Y | Y | Y | Y
M3NHFScheduleOfRatesCode | Responsive/Staircase:Overhaul | Responsive - Staircase:Overhaul, unit of measure IT | Responsive-351019 | Y | Y | Y | Y | Y
M3NHFScheduleOfRatesCode | Responsive/Handrail:Renew 44X69Mm Newel Type | Responsive - Handrail:Renew 44X69Mm Newel Type, unit of measure LM | Responsive-352001 | Y | Y | Y | Y | Y
M3NHFScheduleOfRatesCode | Responsive/Handrail:Renew 32X119Mm Newel Type | Responsive - Handrail:Renew 32X119Mm Newel Type, unit of measure LM | Responsive-352003 | Y | Y | Y | Y | Y
M3NHFScheduleOfRatesCode | Responsive/Handrail:Renew 44X69Mm On Brackets | Responsive - Handrail:Renew 44X69Mm On Brackets, unit of measure LM | Responsive-352005 | Y | Y | Y | Y | Y
M3NHFScheduleOfRatesCode | Responsive/Handrail:Renew 32X119Mm On Brackets | Responsive - Handrail:Renew 32X119Mm On Brackets, unit of measure LM | Responsive-352007 | Y | Y | Y | Y | Y
M3NHFScheduleOfRatesCode | Responsive/Handrail:Supply Softwood Mopstick Inc Brackets | Responsive - Handrail:Supply Softwood Mopstick Inc Brackets, unit of measure LM | Responsive-352009 | Y | Y | Y | Y | Y
M3NHFScheduleOfRatesCode | Responsive/Handrail:Supply Hardwood Mopstick Inc Brackets | Responsive - Handrail:Supply Hardwood Mopstick Inc Brackets, unit of measure LM | Responsive-352010 | Y
M3NHFScheduleOfRatesCode | Responsive/Handrail:Supply Or Renew Galvanised Ms Bracket | Responsive - Handrail:Supply Or Renew Galvanised Ms Bracket, unit of measure NO | Responsive-352011 | Y | Y | Y | Y | Y
M3NHFScheduleOfRatesCode | Responsive/Handrail:Refix Loose Bracket | Responsive - Handrail:Refix Loose Bracket, unit of measure NO | Responsive-352013 | Y | Y | Y | Y | Y
M3NHFScheduleOfRatesCode | Responsive/Handrail:Supply And Fix Pattress | Responsive - Handrail:Supply And Fix Pattress, unit of measure NO | Responsive-352015 | Y | Y | Y | Y | Y
M3NHFScheduleOfRatesCode | Responsive/Handrail:Refix On Brackets | Responsive - Handrail:Refix On Brackets, unit of measure LM | Responsive-352017 | Y | Y | Y | Y | Y
M3NHFScheduleOfRatesCode | Responsive/Stool:Renew To Cylinder | Responsive - Stool:Renew To Cylinder, unit of measure NO | Responsive-361001 | Y | Y | Y | Y | Y
M3NHFScheduleOfRatesCode | Responsive/Tank Stand:New For Cwst In Loft | Responsive - Tank Stand:New For Cwst In Loft, unit of measure NO | Responsive-361021 | Y | Y | Y | Y | Y
M3NHFScheduleOfRatesCode | Responsive/Tank Stand:New Remove And Refix Tank In Loft | Responsive - Tank Stand:New Remove And Refix Tank In Loft, unit of measure NO | Responsive-361023 | Y | Y | Y | Y | Y
M3NHFScheduleOfRatesCode | Responsive/Hanging Rail:Supply 25Mm Diameter | Responsive - Hanging Rail:Supply 25Mm Diameter, unit of measure LM | Responsive-362001 | Y | Y | Y | Y | Y
M3NHFScheduleOfRatesCode | Responsive/Hanging Rail:Remove And Refix | Responsive - Hanging Rail:Remove And Refix, unit of measure IT | Responsive-362002 | Y
M3NHFScheduleOfRatesCode | Responsive/Hook:Supply And Fix Hat And Coat Hook | Responsive - Hook:Supply And Fix Hat And Coat Hook, unit of measure NO | Responsive-362003 | Y | Y | Y | Y | Y
M3NHFScheduleOfRatesCode | Responsive/Hat And Coat Rail:Renew Or Supply Complete | Responsive - Hat And Coat Rail:Renew Or Supply Complete, unit of measure LM | Responsive-362050 | Y | Y | Y | Y | Y
M3NHFScheduleOfRatesCode | Responsive/Curtain Batten:Renew Or Fix New | Responsive - Curtain Batten:Renew Or Fix New, unit of measure LM | Responsive-363001 | Y | Y | Y | Y | Y
M3NHFScheduleOfRatesCode | Responsive/Curtain Track:Renew Including Runners | Responsive - Curtain Track:Renew Including Runners, unit of measure LM | Responsive-363011 | Y | Y | Y | Y | Y
M3NHFScheduleOfRatesCode | Responsive/Kitchen Unit:Renew Single Base To Match Existing | Responsive - Kitchen Unit:Renew Single Base To Match Existing, unit of measure NO | Responsive-371001 | Y | Y | Y | Y | Y
M3NHFScheduleOfRatesCode | Responsive/Kitchen Unit:Renew Double Base To Match Existing | Responsive - Kitchen Unit:Renew Double Base To Match Existing, unit of measure NO | Responsive-371003 | Y | Y | Y | Y | Y
M3NHFScheduleOfRatesCode | Responsive/Kitchen Unit:Renew Corner Base To Match Existing | Responsive - Kitchen Unit:Renew Corner Base To Match Existing, unit of measure NO | Responsive-371005 | Y | Y | Y | Y | Y
M3NHFScheduleOfRatesCode | Responsive/Kitchen Unit:Renew Tall Floor To Match Existing | Responsive - Kitchen Unit:Renew Tall Floor To Match Existing, unit of measure NO | Responsive-371007 | Y | Y | Y | Y | Y
M3NHFScheduleOfRatesCode | Responsive/Kitchen Unit:Renew Single Wall To Match Existing | Responsive - Kitchen Unit:Renew Single Wall To Match Existing, unit of measure NO | Responsive-371009 | Y | Y | Y | Y | Y
M3NHFScheduleOfRatesCode | Responsive/Kitchen Unit:Renew Double Wall To Match Existing | Responsive - Kitchen Unit:Renew Double Wall To Match Existing, unit of measure NO | Responsive-371011 | Y | Y | Y | Y | Y
M3NHFScheduleOfRatesCode | Responsive/Kitchen Unit:Renew Corner Wall To Match Existing | Responsive - Kitchen Unit:Renew Corner Wall To Match Existing, unit of measure NO | Responsive-371013 | Y | Y | Y | Y | Y
M3NHFScheduleOfRatesCode | Responsive/Kitchen Unit:Renew Single Base 300X500 | Responsive - Kitchen Unit:Renew Single Base 300X500, unit of measure NO | Responsive-371021 | Y | Y | Y | Y | Y
M3NHFScheduleOfRatesCode | Responsive/Kitchen Unit:Renew Single Base 600X500 | Responsive - Kitchen Unit:Renew Single Base 600X500, unit of measure NO | Responsive-371023 | Y | Y | Y | Y | Y
M3NHFScheduleOfRatesCode | Responsive/Kitchen Unit:Renew Single Base 300X600 | Responsive - Kitchen Unit:Renew Single Base 300X600, unit of measure NO | Responsive-371025 | Y | Y | Y | Y | Y
M3NHFScheduleOfRatesCode | Responsive/Kitchen Unit:Renew Single Base 400X600 | Responsive - Kitchen Unit:Renew Single Base 400X600, unit of measure NO | Responsive-371027 | Y | Y | Y | Y | Y
M3NHFScheduleOfRatesCode | Responsive/Kitchen Unit:Renew Single Base 500X600 | Responsive - Kitchen Unit:Renew Single Base 500X600, unit of measure NO | Responsive-371029 | Y | Y | Y | Y | Y
M3NHFScheduleOfRatesCode | Responsive/Kitchen Unit:Renew Single Base 600X600 | Responsive - Kitchen Unit:Renew Single Base 600X600, unit of measure NO | Responsive-371031 | Y | Y | Y | Y | Y
M3NHFScheduleOfRatesCode | Responsive/Kitchen Unit:Renew Double Base 800Mm | Responsive - Kitchen Unit:Renew Double Base 800Mm, unit of measure NO | Responsive-371033 | Y | Y | Y | Y | Y
M3NHFScheduleOfRatesCode | Responsive/Kitchen Unit:Renew Double Base 1000Mm | Responsive - Kitchen Unit:Renew Double Base 1000Mm, unit of measure NO | Responsive-371035 | Y | Y | Y | Y | Y
M3NHFScheduleOfRatesCode | Responsive/Kitchen Unit:Renew Double Base 1200Mm | Responsive - Kitchen Unit:Renew Double Base 1200Mm, unit of measure NO | Responsive-371037 | Y | Y | Y | Y | Y
M3NHFScheduleOfRatesCode | Responsive/Kitchen Unit:Renew Corner Base 800Mm | Responsive - Kitchen Unit:Renew Corner Base 800Mm, unit of measure NO | Responsive-371039 | Y | Y | Y | Y | Y
M3NHFScheduleOfRatesCode | Responsive/Kitchen Unit:Renew Corner Base 1000Mm | Responsive - Kitchen Unit:Renew Corner Base 1000Mm, unit of measure NO | Responsive-371041 | Y | Y | Y | Y | Y
M3NHFScheduleOfRatesCode | Responsive/Kitchen Unit:Renew Corner Base 1200Mm | Responsive - Kitchen Unit:Renew Corner Base 1200Mm, unit of measure NO | Responsive-371043 | Y | Y | Y | Y | Y
M3NHFScheduleOfRatesCode | Responsive/Kitchen Unit:Renew Larder Unit | Responsive - Kitchen Unit:Renew Larder Unit, unit of measure NO | Responsive-371045 | Y | Y | Y | Y | Y
M3NHFScheduleOfRatesCode | Responsive/Kitchen Unit:Renew Appliance Unit 1950Mm | Responsive - Kitchen Unit:Renew Appliance Unit 1950Mm, unit of measure NO | Responsive-371047 | Y | Y | Y | Y | Y
M3NHFScheduleOfRatesCode | Responsive/Kitchen Unit:Renew Appliance Unit 600Mm | Responsive - Kitchen Unit:Renew Appliance Unit 600Mm, unit of measure NO | Responsive-371049 | Y | Y | Y | Y | Y
M3NHFScheduleOfRatesCode | Responsive/Kitchen Unit:Renew Single Wall 300X300 900Mm High | Responsive - Kitchen Unit:Renew Single Wall 300X300 900Mm High, unit of measure NO | Responsive-371051 | Y | Y | Y | Y | Y
M3NHFScheduleOfRatesCode | Responsive/Kitchen Unit:Renew Single Wall 400X300 900Mm High | Responsive - Kitchen Unit:Renew Single Wall 400X300 900Mm High, unit of measure NO | Responsive-371053 | Y | Y | Y | Y | Y
M3NHFScheduleOfRatesCode | Responsive/Kitchen Unit:Renew Single Wall 500X300 900Mm High | Responsive - Kitchen Unit:Renew Single Wall 500X300 900Mm High, unit of measure NO | Responsive-371055 | Y | Y | Y | Y | Y
M3NHFScheduleOfRatesCode | Responsive/Kitchen Unit:Renew Single Wall 600X300 900Mm High | Responsive - Kitchen Unit:Renew Single Wall 600X300 900Mm High, unit of measure NO | Responsive-371057 | Y | Y | Y | Y | Y
M3NHFScheduleOfRatesCode | Responsive/Kitchen Unit:Renew Double Wall 1000X300 500Mm High | Responsive - Kitchen Unit:Renew Double Wall 1000X300 500Mm High, unit of measure NO | Responsive-371059 | Y | Y | Y | Y | Y
M3NHFScheduleOfRatesCode | Responsive/Kitchen Unit:Renew Double Wall 1000X300 900Mm High | Responsive - Kitchen Unit:Renew Double Wall 1000X300 900Mm High, unit of measure NO | Responsive-371061 | Y | Y | Y | Y | Y
M3NHFScheduleOfRatesCode | Responsive/Kitchen Unit:Renew Double Wall 1200X300 500Mm High | Responsive - Kitchen Unit:Renew Double Wall 1200X300 500Mm High, unit of measure NO | Responsive-371063 | Y | Y | Y | Y | Y
M3NHFScheduleOfRatesCode | Responsive/Kitchen Unit:Renew Double Wall 1200X300 900Mm High | Responsive - Kitchen Unit:Renew Double Wall 1200X300 900Mm High, unit of measure NO | Responsive-371065 | Y | Y | Y | Y | Y
M3NHFScheduleOfRatesCode | Responsive/Kitchen Unit:Renew Corner Wall 500X300 500Mm High | Responsive - Kitchen Unit:Renew Corner Wall 500X300 500Mm High, unit of measure NO | Responsive-371067 | Y | Y | Y | Y | Y
M3NHFScheduleOfRatesCode | Responsive/Kitchen Unit:Renew Corner Wall 500X300 900Mm High | Responsive - Kitchen Unit:Renew Corner Wall 500X300 900Mm High, unit of measure NO | Responsive-371068 | Y
M3NHFScheduleOfRatesCode | Responsive/Kitchen Unit:Renew Corner Wall 600X300 500Mm High | Responsive - Kitchen Unit:Renew Corner Wall 600X300 500Mm High, unit of measure NO | Responsive-371069 | Y | Y | Y | Y | Y
M3NHFScheduleOfRatesCode | Responsive/Kitchen Unit:Renew Corner Wall 600X300 900Mm High | Responsive - Kitchen Unit:Renew Corner Wall 600X300 900Mm High, unit of measure NO | Responsive-371070 | Y
M3NHFScheduleOfRatesCode | Responsive/Kitchen Unit:Renew Drawer Pack 500X600 | Responsive - Kitchen Unit:Renew Drawer Pack 500X600, unit of measure NO | Responsive-371071 | Y | Y | Y | Y | Y
M3NHFScheduleOfRatesCode | Responsive/Kitchen Unit:Renew Drawer Pack 600X600 | Responsive - Kitchen Unit:Renew Drawer Pack 600X600, unit of measure NO | Responsive-371073 | Y | Y | Y | Y | Y
M3NHFScheduleOfRatesCode | Responsive/Kitchen Unit:Renew Cooker Hood Cover | Responsive - Kitchen Unit:Renew Cooker Hood Cover, unit of measure NO | Responsive-371074 | Y
M3NHFScheduleOfRatesCode | Responsive/Worktop:Renew Ne 40Mm Thick Post Formed | Responsive - Worktop:Renew Ne 40Mm Thick Post Formed, unit of measure LM | Responsive-372001 | Y | Y | Y | Y | Y
M3NHFScheduleOfRatesCode | Responsive/Worktop:Renew Ne 40Mm Thick Double Post Formed | Responsive - Worktop:Renew Ne 40Mm Thick Double Post Formed, unit of measure LM | Responsive-372002 | Y | Y | Y | Y | Y
M3NHFScheduleOfRatesCode | Responsive/Worktop:Remove And Refix | Responsive - Worktop:Remove And Refix, unit of measure LM | Responsive-372005 | Y | Y | Y | Y | Y
M3NHFScheduleOfRatesCode | Responsive/Worktop:Renew Veneer Edging | Responsive - Worktop:Renew Veneer Edging, unit of measure LM | Responsive-372007 | Y | Y | Y | Y | Y
M3NHFScheduleOfRatesCode | Responsive/Worktop:Provide Fly End Panel | Responsive - Worktop:Provide Fly End Panel, unit of measure NO | Responsive-372009 | Y | Y | Y | Y | Y
M3NHFScheduleOfRatesCode | Responsive/Worktop:Renew Gallows Bracket | Responsive - Worktop:Renew Gallows Bracket, unit of measure NO | Responsive-372011 | Y | Y | Y | Y | Y
M3NHFScheduleOfRatesCode | Responsive/Worktop:Renew Leg To Worktop | Responsive - Worktop:Renew Leg To Worktop, unit of measure NO | Responsive-372013 | Y | Y | Y | Y | Y
M3NHFScheduleOfRatesCode | Responsive/Worktop:Renew Joint Strip | Responsive - Worktop:Renew Joint Strip, unit of measure NO | Responsive-372017 | Y | Y | Y | Y | Y
M3NHFScheduleOfRatesCode | Responsive/Worktop:25X25Mm Edge Trim | Responsive - Worktop:25X25Mm Edge Trim, unit of measure LM | Responsive-372019 | Y | Y | Y | Y | Y
M3NHFScheduleOfRatesCode | Responsive/Worktop:Provide Coverbead | Responsive - Worktop:Provide Coverbead, unit of measure NO | Responsive-372021 | Y | Y | Y | Y | Y
M3NHFScheduleOfRatesCode | Responsive/Kitchen Unit:Remove And Refix Any Type | Responsive - Kitchen Unit:Remove And Refix Any Type, unit of measure NO | Responsive-373001 | Y | Y | Y | Y | Y
M3NHFScheduleOfRatesCode | Responsive/Kitchen Unit:Renew Blockboard Door | Responsive - Kitchen Unit:Renew Blockboard Door, unit of measure NO | Responsive-373005 | Y | Y | Y | Y | Y
M3NHFScheduleOfRatesCode | Responsive/Kitchen Unit:Renew Base Unit Door | Responsive - Kitchen Unit:Renew Base Unit Door, unit of measure NO | Responsive-373007 | Y | Y | Y | Y | Y
M3NHFScheduleOfRatesCode | Responsive/Kitchen Unit:Renew Wall Unit Door | Responsive - Kitchen Unit:Renew Wall Unit Door, unit of measure NO | Responsive-373009 | Y | Y | Y | Y | Y
M3NHFScheduleOfRatesCode | Responsive/Kitchen Unit:Renew Tall Floor Unit Door | Responsive - Kitchen Unit:Renew Tall Floor Unit Door, unit of measure NO | Responsive-373011 | Y | Y | Y | Y | Y
M3NHFScheduleOfRatesCode | Responsive/Kitchen Unit:Renew Cupboard Back | Responsive - Kitchen Unit:Renew Cupboard Back, unit of measure NO | Responsive-373013 | Y | Y | Y | Y | Y
M3NHFScheduleOfRatesCode | Responsive/Kitchen Unit:Renew Shelf To Unit | Responsive - Kitchen Unit:Renew Shelf To Unit, unit of measure NO | Responsive-373015 | Y | Y | Y | Y | Y
M3NHFScheduleOfRatesCode | Responsive/Kitchen Unit:Renew Bottom Shelf | Responsive - Kitchen Unit:Renew Bottom Shelf, unit of measure NO | Responsive-373019 | Y | Y | Y | Y | Y
M3NHFScheduleOfRatesCode | Responsive/Kitchen Unit:Renew Side Panel | Responsive - Kitchen Unit:Renew Side Panel, unit of measure NO | Responsive-373021 | Y | Y | Y | Y | Y
M3NHFScheduleOfRatesCode | Responsive/Kitchen Unit:Renew Plinth | Responsive - Kitchen Unit:Renew Plinth, unit of measure NO | Responsive-373023 | Y | Y | Y | Y | Y
M3NHFScheduleOfRatesCode | Responsive/Kitchen Unit:Renew Drawer Box Complete | Responsive - Kitchen Unit:Renew Drawer Box Complete, unit of measure NO | Responsive-373027 | Y | Y | Y | Y | Y
M3NHFScheduleOfRatesCode | Responsive/Kitchen Unit:Renew Or Install Child Lock | Responsive - Kitchen Unit:Renew Or Install Child Lock, unit of measure IT | Responsive-373045 | Y | Y | Y | Y | Y
M3NHFScheduleOfRatesCode | Responsive/Kitchen Unit:Overhaul Any Type | Responsive - Kitchen Unit:Overhaul Any Type, unit of measure NO | Responsive-373049 | Y | Y | Y | Y | Y
M3NHFScheduleOfRatesCode | Responsive/Kitchen Unit:Renew Pelmet | Responsive - Kitchen Unit:Renew Pelmet, unit of measure LM | Responsive-373051 | Y
M3NHFScheduleOfRatesCode | Responsive/Kitchen Unit:Renew Cornice | Responsive - Kitchen Unit:Renew Cornice, unit of measure LM | Responsive-373053 | Y
M3NHFScheduleOfRatesCode | Responsive/Kitchen Unit:Renew Upstand To Worktop | Responsive - Kitchen Unit:Renew Upstand To Worktop, unit of measure LM | Responsive-373055 | Y
M3NHFScheduleOfRatesCode | Responsive/Wall:Remove And Refix Base Unit In Association | Responsive - Wall:Remove And Refix Base Unit In Association, unit of measure IT | Responsive-374001 | Y | Y | Y | Y | Y
M3NHFScheduleOfRatesCode | Responsive/Wall:Remove Refix Sink Base Unit In Association | Responsive - Wall:Remove Refix Sink Base Unit In Association, unit of measure IT | Responsive-374003 | Y | Y | Y | Y | Y
M3NHFScheduleOfRatesCode | Responsive/Wall:Remove And Refix Worktop In Association | Responsive - Wall:Remove And Refix Worktop In Association, unit of measure LM | Responsive-374005 | Y | Y | Y | Y | Y
M3NHFScheduleOfRatesCode | Responsive/Wardrobe:Ease And Adjust Including Remove | Responsive - Wardrobe:Ease And Adjust Including Remove, unit of measure NO | Responsive-375003 | Y | Y | Y | Y | Y
M3NHFScheduleOfRatesCode | Responsive/Wardrobe:Patch Or Repair | Responsive - Wardrobe:Patch Or Repair, unit of measure NO | Responsive-375005 | Y | Y | Y | Y | Y
M3NHFScheduleOfRatesCode | Responsive/Wardrobe:Renew Hinge | Responsive - Wardrobe:Renew Hinge, unit of measure NO | Responsive-375007 | Y | Y | Y | Y | Y
M3NHFScheduleOfRatesCode | Responsive/Wardrobe:Overhaul Repair Sliding Gear | Responsive - Wardrobe:Overhaul Repair Sliding Gear, unit of measure IT | Responsive-375009 | Y | Y | Y | Y | Y
M3NHFScheduleOfRatesCode | Responsive/Wardrobe:Renew Sliding Gear | Responsive - Wardrobe:Renew Sliding Gear, unit of measure IT | Responsive-375011 | Y | Y | Y | Y | Y
M3NHFScheduleOfRatesCode | Responsive/Wardrobe:Renew Door Handle | Responsive - Wardrobe:Renew Door Handle, unit of measure NO | Responsive-375013 | Y | Y | Y | Y | Y
M3NHFScheduleOfRatesCode | Responsive/Wardrobe:Renew Any Lock | Responsive - Wardrobe:Renew Any Lock, unit of measure NO | Responsive-375015 | Y | Y | Y | Y | Y
M3NHFScheduleOfRatesCode | Responsive/Kitchen Units:Renew Door Or Drawer Handles Ne 5 | Responsive - Kitchen Units:Renew Door Or Drawer Handles Ne 5, unit of measure NO | Responsive-375057 | Y
M3NHFScheduleOfRatesCode | Responsive/Kitchen Units:Renew Door Or Drawer Handles Ne 10 | Responsive - Kitchen Units:Renew Door Or Drawer Handles Ne 10, unit of measure NO | Responsive-375059 | Y
M3NHFScheduleOfRatesCode | Responsive/Kitchen Units:Renew Door Or Drawer Handles Ne 15 | Responsive - Kitchen Units:Renew Door Or Drawer Handles Ne 15, unit of measure NO | Responsive-375061 | Y
M3NHFScheduleOfRatesCode | Responsive/Kitchen Units:Remove And Dispose Unit | Responsive - Kitchen Units:Remove And Dispose Unit, unit of measure NO | Responsive-375063 | Y
M3NHFScheduleOfRatesCode | Responsive/Kitchen Units:Remove And Dispose Worktop | Responsive - Kitchen Units:Remove And Dispose Worktop, unit of measure NO | Responsive-375065 | Y
M3NHFScheduleOfRatesCode | Responsive/Skirting:Renew Softwood Skirting | Responsive - Skirting:Renew Softwood Skirting, unit of measure LM | Responsive-381001 | Y | Y | Y | Y | Y
M3NHFScheduleOfRatesCode | Responsive/Skirting:Take Off And Refix | Responsive - Skirting:Take Off And Refix, unit of measure LM | Responsive-381003 | Y | Y | Y | Y | Y
M3NHFScheduleOfRatesCode | Responsive/Rail:Take Off Existing And Make Good | Responsive - Rail:Take Off Existing And Make Good, unit of measure LM | Responsive-382001 | Y | Y | Y | Y | Y
M3NHFScheduleOfRatesCode | Responsive/Architrave:Renew Sw Set To One Side Of Door | Responsive - Architrave:Renew Sw Set To One Side Of Door, unit of measure IT | Responsive-383001 | Y | Y | Y | Y | Y
M3NHFScheduleOfRatesCode | Responsive/Architrave:Renew Sw Leg Or Head One Side | Responsive - Architrave:Renew Sw Leg Or Head One Side, unit of measure IT | Responsive-383003 | Y | Y | Y | Y | Y
M3NHFScheduleOfRatesCode | Responsive/Architrave:Refix Any Loose | Responsive - Architrave:Refix Any Loose, unit of measure IT | Responsive-383007 | Y | Y | Y | Y | Y
M3NHFScheduleOfRatesCode | Responsive/Architrave:Renew Hw Set To One Side Of Door | Responsive - Architrave:Renew Hw Set To One Side Of Door, unit of measure IT | Responsive-383101 | Y
M3NHFScheduleOfRatesCode | Responsive/Architrave:Renew Hw Leg Or Head One Side | Responsive - Architrave:Renew Hw Leg Or Head One Side, unit of measure IT | Responsive-383103 | Y
M3NHFScheduleOfRatesCode | Responsive/Threshold:Renew To Door Opening | Responsive - Threshold:Renew To Door Opening, unit of measure IT | Responsive-384001 | Y | Y | Y | Y | Y
M3NHFScheduleOfRatesCode | Responsive/Threshold:Resecure Loose | Responsive - Threshold:Resecure Loose, unit of measure IT | Responsive-384003 | Y | Y | Y | Y | Y
M3NHFScheduleOfRatesCode | Responsive/Shelving:Renew Wrot Softwood Bearers | Responsive - Shelving:Renew Wrot Softwood Bearers, unit of measure LM | Responsive-385001 | Y | Y | Y | Y | Y
M3NHFScheduleOfRatesCode | Responsive/Shelving:Renew Slatted Complete | Responsive - Shelving:Renew Slatted Complete, unit of measure SM | Responsive-385003 | Y | Y | Y | Y | Y
M3NHFScheduleOfRatesCode | Responsive/Shelving:Refix Slatted Complete | Responsive - Shelving:Refix Slatted Complete, unit of measure SM | Responsive-385004 | Y
M3NHFScheduleOfRatesCode | Responsive/Shelving:Melamine Faced Ne 300Mm | Responsive - Shelving:Melamine Faced Ne 300Mm, unit of measure LM | Responsive-385005 | Y | Y | Y | Y | Y
M3NHFScheduleOfRatesCode | Responsive/Shelving:12Mm Plywood Hardwood Edged Ne 300Mm | Responsive - Shelving:12Mm Plywood Hardwood Edged Ne 300Mm, unit of measure LM | Responsive-385007 | Y | Y | Y | Y | Y
M3NHFScheduleOfRatesCode | Responsive/Shelving:18Mm Blockboard Hardwood Edged Ne 300Mm | Responsive - Shelving:18Mm Blockboard Hardwood Edged Ne 300Mm, unit of measure LM | Responsive-385009 | Y | Y | Y | Y | Y
M3NHFScheduleOfRatesCode | Responsive/Windowboard:Renew Softwood | Responsive - Windowboard:Renew Softwood, unit of measure LM | Responsive-386001 | Y | Y | Y | Y | Y
M3NHFScheduleOfRatesCode | Responsive/Windowboard:Renew Mdf | Responsive - Windowboard:Renew Mdf, unit of measure LM | Responsive-386003 | Y | Y | Y | Y | Y
M3NHFScheduleOfRatesCode | Responsive/Windowboard:Renew Hardwood | Responsive - Windowboard:Renew Hardwood, unit of measure LM | Responsive-386005 | Y | Y | Y | Y | Y
M3NHFScheduleOfRatesCode | Responsive/Windowboard:Refix Loose | Responsive - Windowboard:Refix Loose, unit of measure NO | Responsive-386007 | Y | Y | Y | Y | Y
M3NHFScheduleOfRatesCode | Responsive/Windowboard:Renew Pvcu | Responsive - Windowboard:Renew Pvcu, unit of measure LM | Responsive-386009 | Y | Y | Y | Y | Y
M3NHFScheduleOfRatesCode | Responsive/Duct:Renew 6Mm Plywood Casing Side Ne 300Mm | Responsive - Duct:Renew 6Mm Plywood Casing Side Ne 300Mm, unit of measure LM | Responsive-387001 | Y | Y | Y | Y | Y
M3NHFScheduleOfRatesCode | Responsive/Duct:Renew 12Mm Plywood Casing Side Ne 300Mm | Responsive - Duct:Renew 12Mm Plywood Casing Side Ne 300Mm, unit of measure LM | Responsive-387002 | Y
M3NHFScheduleOfRatesCode | Responsive/Duct:Renew 6Mm Plywood Sided Casing Over 300Mm | Responsive - Duct:Renew 6Mm Plywood Sided Casing Over 300Mm, unit of measure SM | Responsive-387003 | Y | Y | Y | Y | Y
M3NHFScheduleOfRatesCode | Responsive/Duct:Renew 12Mm Plywood Sided Casing Over 300Mm | Responsive - Duct:Renew 12Mm Plywood Sided Casing Over 300Mm, unit of measure SM | Responsive-387004 | Y
M3NHFScheduleOfRatesCode | Responsive/Duct:Renew 6Mm Plywood Sided Casing Ne 450Mm | Responsive - Duct:Renew 6Mm Plywood Sided Casing Ne 450Mm, unit of measure LM | Responsive-387007 | Y | Y | Y | Y | Y
M3NHFScheduleOfRatesCode | Responsive/Duct:Renew 12Mm Plywood Sided Casing Ne 450Mm | Responsive - Duct:Renew 12Mm Plywood Sided Casing Ne 450Mm, unit of measure LM | Responsive-387008 | Y
M3NHFScheduleOfRatesCode | Responsive/Duct:Renew Plasterboard Casing Ne 300Mm | Responsive - Duct:Renew Plasterboard Casing Ne 300Mm, unit of measure LM | Responsive-387009 | Y | Y | Y | Y | Y
M3NHFScheduleOfRatesCode | Responsive/Duct:Renew Plasterboard Casing Over 300Mm | Responsive - Duct:Renew Plasterboard Casing Over 300Mm, unit of measure SM | Responsive-387011 | Y | Y | Y | Y | Y
M3NHFScheduleOfRatesCode | Responsive/Duct:Renew Plasterboard Sided Ne 450Mm | Responsive - Duct:Renew Plasterboard Sided Ne 450Mm, unit of measure LM | Responsive-387015 | Y | Y | Y | Y | Y
M3NHFScheduleOfRatesCode | Responsive/Client Inspection:Remove And Refix Duct Casing | Responsive - Client Inspection:Remove And Refix Duct Casing, unit of measure LM | Responsive-387017 | Y | Y | Y | Y | Y
M3NHFScheduleOfRatesCode | Responsive/Duct:Form Access Panel In Existing | Responsive - Duct:Form Access Panel In Existing, unit of measure IT | Responsive-387019 | Y | Y | Y | Y | Y
M3NHFScheduleOfRatesCode | Responsive/Duct:Remove Ducting And Dispose | Responsive - Duct:Remove Ducting And Dispose, unit of measure NO | Responsive-387021 | Y
M3NHFScheduleOfRatesCode | Responsive/Bath Panel:Renew Hardboard Side And Framing | Responsive - Bath Panel:Renew Hardboard Side And Framing, unit of measure IT | Responsive-388001 | Y | Y | Y | Y | Y
M3NHFScheduleOfRatesCode | Responsive/Bath Panel:Renew Hardboard End And Framing | Responsive - Bath Panel:Renew Hardboard End And Framing, unit of measure IT | Responsive-388003 | Y | Y | Y | Y | Y
M3NHFScheduleOfRatesCode | Responsive/Bath Panel:Renew Hardboard Side End And Framing | Responsive - Bath Panel:Renew Hardboard Side End And Framing, unit of measure IT | Responsive-388005 | Y | Y | Y | Y | Y
M3NHFScheduleOfRatesCode | Responsive/Bath Panel:Renew Hardboard Side Existing Framing | Responsive - Bath Panel:Renew Hardboard Side Existing Framing, unit of measure IT | Responsive-388007 | Y | Y | Y | Y | Y
M3NHFScheduleOfRatesCode | Responsive/Bath Panel:Renew Hardboard End Existing Framing | Responsive - Bath Panel:Renew Hardboard End Existing Framing, unit of measure IT | Responsive-388009 | Y | Y | Y | Y | Y
M3NHFScheduleOfRatesCode | Responsive/Bath Panel:Renew Hardbd Side End Existing Framing | Responsive - Bath Panel:Renew Hardbd Side End Existing Framing, unit of measure IT | Responsive-388011 | Y | Y | Y | Y | Y
M3NHFScheduleOfRatesCode | Responsive/Bath Panel:Renew Acrylic Side | Responsive - Bath Panel:Renew Acrylic Side, unit of measure IT | Responsive-388013 | Y | Y | Y | Y | Y
M3NHFScheduleOfRatesCode | Responsive/Bath Panel:Renew Acrylic End | Responsive - Bath Panel:Renew Acrylic End, unit of measure IT | Responsive-388015 | Y | Y | Y | Y | Y
M3NHFScheduleOfRatesCode | Responsive/Bath Panel:Renew Acrylic Side And End | Responsive - Bath Panel:Renew Acrylic Side And End, unit of measure IT | Responsive-388017 | Y | Y | Y | Y | Y
M3NHFScheduleOfRatesCode | Responsive/Bath Panel:Remove And Refix Any Type | Responsive - Bath Panel:Remove And Refix Any Type, unit of measure NO | Responsive-388019 | Y | Y | Y | Y | Y
M3NHFScheduleOfRatesCode | Responsive/Hinges:Renew 63Mm Stormproof | Responsive - Hinges:Renew 63Mm Stormproof, unit of measure PR | Responsive-390101 | Y | Y | Y | Y | Y
M3NHFScheduleOfRatesCode | Responsive/Hinges:Renew Pair Of Friction Pivots | Responsive - Hinges:Renew Pair Of Friction Pivots, unit of measure PR | Responsive-390105 | Y | Y | Y | Y | Y
M3NHFScheduleOfRatesCode | Responsive/Hinges:Renew Steel Butt Hinges | Responsive - Hinges:Renew Steel Butt Hinges, unit of measure IT | Responsive-390107 | Y | Y | Y | Y | Y
M3NHFScheduleOfRatesCode | Responsive/Hinges:Renew Brass Butt Hinges | Responsive - Hinges:Renew Brass Butt Hinges, unit of measure IT | Responsive-390109 | Y | Y | Y | Y | Y
M3NHFScheduleOfRatesCode | Responsive/Hinges:Renew Pair Tee Hinges | Responsive - Hinges:Renew Pair Tee Hinges, unit of measure PR | Responsive-390111 | Y | Y | Y | Y | Y
M3NHFScheduleOfRatesCode | Responsive/Hinges:Renew Pair Of 50Mm Butt Hinges | Responsive - Hinges:Renew Pair Of 50Mm Butt Hinges, unit of measure PR | Responsive-390113 | Y | Y | Y | Y | Y
M3NHFScheduleOfRatesCode | Responsive/Fastener:Renew Any Type Of Sash Fastener | Responsive - Fastener:Renew Any Type Of Sash Fastener, unit of measure NO | Responsive-390301 | Y | Y | Y | Y | Y
M3NHFScheduleOfRatesCode | Responsive/Lift:Renew Sash Lift | Responsive - Lift:Renew Sash Lift, unit of measure NO | Responsive-390307 | Y | Y | Y | Y | Y
M3NHFScheduleOfRatesCode | Responsive/Bolt:Renew Sash Bolt | Responsive - Bolt:Renew Sash Bolt, unit of measure NO | Responsive-390309 | Y | Y | Y | Y | Y
M3NHFScheduleOfRatesCode | Responsive/Lock:Renew Pair Of Sash Locks | Responsive - Lock:Renew Pair Of Sash Locks, unit of measure PR | Responsive-390311 | Y | Y | Y | Y | Y
M3NHFScheduleOfRatesCode | Responsive/Sash Pins:Renew Pair Sash Pins | Responsive - Sash Pins:Renew Pair Sash Pins, unit of measure PR | Responsive-390313 | Y | Y | Y | Y | Y
M3NHFScheduleOfRatesCode | Responsive/Closer:Renew Light Duty Overhead/Door Restrictor | Responsive - Closer:Renew Light Duty Overhead/Door Restrictor, unit of measure NO | Responsive-390501 | Y | Y | Y | Y | Y
M3NHFScheduleOfRatesCode | Responsive/Closer:Renew Heavy Duty Overhead | Responsive - Closer:Renew Heavy Duty Overhead, unit of measure NO | Responsive-390503 | Y | Y | Y | Y | Y
M3NHFScheduleOfRatesCode | Responsive/Closer:Renew Or Supply Perko Type | Responsive - Closer:Renew Or Supply Perko Type, unit of measure NO | Responsive-390505 | Y | Y | Y | Y | Y
M3NHFScheduleOfRatesCode | Responsive/Closer:Ease And Adjust Any Type | Responsive - Closer:Ease And Adjust Any Type, unit of measure NO | Responsive-390507 | Y | Y | Y | Y | Y
M3NHFScheduleOfRatesCode | Responsive/Closer:Renew Or Supply And Fix Gibralter Type | Responsive - Closer:Renew Or Supply And Fix Gibralter Type, unit of measure NO | Responsive-390509 | Y | Y | Y | Y | Y
M3NHFScheduleOfRatesCode | Responsive/Floor Spring:Renew Single Action | Responsive - Floor Spring:Renew Single Action, unit of measure NO | Responsive-390601 | Y | Y | Y | Y | Y
M3NHFScheduleOfRatesCode | Responsive/Floor Spring:Renew Double Action | Responsive - Floor Spring:Renew Double Action, unit of measure NO | Responsive-390603 | Y | Y | Y | Y | Y
M3NHFScheduleOfRatesCode | Responsive/Floor Spring:Overhaul | Responsive - Floor Spring:Overhaul, unit of measure NO | Responsive-390605 | Y | Y | Y | Y | Y
M3NHFScheduleOfRatesCode | Responsive/Sliding Door Gear:Repair | Responsive - Sliding Door Gear:Repair, unit of measure NO | Responsive-390701 | Y | Y | Y | Y | Y
M3NHFScheduleOfRatesCode | Responsive/Sliding Door Gear:Renew | Responsive - Sliding Door Gear:Renew, unit of measure NO | Responsive-390703 | Y | Y | Y | Y | Y
M3NHFScheduleOfRatesCode | Responsive/Rimlock:Renew Complete | Responsive - Rimlock:Renew Complete, unit of measure NO | Responsive-390901 | Y | Y | Y | Y | Y
M3NHFScheduleOfRatesCode | Responsive/Lock:Renew Mortice Complete | Responsive - Lock:Renew Mortice Complete, unit of measure NO | Responsive-390903 | Y | Y | Y | Y | Y
M3NHFScheduleOfRatesCode | Responsive/Lock:Renew Mortice Keep | Responsive - Lock:Renew Mortice Keep, unit of measure NO | Responsive-390907 | Y | Y | Y | Y | Y
M3NHFScheduleOfRatesCode | Responsive/Lock:Renew Mortice Deadlock | Responsive - Lock:Renew Mortice Deadlock, unit of measure NO | Responsive-390909 | Y | Y | Y | Y | Y
M3NHFScheduleOfRatesCode | Responsive/Lock:Renew 5L Mortice Complete | Responsive - Lock:Renew 5L Mortice Complete, unit of measure NO | Responsive-390911 | Y | Y | Y | Y | Y
M3NHFScheduleOfRatesCode | Responsive/Lock:Renew 5L Mortice Deadlock | Responsive - Lock:Renew 5L Mortice Deadlock, unit of measure NO | Responsive-390915 | Y | Y | Y | Y | Y
M3NHFScheduleOfRatesCode | Responsive/Lock:Overhaul Any Lock Complete | Responsive - Lock:Overhaul Any Lock Complete, unit of measure NO | Responsive-390917 | Y | Y | Y | Y | Y
M3NHFScheduleOfRatesCode | Responsive/Lock:Renew With 5L Mortice | Responsive - Lock:Renew With 5L Mortice, unit of measure NO | Responsive-390919 | Y | Y | Y | Y | Y
M3NHFScheduleOfRatesCode | Responsive/Door:Renew Multipoint Lock | Responsive - Door:Renew Multipoint Lock, unit of measure NO | Responsive-390921 | Y | Y | Y | Y | Y
M3NHFScheduleOfRatesCode | Responsive/Lock:Renew Eurolock Complete | Responsive - Lock:Renew Eurolock Complete, unit of measure NO | Responsive-390923 | Y | Y | Y | Y | Y
M3NHFScheduleOfRatesCode | Responsive/Lock:Renew Eurolock Cylinder | Responsive - Lock:Renew Eurolock Cylinder, unit of measure NO | Responsive-390925 | Y | Y | Y | Y
M3NHFScheduleOfRatesCode | Responsive/Lock:Renew Patio Door Lock Complete | Responsive - Lock:Renew Patio Door Lock Complete, unit of measure NO | Responsive-390927 | Y | Y | Y | Y | Y
M3NHFScheduleOfRatesCode | Responsive/Lock:Full Lock Change - Front Door | Responsive - Lock:Full Lock Change - Front Door, unit of measure IT | Responsive-390929 | Y | Y | Y | Y
M3NHFScheduleOfRatesCode | Responsive/Lock:Full Lock Change - Front And Rear Door | Responsive - Lock:Full Lock Change - Front And Rear Door, unit of measure IT | Responsive-390931 | Y | Y | Y | Y
M3NHFScheduleOfRatesCode | Responsive/Lock:Full Lock Change - Front And Rear Door Multi | Responsive - Lock:Full Lock Change - Front And Rear Door Multi, unit of measure IT | Responsive-390933 | Y | Y | Y | Y
M3NHFScheduleOfRatesCode | Responsive/Latch:Renew Mortice Latch Complete | Responsive - Latch:Renew Mortice Latch Complete, unit of measure NO | Responsive-391101 | Y | Y | Y | Y | Y
M3NHFScheduleOfRatesCode | Responsive/Latch:Renew Mortice Latch Only | Responsive - Latch:Renew Mortice Latch Only, unit of measure NO | Responsive-391103 | Y
M3NHFScheduleOfRatesCode | Responsive/Latch:Overhaul Latch And Furniture | Responsive - Latch:Overhaul Latch And Furniture, unit of measure NO | Responsive-391107 | Y | Y | Y | Y | Y
M3NHFScheduleOfRatesCode | Responsive/Nightlatch:Renew Complete | Responsive - Nightlatch:Renew Complete, unit of measure NO | Responsive-391301 | Y | Y | Y | Y | Y
M3NHFScheduleOfRatesCode | Responsive/Nightlatch:Renew Cylinder Barrel | Responsive - Nightlatch:Renew Cylinder Barrel, unit of measure NO | Responsive-391305 | Y | Y | Y | Y | Y
M3NHFScheduleOfRatesCode | Responsive/Nightlatch:Renew Suited Cylinder Barrel | Responsive - Nightlatch:Renew Suited Cylinder Barrel, unit of measure NO | Responsive-391307 | Y | Y | Y | Y | Y
M3NHFScheduleOfRatesCode | Responsive/Nightlatch:Overhaul Complete | Responsive - Nightlatch:Overhaul Complete, unit of measure NO | Responsive-391309 | Y | Y | Y | Y | Y
M3NHFScheduleOfRatesCode | Responsive/Nightlatch:Renew Pull | Responsive - Nightlatch:Renew Pull, unit of measure NO | Responsive-391313 | Y | Y | Y | Y | Y
M3NHFScheduleOfRatesCode | Responsive/Lock:Renew With Keypad Type - Domestic Standard | Responsive - Lock:Renew With Keypad Type - Domestic Standard, unit of measure NO | Responsive-391315 | Y | Y | Y
M3NHFScheduleOfRatesCode | Responsive/Lock:Renew With Keypad Type - Heavy Duty | Responsive - Lock:Renew With Keypad Type - Heavy Duty, unit of measure NO | Responsive-391317 | Y | Y | Y
M3NHFScheduleOfRatesCode | Responsive/Catch:Renew Catch And Keep | Responsive - Catch:Renew Catch And Keep, unit of measure NO | Responsive-391501 | Y | Y | Y | Y | Y
M3NHFScheduleOfRatesCode | Responsive/Cupboard:Renew 50Mm Brass Lock | Responsive - Cupboard:Renew 50Mm Brass Lock, unit of measure NO | Responsive-391503 | Y | Y | Y | Y | Y
M3NHFScheduleOfRatesCode | Responsive/Cupboard:Renew Door Catch | Responsive - Cupboard:Renew Door Catch, unit of measure NO | Responsive-391505 | Y | Y | Y | Y | Y
M3NHFScheduleOfRatesCode | Responsive/Cupboard:Renew Catch Keep | Responsive - Cupboard:Renew Catch Keep, unit of measure NO | Responsive-391507 | Y | Y | Y | Y | Y
M3NHFScheduleOfRatesCode | Responsive/Bolt:Renew Ne 250Mm Padbolt | Responsive - Bolt:Renew Ne 250Mm Padbolt, unit of measure NO | Responsive-391701 | Y | Y | Y | Y | Y
M3NHFScheduleOfRatesCode | Responsive/Bolt:Renew 200Mm Tower Bolt | Responsive - Bolt:Renew 200Mm Tower Bolt, unit of measure NO | Responsive-391703 | Y | Y | Y | Y | Y
M3NHFScheduleOfRatesCode | Responsive/Bolt:Renew Ne 150Mm Barrel Bolt | Responsive - Bolt:Renew Ne 150Mm Barrel Bolt, unit of measure NO | Responsive-391705 | Y | Y | Y | Y | Y
M3NHFScheduleOfRatesCode | Responsive/Bolt:Renew Indicator Bolt | Responsive - Bolt:Renew Indicator Bolt, unit of measure NO | Responsive-391707 | Y | Y | Y | Y | Y
M3NHFScheduleOfRatesCode | Responsive/Bolt:Renew Mortice Security Bolt | Responsive - Bolt:Renew Mortice Security Bolt, unit of measure NO | Responsive-391709 | Y | Y | Y | Y | Y
M3NHFScheduleOfRatesCode | Responsive/Bolt:Renew Single Panic Bolt | Responsive - Bolt:Renew Single Panic Bolt, unit of measure NO | Responsive-391711 | Y | Y | Y | Y | Y
M3NHFScheduleOfRatesCode | Responsive/Bolt:Renew Double Panic Bolt | Responsive - Bolt:Renew Double Panic Bolt, unit of measure NO | Responsive-391712 | Y
M3NHFScheduleOfRatesCode | Responsive/Bolt:Renew Fire Security Bolt | Responsive - Bolt:Renew Fire Security Bolt, unit of measure NO | Responsive-391713 | Y | Y | Y | Y | Y
M3NHFScheduleOfRatesCode | Responsive/Bolt:Renew Glass To Fire Security Bolt | Responsive - Bolt:Renew Glass To Fire Security Bolt, unit of measure NO | Responsive-391715 | Y | Y | Y | Y | Y
M3NHFScheduleOfRatesCode | Responsive/Bolt And Keep:Remove Ease And Refix | Responsive - Bolt And Keep:Remove Ease And Refix, unit of measure NO | Responsive-391719 | Y | Y | Y | Y | Y
M3NHFScheduleOfRatesCode | Responsive/Padlock:Renew Or Supply Padlock | Responsive - Padlock:Renew Or Supply Padlock, unit of measure NO | Responsive-391723 | Y | Y | Y | Y | Y
M3NHFScheduleOfRatesCode | Responsive/Hasp:Renew With Staple | Responsive - Hasp:Renew With Staple, unit of measure NO | Responsive-391725 | Y | Y | Y | Y | Y
M3NHFScheduleOfRatesCode | Responsive/Hasp:Renew With Padlock | Responsive - Hasp:Renew With Padlock, unit of measure NO | Responsive-391727 | Y | Y | Y | Y | Y
M3NHFScheduleOfRatesCode | Responsive/Window Fitting:Renew Brass Casement Catch | Responsive - Window Fitting:Renew Brass Casement Catch, unit of measure NO | Responsive-391901 | Y | Y | Y | Y | Y
M3NHFScheduleOfRatesCode | Responsive/Window Fitting:Renew Brass Stay And Fastener | Responsive - Window Fitting:Renew Brass Stay And Fastener, unit of measure NO | Responsive-391905 | Y | Y | Y | Y | Y
M3NHFScheduleOfRatesCode | Responsive/Window Fitting:Renew Aa Casement Catch | Responsive - Window Fitting:Renew Aa Casement Catch, unit of measure NO | Responsive-391909 | Y | Y | Y | Y | Y
M3NHFScheduleOfRatesCode | Responsive/Window Fitting:Renew Aa Stay And Fastener | Responsive - Window Fitting:Renew Aa Stay And Fastener, unit of measure NO | Responsive-391913 | Y | Y | Y | Y | Y
M3NHFScheduleOfRatesCode | Responsive/Window Fitting:Renew Zinc Alloy Casement Catch | Responsive - Window Fitting:Renew Zinc Alloy Casement Catch, unit of measure NO | Responsive-391917 | Y | Y | Y | Y | Y
M3NHFScheduleOfRatesCode | Responsive/Window Fitting:Renew Zinc Alloy Stay And Fastener | Responsive - Window Fitting:Renew Zinc Alloy Stay And Fastener, unit of measure NO | Responsive-391921 | Y | Y | Y | Y | Y
M3NHFScheduleOfRatesCode | Responsive/Window Fitting:Renew Galvanised Safety Fastener | Responsive - Window Fitting:Renew Galvanised Safety Fastener, unit of measure NO | Responsive-391925 | Y | Y | Y | Y | Y
M3NHFScheduleOfRatesCode | Responsive/Window Fitting:Renew Pivot Window Fastener | Responsive - Window Fitting:Renew Pivot Window Fastener, unit of measure NO | Responsive-391927 | Y | Y | Y | Y | Y
M3NHFScheduleOfRatesCode | Responsive/Window Fitting:Renew Restrictor Stay | Responsive - Window Fitting:Renew Restrictor Stay, unit of measure NO | Responsive-391929 | Y | Y | Y | Y | Y
M3NHFScheduleOfRatesCode | Responsive/Window Fitting:Renew Mortice Security Bolt | Responsive - Window Fitting:Renew Mortice Security Bolt, unit of measure NO | Responsive-391931 | Y | Y | Y | Y | Y
M3NHFScheduleOfRatesCode | Responsive/Window Fitting:Refix Ease Adjust Any Type | Responsive - Window Fitting:Refix Ease Adjust Any Type, unit of measure NO | Responsive-391933 | Y | Y | Y | Y | Y
M3NHFScheduleOfRatesCode | Responsive/Window Fitting:Renew With Lockable Type Stay | Responsive - Window Fitting:Renew With Lockable Type Stay, unit of measure NO | Responsive-391937 | Y | Y | Y | Y | Y
M3NHFScheduleOfRatesCode | Responsive/Window Fitting:Renew Lockable Restrictor Stay | Responsive - Window Fitting:Renew Lockable Restrictor Stay, unit of measure NO | Responsive-391939 | Y | Y | Y | Y | Y
M3NHFScheduleOfRatesCode | Responsive/Window Fitting:Renew Lockable Casement Catch | Responsive - Window Fitting:Renew Lockable Casement Catch, unit of measure NO | Responsive-391941 | Y | Y | Y | Y | Y
M3NHFScheduleOfRatesCode | Responsive/Window Fitting:Provide New Keys | Responsive - Window Fitting:Provide New Keys, unit of measure NO | Responsive-391943 | Y | Y | Y | Y | Y
M3NHFScheduleOfRatesCode | Responsive/Window Fitting:Refix Any Loose | Responsive - Window Fitting:Refix Any Loose, unit of measure NO | Responsive-391945 | Y
M3NHFScheduleOfRatesCode | Responsive/Window Fitting:Renew Hinges Ease Adjust Steel | Responsive - Window Fitting:Renew Hinges Ease Adjust Steel, unit of measure NO | Responsive-392101 | Y | Y | Y | Y | Y
M3NHFScheduleOfRatesCode | Responsive/Window Fitting:Renew Fastener Stay To Steel Sash | Responsive - Window Fitting:Renew Fastener Stay To Steel Sash, unit of measure NO | Responsive-392103 | Y | Y | Y | Y | Y
M3NHFScheduleOfRatesCode | Responsive/Window Fitting:Repair, Ease, Adjust To Steel Sash | Responsive - Window Fitting:Repair, Ease, Adjust To Steel Sash, unit of measure NO | Responsive-392109 | Y | Y | Y | Y | Y
M3NHFScheduleOfRatesCode | Responsive/Window Fitting:Renew Lockable Stay To Steel Sash | Responsive - Window Fitting:Renew Lockable Stay To Steel Sash, unit of measure NO | Responsive-392111 | Y | Y | Y | Y | Y
M3NHFScheduleOfRatesCode | Responsive/Window Fitting:Renew Friction Stay To Alum Sash | Responsive - Window Fitting:Renew Friction Stay To Alum Sash, unit of measure NO | Responsive-392301 | Y | Y | Y | Y | Y
M3NHFScheduleOfRatesCode | Responsive/Window Fitting:Renew Fastener Stay To Alum Sash | Responsive - Window Fitting:Renew Fastener Stay To Alum Sash, unit of measure NO | Responsive-392303 | Y | Y | Y | Y | Y
M3NHFScheduleOfRatesCode | Responsive/Window Fitting:Repair, Ease, Adjust To Alum Sash | Responsive - Window Fitting:Repair, Ease, Adjust To Alum Sash, unit of measure NO | Responsive-392309 | Y | Y | Y | Y | Y
M3NHFScheduleOfRatesCode | Responsive/Door Furniture:Renew Set Of Lever Handles | Responsive - Door Furniture:Renew Set Of Lever Handles, unit of measure NO | Responsive-392501 | Y | Y | Y | Y | Y
M3NHFScheduleOfRatesCode | Responsive/Door Furniture:Renew Set Of Knobs To Rimlock | Responsive - Door Furniture:Renew Set Of Knobs To Rimlock, unit of measure NO | Responsive-392505 | Y | Y | Y | Y | Y
M3NHFScheduleOfRatesCode | Responsive/Door Furniture:Renew Or Install Viewer | Responsive - Door Furniture:Renew Or Install Viewer, unit of measure NO | Responsive-392509 | Y | Y | Y | Y | Y
M3NHFScheduleOfRatesCode | Responsive/Door Furniture:Renew Or Install Chain | Responsive - Door Furniture:Renew Or Install Chain, unit of measure NO | Responsive-392511 | Y | Y | Y | Y | Y
M3NHFScheduleOfRatesCode | Responsive/Door Furniture:Refix Any Loose Fitting | Responsive - Door Furniture:Refix Any Loose Fitting, unit of measure NO | Responsive-392513 | Y | Y | Y | Y | Y
M3NHFScheduleOfRatesCode | Responsive/Door Furniture:Renew Or Install Kicking Plate | Responsive - Door Furniture:Renew Or Install Kicking Plate, unit of measure NO | Responsive-392515 | Y | Y | Y | Y | Y
M3NHFScheduleOfRatesCode | Responsive/Door Furniture:Renew Or Install Pull Handles | Responsive - Door Furniture:Renew Or Install Pull Handles, unit of measure NO | Responsive-392517 | Y | Y | Y | Y | Y
M3NHFScheduleOfRatesCode | Responsive/Door Furniture:Renew Or Install Push Plates | Responsive - Door Furniture:Renew Or Install Push Plates, unit of measure NO | Responsive-392519 | Y | Y | Y | Y | Y
M3NHFScheduleOfRatesCode | Responsive/Doors:Provide New Non-Suited Keys | Responsive - Doors:Provide New Non-Suited Keys, unit of measure NO | Responsive-392521 | Y | Y | Y | Y | Y
M3NHFScheduleOfRatesCode | Responsive/Doors:Provide New Suited Keys | Responsive - Doors:Provide New Suited Keys, unit of measure NO | Responsive-392523 | Y | Y | Y | Y | Y
M3NHFScheduleOfRatesCode | Responsive/Door Furniture:Renew Or Install Escutcheon Set | Responsive - Door Furniture:Renew Or Install Escutcheon Set, unit of measure NO | Responsive-392525 | Y | Y | Y | Y | Y
M3NHFScheduleOfRatesCode | Responsive/Door Furniture:Renew Or Inst Bathrm Escutcheon Set | Responsive - Door Furniture:Renew Or Inst Bathrm Escutcheon Set, unit of measure NO | Responsive-392527 | Y | Y | Y | Y | Y
M3NHFScheduleOfRatesCode | Responsive/Door Furniture:Renew Or Install Cabin Hook And Eye | Responsive - Door Furniture:Renew Or Install Cabin Hook And Eye, unit of measure NO | Responsive-392529 | Y
M3NHFScheduleOfRatesCode | Responsive/Door Furniture:Renew Or Install Low Threshold | Responsive - Door Furniture:Renew Or Install Low Threshold, unit of measure NO | Responsive-392531 | Y
M3NHFScheduleOfRatesCode | Responsive/Letterplate:Renew Complete With Knocker | Responsive - Letterplate:Renew Complete With Knocker, unit of measure NO | Responsive-392701 | Y | Y | Y | Y | Y
M3NHFScheduleOfRatesCode | Responsive/Letterplate:Supply And Fix New | Responsive - Letterplate:Supply And Fix New, unit of measure NO | Responsive-392702 | Y | Y | Y | Y | Y
M3NHFScheduleOfRatesCode | Responsive/Letterplate:Renew Fireproof Type | Responsive - Letterplate:Renew Fireproof Type, unit of measure NO | Responsive-392703 | Y | Y | Y | Y | Y
M3NHFScheduleOfRatesCode | Responsive/Letterplate:Renew Or Supply High Security Cowl | Responsive - Letterplate:Renew Or Supply High Security Cowl, unit of measure NO | Responsive-392705 | Y | Y | Y | Y | Y
M3NHFScheduleOfRatesCode | Responsive/Letterplate:Renew Or Supply Draught Excluder | Responsive - Letterplate:Renew Or Supply Draught Excluder, unit of measure NO | Responsive-392706 | Y
M3NHFScheduleOfRatesCode | Responsive/Door Numeral:Renew Ne 3 No | Responsive - Door Numeral:Renew Ne 3 No, unit of measure IT | Responsive-392901 | Y | Y | Y | Y | Y
M3NHFScheduleOfRatesCode | Responsive/Door Stop:Provide Rubber Stop | Responsive - Door Stop:Provide Rubber Stop, unit of measure NO | Responsive-393101 | Y | Y | Y | Y | Y
M3NHFScheduleOfRatesCode | Responsive/Cupboard:Renew Cupboard Pull | Responsive - Cupboard:Renew Cupboard Pull, unit of measure NO | Responsive-393301 | Y | Y | Y | Y | Y
M3NHFScheduleOfRatesCode | Responsive/Cupboard:Renew Pull Handle | Responsive - Cupboard:Renew Pull Handle, unit of measure NO | Responsive-393303 | Y | Y | Y | Y | Y
M3NHFScheduleOfRatesCode | Responsive/Cupboard:Refix Pull Or Knob Handle | Responsive - Cupboard:Refix Pull Or Knob Handle, unit of measure NO | Responsive-393305 | Y | Y | Y | Y | Y
M3NHFScheduleOfRatesCode | Responsive/Cupboard:Renew Knob | Responsive - Cupboard:Renew Knob, unit of measure NO | Responsive-393307 | Y | Y | Y | Y | Y
M3NHFScheduleOfRatesCode | Responsive/Ceiling Hatch:Form Opening Complete | Responsive - Ceiling Hatch:Form Opening Complete, unit of measure IT | Responsive-395101 | Y | Y | Y | Y | Y
M3NHFScheduleOfRatesCode | Responsive/Ceiling Hatch:Renew Blockboard Access Hatch | Responsive - Ceiling Hatch:Renew Blockboard Access Hatch, unit of measure IT | Responsive-395103 | Y | Y | Y | Y | Y
M3NHFScheduleOfRatesCode | Responsive/Ceiling Hatch:Fix New Proprietary Hatch | Responsive - Ceiling Hatch:Fix New Proprietary Hatch, unit of measure IT | Responsive-395105 | Y | Y | Y | Y | Y
M3NHFScheduleOfRatesCode | Responsive/Ceiling Hatch:Renew Proprietary Hatch | Responsive - Ceiling Hatch:Renew Proprietary Hatch, unit of measure IT | Responsive-395107 | Y | Y | Y | Y | Y
M3NHFScheduleOfRatesCode | Responsive/Ceiling Hatch:Overhaul Hatch | Responsive - Ceiling Hatch:Overhaul Hatch, unit of measure IT | Responsive-395109 | Y | Y | Y | Y | Y
M3NHFScheduleOfRatesCode | Responsive/Ceiling Hatch:Renew Draught Insulation Strips | Responsive - Ceiling Hatch:Renew Draught Insulation Strips, unit of measure IT | Responsive-395111 | Y | Y | Y | Y | Y
M3NHFScheduleOfRatesCode | Responsive/Ceiling Hatch:Upgrade Fire Resistance | Responsive - Ceiling Hatch:Upgrade Fire Resistance, unit of measure IT | Responsive-395113 | Y | Y | Y
M3NHFScheduleOfRatesCode | Responsive/Meter Cupboard:Renew Door Hinge | Responsive - Meter Cupboard:Renew Door Hinge, unit of measure NO | Responsive-395201 | Y | Y | Y | Y | Y
M3NHFScheduleOfRatesCode | Responsive/Meter Cupboard:Renew 3 Port Lock | Responsive - Meter Cupboard:Renew 3 Port Lock, unit of measure NO | Responsive-395203 | Y | Y | Y | Y | Y
M3NHFScheduleOfRatesCode | Responsive/Dwelling:Gain Access - 1 Door - 1 Lock | Responsive - Dwelling:Gain Access - 1 Door - 1 Lock, unit of measure IT | Responsive-396001 | Y | Y | Y | Y | Y
M3NHFScheduleOfRatesCode | Responsive/Dwelling:Gain Access - 1 Door - 2 Locks | Responsive - Dwelling:Gain Access - 1 Door - 2 Locks, unit of measure IT | Responsive-396002 | Y
M3NHFScheduleOfRatesCode | Responsive/Dwelling:Gain Access - 1 Door - Multi-Point | Responsive - Dwelling:Gain Access - 1 Door - Multi-Point, unit of measure IT | Responsive-396004 | Y
M3NHFScheduleOfRatesCode | Responsive/Garage:Gain Access | Responsive - Garage:Gain Access, unit of measure NO | Responsive-396006 | Y | Y | Y | Y | Y
M3NHFScheduleOfRatesCode | Responsive/Dwelling:Gain Access - Easy Option | Responsive - Dwelling:Gain Access - Easy Option, unit of measure IT | Responsive-396008 | Y
M3NHFScheduleOfRatesCode | Responsive/Keysafe:Provide For Access | Responsive - Keysafe:Provide For Access, unit of measure NO | Responsive-396020 | Y | Y | Y
M3NHFScheduleOfRatesCode | Responsive/Eviction Attendance:No Lock Change | Responsive - Eviction Attendance:No Lock Change, unit of measure IT | Responsive-396501 | Y | Y | Y | Y
M3NHFScheduleOfRatesCode | Responsive/Eviction Attendance:Change Front Door Multipoint | Responsive - Eviction Attendance:Change Front Door Multipoint, unit of measure IT | Responsive-396503 | Y | Y | Y | Y
M3NHFScheduleOfRatesCode | Responsive/Eviction Attendance:Change Front Rear Door Multi | Responsive - Eviction Attendance:Change Front Rear Door Multi, unit of measure IT | Responsive-396505 | Y | Y | Y | Y
M3NHFScheduleOfRatesCode | Responsive/Eviction Attendance:Change Front Door Locks | Responsive - Eviction Attendance:Change Front Door Locks, unit of measure IT | Responsive-396507 | Y | Y | Y | Y
M3NHFScheduleOfRatesCode | Responsive/Eviction Attendance:Change Front Rear Door Locks | Responsive - Eviction Attendance:Change Front Rear Door Locks, unit of measure IT | Responsive-396509 | Y | Y | Y | Y
M3NHFScheduleOfRatesCode | Responsive/Opening:Board Up 12Mm Sterling Or Plywood On Frame | Responsive - Opening:Board Up 12Mm Sterling Or Plywood On Frame, unit of measure SM | Responsive-397000 | Y
M3NHFScheduleOfRatesCode | Responsive/Opening:Board Up With 12Mm Sterling Or Plywood | Responsive - Opening:Board Up With 12Mm Sterling Or Plywood, unit of measure NO | Responsive-397001 | Y | Y | Y | Y | Y
M3NHFScheduleOfRatesCode | Responsive/Garage:Board Up With 12Mm Sterling Or Plywood | Responsive - Garage:Board Up With 12Mm Sterling Or Plywood, unit of measure NO | Responsive-397002 | Y
M3NHFScheduleOfRatesCode | Responsive/Opening:Remove Boarding To Openings | Responsive - Opening:Remove Boarding To Openings, unit of measure NO | Responsive-397003 | Y | Y | Y | Y | Y
M3NHFScheduleOfRatesCode | Responsive/Garage:Remove Boarding To Openings | Responsive - Garage:Remove Boarding To Openings, unit of measure NO | Responsive-397004 | Y
M3NHFScheduleOfRatesCode | Responsive/Opening:Nail Up Window Or Door | Responsive - Opening:Nail Up Window Or Door, unit of measure NO | Responsive-397005 | Y | Y | Y | Y | Y
M3NHFScheduleOfRatesCode | Responsive/Opening:Remove Nails From Opening | Responsive - Opening:Remove Nails From Opening, unit of measure NO | Responsive-397007 | Y | Y | Y | Y | Y
M3NHFScheduleOfRatesCode | Responsive/Opening:Board Up With Galvanised Steel Sheeting | Responsive - Opening:Board Up With Galvanised Steel Sheeting, unit of measure SM | Responsive-397008 | Y
M3NHFScheduleOfRatesCode | Responsive/Openings:Security Full Screens First Week | Responsive - Openings:Security Full Screens First Week, unit of measure IT | Responsive-397021 | Y | Y | Y | Y | Y
M3NHFScheduleOfRatesCode | Responsive/Openings:Security Extra Window First Week | Responsive - Openings:Security Extra Window First Week, unit of measure NO | Responsive-397023 | Y | Y | Y | Y | Y
M3NHFScheduleOfRatesCode | Responsive/Openings:Security Extra Window Additional Hire | Responsive - Openings:Security Extra Window Additional Hire, unit of measure NO | Responsive-397024 | Y | Y | Y | Y | Y
M3NHFScheduleOfRatesCode | Responsive/Openings:Security Extra Door First Week | Responsive - Openings:Security Extra Door First Week, unit of measure NO | Responsive-397025 | Y | Y | Y | Y | Y
M3NHFScheduleOfRatesCode | Responsive/Openings:Security Extra Door Additional Hire | Responsive - Openings:Security Extra Door Additional Hire, unit of measure NO | Responsive-397026 | Y | Y | Y | Y | Y
M3NHFScheduleOfRatesCode | Responsive/Openings:Security Full Screens Additional Hire | Responsive - Openings:Security Full Screens Additional Hire, unit of measure NO | Responsive-397027 | Y | Y | Y | Y | Y
M3NHFScheduleOfRatesCode | Responsive/Openings:Security Partial Screens First Week | Responsive - Openings:Security Partial Screens First Week, unit of measure IT | Responsive-397029 | Y | Y | Y | Y | Y
M3NHFScheduleOfRatesCode | Responsive/Openings:Security Partial Additional Hire | Responsive - Openings:Security Partial Additional Hire, unit of measure NO | Responsive-397031 | Y | Y | Y | Y | Y
M3NHFScheduleOfRatesCode | Responsive/Openings:Security Individual First Week | Responsive - Openings:Security Individual First Week, unit of measure NO | Responsive-397033 | Y | Y | Y | Y | Y
M3NHFScheduleOfRatesCode | Responsive/Openings:Security Individual Additional Hire | Responsive - Openings:Security Individual Additional Hire, unit of measure NO | Responsive-397035 | Y | Y | Y | Y | Y
M3NHFScheduleOfRatesCode | Responsive/Client Inspection:External Joinery | Responsive - Client Inspection:External Joinery, unit of measure IT | Responsive-398001 | Y | Y | Y | Y | Y
M3NHFScheduleOfRatesCode | Responsive/Wall:Renew Apply 3Mm Skim Plaster In Patch | Responsive - Wall:Renew Apply 3Mm Skim Plaster In Patch, unit of measure IT | Responsive-411105 | Y | Y | Y | Y | Y
M3NHFScheduleOfRatesCode | Responsive/Wall:Renew Apply 3Mm Skim Coat Plaster | Responsive - Wall:Renew Apply 3Mm Skim Coat Plaster, unit of measure SM | Responsive-411107 | Y | Y | Y | Y | Y
M3NHFScheduleOfRatesCode | Responsive/Wall:Two Coats Dub Out In Patch | Responsive - Wall:Two Coats Dub Out In Patch, unit of measure IT | Responsive-411113 | Y | Y | Y | Y | Y
M3NHFScheduleOfRatesCode | Responsive/Wall:Two Coats Dub Out | Responsive - Wall:Two Coats Dub Out, unit of measure SM | Responsive-411115 | Y | Y | Y | Y | Y
M3NHFScheduleOfRatesCode | Responsive/Wall:Hack Replaster Two Coats Dub Out In Patch | Responsive - Wall:Hack Replaster Two Coats Dub Out In Patch, unit of measure IT | Responsive-411121 | Y | Y | Y | Y | Y
M3NHFScheduleOfRatesCode | Responsive/Wall:Hack Replaster Two Coats Dub Out | Responsive - Wall:Hack Replaster Two Coats Dub Out, unit of measure SM | Responsive-411123 | Y | Y | Y | Y | Y
M3NHFScheduleOfRatesCode | Responsive/Wall:Two Coats Bonding Wall In Patch | Responsive - Wall:Two Coats Bonding Wall In Patch, unit of measure IT | Responsive-411133 | Y | Y | Y | Y | Y
M3NHFScheduleOfRatesCode | Responsive/Wall:Two Coats Bonding Walls | Responsive - Wall:Two Coats Bonding Walls, unit of measure SM | Responsive-411135 | Y | Y | Y | Y | Y
M3NHFScheduleOfRatesCode | Responsive/Wall:Bonding Agent In Patch | Responsive - Wall:Bonding Agent In Patch, unit of measure IT | Responsive-411137 |  | Y | Y | Y | Y
M3NHFScheduleOfRatesCode | Responsive/Wall:Bonding Agent | Responsive - Wall:Bonding Agent, unit of measure SM | Responsive-411139 |  | Y | Y | Y | Y
M3NHFScheduleOfRatesCode | Responsive/Wall:Hack Off Replaster 1.0M Band | Responsive - Wall:Hack Off Replaster 1.0M Band, unit of measure SM | Responsive-411201 | Y | Y | Y | Y | Y
M3NHFScheduleOfRatesCode | Responsive/Wall:Hack Off Render And Skim 1.0M Band | Responsive - Wall:Hack Off Render And Skim 1.0M Band, unit of measure SM | Responsive-411203 | Y | Y | Y | Y | Y
M3NHFScheduleOfRatesCode | Responsive/Wall:Dub Out 25Mm Prior Replaster | Responsive - Wall:Dub Out 25Mm Prior Replaster, unit of measure SM | Responsive-411205 | Y | Y | Y | Y | Y
M3NHFScheduleOfRatesCode | Responsive/Wall:Hack Off And Apply Render | Responsive - Wall:Hack Off And Apply Render, unit of measure SM | Responsive-411207 | Y | Y | Y | Y | Y
M3NHFScheduleOfRatesCode | Responsive/Wall:Hack Off And Apply New Skim Coat | Responsive - Wall:Hack Off And Apply New Skim Coat, unit of measure SM | Responsive-411209 | Y | Y | Y | Y | Y
M3NHFScheduleOfRatesCode | Responsive/Wall:Fix Ne 12.5Mm Plasterboard Scrim Joints Patch | Responsive - Wall:Fix Ne 12.5Mm Plasterboard Scrim Joints Patch, unit of measure IT | Responsive-411309 | Y | Y | Y | Y | Y
M3NHFScheduleOfRatesCode | Responsive/Wall:Fix Ne 12.5Mm Plasterboard Scrim Joints | Responsive - Wall:Fix Ne 12.5Mm Plasterboard Scrim Joints, unit of measure SM | Responsive-411311 | Y | Y | Y | Y | Y
M3NHFScheduleOfRatesCode | Responsive/Wall:Fix Ne 12.5Mm Plasterboard 3Mm Skim In Patch | Responsive - Wall:Fix Ne 12.5Mm Plasterboard 3Mm Skim In Patch, unit of measure IT | Responsive-411313 | Y | Y | Y | Y | Y
M3NHFScheduleOfRatesCode | Responsive/Wall:Fix Ne 12.5Mm Plasterboard 3Mm Skim Coat | Responsive - Wall:Fix Ne 12.5Mm Plasterboard 3Mm Skim Coat, unit of measure SM | Responsive-411315 | Y | Y | Y | Y | Y
M3NHFScheduleOfRatesCode | Responsive/Wall:Fix Ne 12.5Mm Plasterboard Two Coat Finish | Responsive - Wall:Fix Ne 12.5Mm Plasterboard Two Coat Finish, unit of measure SM | Responsive-411316 | Y
M3NHFScheduleOfRatesCode | Responsive/Wall:Renew Ne 12.5Mm Plasterboard Skim Patch | Responsive - Wall:Renew Ne 12.5Mm Plasterboard Skim Patch, unit of measure IT | Responsive-411321 | Y | Y | Y | Y | Y
M3NHFScheduleOfRatesCode | Responsive/Wall:Renew Ne 12.5Mm Plasterboard 3Mm Skim | Responsive - Wall:Renew Ne 12.5Mm Plasterboard 3Mm Skim, unit of measure SM | Responsive-411323 | Y | Y | Y | Y | Y
M3NHFScheduleOfRatesCode | Responsive/Wall:Renew Double Plasterboard 3Mm Skim In Patch | Responsive - Wall:Renew Double Plasterboard 3Mm Skim In Patch, unit of measure IT | Responsive-411325 | Y | Y | Y | Y | Y
M3NHFScheduleOfRatesCode | Responsive/Wall:Renew Double Plasterboard 3Mm Skim Coat | Responsive - Wall:Renew Double Plasterboard 3Mm Skim Coat, unit of measure SM | Responsive-411327 | Y | Y | Y | Y | Y
M3NHFScheduleOfRatesCode | Responsive/Ceiling:Renew Apply Skim Coat In Patch | Responsive - Ceiling:Renew Apply Skim Coat In Patch, unit of measure IT | Responsive-413105 | Y | Y | Y | Y | Y
M3NHFScheduleOfRatesCode | Responsive/Ceiling:Renew Apply Skim Coat | Responsive - Ceiling:Renew Apply Skim Coat, unit of measure SM | Responsive-413107 | Y | Y | Y | Y | Y
M3NHFScheduleOfRatesCode | Responsive/Ceiling:Two Coats Bonding In Patch | Responsive - Ceiling:Two Coats Bonding In Patch, unit of measure IT | Responsive-413109 | Y | Y | Y | Y | Y
M3NHFScheduleOfRatesCode | Responsive/Ceiling:Two Coats Bonding | Responsive - Ceiling:Two Coats Bonding, unit of measure SM | Responsive-413111 | Y | Y | Y | Y | Y
M3NHFScheduleOfRatesCode | Responsive/Ceiling:Hack Renew Plaster In Patch | Responsive - Ceiling:Hack Renew Plaster In Patch, unit of measure IT | Responsive-413117 | Y | Y | Y | Y | Y
M3NHFScheduleOfRatesCode | Responsive/Ceiling:Hack Renew Plaster | Responsive - Ceiling:Hack Renew Plaster, unit of measure SM | Responsive-413119 | Y | Y | Y | Y | Y
M3NHFScheduleOfRatesCode | Responsive/Ceiling:Bonding Agent In Patch | Responsive - Ceiling:Bonding Agent In Patch, unit of measure IT | Responsive-413121 |  | Y | Y | Y | Y
M3NHFScheduleOfRatesCode | Responsive/Ceiling:Bonding Agent | Responsive - Ceiling:Bonding Agent, unit of measure SM | Responsive-413122 |  | Y | Y | Y | Y
M3NHFScheduleOfRatesCode | Responsive/Ceiling:Apply 5Mm Skim To Artex | Responsive - Ceiling:Apply 5Mm Skim To Artex, unit of measure SM | Responsive-413124 | Y | Y | Y
M3NHFScheduleOfRatesCode | Responsive/Ceiling:Fix Ne 12.5Mm Plasterboard 3Mm Skim Patch | Responsive - Ceiling:Fix Ne 12.5Mm Plasterboard 3Mm Skim Patch, unit of measure IT | Responsive-413305 | Y | Y | Y | Y | Y
M3NHFScheduleOfRatesCode | Responsive/Ceiling:Fix Ne 12.5Mm Plasterboard 3Mm Skim Coat | Responsive - Ceiling:Fix Ne 12.5Mm Plasterboard 3Mm Skim Coat, unit of measure SM | Responsive-413307 | Y | Y | Y | Y | Y
M3NHFScheduleOfRatesCode | Responsive/Ceiling:Fix Ne 12.5Mm Plasterboard Two Coat Finish | Responsive - Ceiling:Fix Ne 12.5Mm Plasterboard Two Coat Finish, unit of measure SM | Responsive-413308 | Y
M3NHFScheduleOfRatesCode | Responsive/Ceiling:Fix Double Ne 12.5Mm Plasterboard In Patch | Responsive - Ceiling:Fix Double Ne 12.5Mm Plasterboard In Patch, unit of measure IT | Responsive-413309 | Y | Y | Y | Y | Y
M3NHFScheduleOfRatesCode | Responsive/Ceiling:Fix Double Ne 12.5Mm Plasterboard 3Mm Skim | Responsive - Ceiling:Fix Double Ne 12.5Mm Plasterboard 3Mm Skim, unit of measure SM | Responsive-413311 | Y | Y | Y | Y | Y
M3NHFScheduleOfRatesCode | Responsive/Ceiling:Renew Ne 12.5Mm Plasterboard Skim In Patch | Responsive - Ceiling:Renew Ne 12.5Mm Plasterboard Skim In Patch, unit of measure IT | Responsive-413317 | Y | Y | Y | Y | Y
M3NHFScheduleOfRatesCode | Responsive/Ceiling:Renew Ne 12.5Mm Plasterboard 3Mm Skim Coat | Responsive - Ceiling:Renew Ne 12.5Mm Plasterboard 3Mm Skim Coat, unit of measure SM | Responsive-413319 | Y | Y | Y | Y | Y
M3NHFScheduleOfRatesCode | Responsive/Ceiling:Renew Double Plasterboard Skim In Patch | Responsive - Ceiling:Renew Double Plasterboard Skim In Patch, unit of measure IT | Responsive-413321 | Y | Y | Y | Y | Y
M3NHFScheduleOfRatesCode | Responsive/Ceiling:Renew Double Plasterboard 3Mm Skim Coat | Responsive - Ceiling:Renew Double Plasterboard 3Mm Skim Coat, unit of measure SM | Responsive-413323 | Y | Y | Y | Y | Y
M3NHFScheduleOfRatesCode | Responsive/Ceiling:Overlay Ne 12.5Mm Plasterboard 3Mm Skim | Responsive - Ceiling:Overlay Ne 12.5Mm Plasterboard 3Mm Skim, unit of measure SM | Responsive-413325 | Y | Y | Y | Y | Y
M3NHFScheduleOfRatesCode | Responsive/Ceiling:Remove Collapsed After Water Damage | Responsive - Ceiling:Remove Collapsed After Water Damage, unit of measure SM | Responsive-413327 | Y | Y | Y | Y
M3NHFScheduleOfRatesCode | Responsive/Ceiling:Take Down After Water Damage | Responsive - Ceiling:Take Down After Water Damage, unit of measure SM | Responsive-413329 | Y | Y | Y | Y
M3NHFScheduleOfRatesCode | Responsive/Plaster Repair:Repair Cracks Around Frame | Responsive - Plaster Repair:Repair Cracks Around Frame, unit of measure LM | Responsive-415001 | Y | Y | Y | Y | Y
M3NHFScheduleOfRatesCode | Responsive/Plaster Repair:Renew Reveal To Frame | Responsive - Plaster Repair:Renew Reveal To Frame, unit of measure LM | Responsive-415003 | Y | Y | Y | Y | Y
M3NHFScheduleOfRatesCode | Responsive/Plaster Repair:Repair Cracks Around Fitting | Responsive - Plaster Repair:Repair Cracks Around Fitting, unit of measure LM | Responsive-415005 | Y | Y | Y | Y | Y
M3NHFScheduleOfRatesCode | Responsive/Plaster Repair:Renew Plaster Band | Responsive - Plaster Repair:Renew Plaster Band, unit of measure LM | Responsive-415011 | Y | Y | Y | Y | Y
M3NHFScheduleOfRatesCode | Responsive/Plaster Repair:Repair Crack To Wall Or Ceiling | Responsive - Plaster Repair:Repair Crack To Wall Or Ceiling, unit of measure LM | Responsive-415013 | Y | Y | Y | Y | Y
M3NHFScheduleOfRatesCode | Responsive/Plaster Repair:Renew Metal Profile Bead | Responsive - Plaster Repair:Renew Metal Profile Bead, unit of measure LM | Responsive-415015 | Y | Y | Y | Y | Y
M3NHFScheduleOfRatesCode | Responsive/Plaster Repair:Make Good Around Pipe Etc | Responsive - Plaster Repair:Make Good Around Pipe Etc, unit of measure NO | Responsive-415017 | Y | Y | Y | Y | Y
M3NHFScheduleOfRatesCode | Responsive/Plaster Repair:Renew Plaster Vent | Responsive - Plaster Repair:Renew Plaster Vent, unit of measure NO | Responsive-415019 | Y | Y | Y | Y | Y
M3NHFScheduleOfRatesCode | Responsive/Wall:Remove Artex Finishes | Responsive - Wall:Remove Artex Finishes, unit of measure SM | Responsive-415021 | Y | Y | Y | Y | Y
M3NHFScheduleOfRatesCode | Responsive/Wall:Hack Off Render In Patch | Responsive - Wall:Hack Off Render In Patch, unit of measure IT | Responsive-421001 | Y | Y | Y | Y | Y
M3NHFScheduleOfRatesCode | Responsive/Wall:Hack Off Render | Responsive - Wall:Hack Off Render, unit of measure SM | Responsive-421003 | Y | Y | Y | Y | Y
M3NHFScheduleOfRatesCode | Responsive/Wall:Apply Smooth Render Dub Out In Patch | Responsive - Wall:Apply Smooth Render Dub Out In Patch, unit of measure IT | Responsive-421021 | Y | Y | Y | Y | Y
M3NHFScheduleOfRatesCode | Responsive/Wall:Apply Roughcast Render Dub Out In Patch | Responsive - Wall:Apply Roughcast Render Dub Out In Patch, unit of measure IT | Responsive-421022 | Y
M3NHFScheduleOfRatesCode | Responsive/Wall:Apply Smooth Render Dub Out | Responsive - Wall:Apply Smooth Render Dub Out, unit of measure SM | Responsive-421023 | Y | Y | Y | Y | Y
M3NHFScheduleOfRatesCode | Responsive/Wall:Apply Roughcast Render Dub Out | Responsive - Wall:Apply Roughcast Render Dub Out, unit of measure SM | Responsive-421024 | Y
M3NHFScheduleOfRatesCode | Responsive/Wall:Apply Wet Dash Render Dub Out In Patch | Responsive - Wall:Apply Wet Dash Render Dub Out In Patch, unit of measure IT | Responsive-421025 | Y | Y | Y | Y | Y
M3NHFScheduleOfRatesCode | Responsive/Wall:Apply Wet Dash Render Dub Out | Responsive - Wall:Apply Wet Dash Render Dub Out, unit of measure SM | Responsive-421027 | Y | Y | Y | Y | Y
M3NHFScheduleOfRatesCode | Responsive/Wall:Apply Dry Dash Render Dub Out In Patch | Responsive - Wall:Apply Dry Dash Render Dub Out In Patch, unit of measure IT | Responsive-421029 | Y | Y | Y | Y | Y
M3NHFScheduleOfRatesCode | Responsive/Wall:Apply Dry Dash Render Dub Out | Responsive - Wall:Apply Dry Dash Render Dub Out, unit of measure SM | Responsive-421031 | Y | Y | Y | Y | Y
M3NHFScheduleOfRatesCode | Responsive/Wall:Apply Decorative Render Dub In Patch | Responsive - Wall:Apply Decorative Render Dub In Patch, unit of measure IT | Responsive-421033 | Y | Y | Y | Y | Y
M3NHFScheduleOfRatesCode | Responsive/Wall:Apply Decorative Render Dub | Responsive - Wall:Apply Decorative Render Dub, unit of measure SM | Responsive-421035 | Y | Y | Y | Y | Y
M3NHFScheduleOfRatesCode | Responsive/Render Repairs:Repair Crack | Responsive - Render Repairs:Repair Crack, unit of measure LM | Responsive-423001 | Y | Y | Y | Y | Y
M3NHFScheduleOfRatesCode | Responsive/Render Repairs:Repair Crack Around Frame | Responsive - Render Repairs:Repair Crack Around Frame, unit of measure LM | Responsive-423003 | Y | Y | Y | Y | Y
M3NHFScheduleOfRatesCode | Responsive/Render Repairs:Renew Reveal To Frame | Responsive - Render Repairs:Renew Reveal To Frame, unit of measure LM | Responsive-423005 | Y | Y | Y | Y | Y
M3NHFScheduleOfRatesCode | Responsive/Render Repairs:Renew Bellcast Feature | Responsive - Render Repairs:Renew Bellcast Feature, unit of measure LM | Responsive-423007 | Y | Y | Y | Y | Y
M3NHFScheduleOfRatesCode | Responsive/Dwelling Repair:Make Good Around Pipe Etc | Responsive - Dwelling Repair:Make Good Around Pipe Etc, unit of measure IT | Responsive-423009 | Y
M3NHFScheduleOfRatesCode | Responsive/Ceiling:Apply Artex Type Finish | Responsive - Ceiling:Apply Artex Type Finish, unit of measure SM | Responsive-425001 | Y | Y | Y | Y | Y
M3NHFScheduleOfRatesCode | Responsive/Ceiling:Apply Artex Type Finish In Patch | Responsive - Ceiling:Apply Artex Type Finish In Patch, unit of measure IT | Responsive-425002 | Y | Y | Y | Y | Y
M3NHFScheduleOfRatesCode | Responsive/Ceiling:Remove Artex Finish | Responsive - Ceiling:Remove Artex Finish, unit of measure SM | Responsive-425003 | Y | Y | Y | Y | Y
M3NHFScheduleOfRatesCode | Responsive/Test:Sample Of Artex | Responsive - Test:Sample Of Artex, unit of measure IT | Responsive-425005 | Y | Y | Y | Y | Y
M3NHFScheduleOfRatesCode | Responsive/Wall:Dry Line Ne 12.5Mm Plasterboard Pads And Dabs | Responsive - Wall:Dry Line Ne 12.5Mm Plasterboard Pads And Dabs, unit of measure SM | Responsive-427003 | Y | Y | Y | Y | Y
M3NHFScheduleOfRatesCode | Responsive/Wall:Dry Line Ne 12.5Mm Plasterboard Skim | Responsive - Wall:Dry Line Ne 12.5Mm Plasterboard Skim, unit of measure SM | Responsive-427004 | Y
M3NHFScheduleOfRatesCode | Responsive/Ceiling:Dry Line 12.5Mm Thermalboard | Responsive - Ceiling:Dry Line 12.5Mm Thermalboard, unit of measure SM | Responsive-427005 | Y | Y | Y | Y | Y
M3NHFScheduleOfRatesCode | Responsive/Ceiling:Dry Line 25Mm Thermalboard | Responsive - Ceiling:Dry Line 25Mm Thermalboard, unit of measure SM | Responsive-427007 | Y | Y | Y | Y | Y
M3NHFScheduleOfRatesCode | Responsive/Wall:Dry Line 25Mm Thermalboard | Responsive - Wall:Dry Line 25Mm Thermalboard, unit of measure SM | Responsive-427009 | Y | Y | Y | Y | Y
M3NHFScheduleOfRatesCode | Responsive/Wall:Dry Line 45Mm Thermalboard | Responsive - Wall:Dry Line 45Mm Thermalboard, unit of measure SM | Responsive-427011 | Y | Y | Y | Y | Y
M3NHFScheduleOfRatesCode | Responsive/Coving:Fix Plaster Coving | Responsive - Coving:Fix Plaster Coving, unit of measure LM | Responsive-429001 | Y | Y | Y | Y | Y
M3NHFScheduleOfRatesCode | Responsive/Coving:Refix Plaster Coving | Responsive - Coving:Refix Plaster Coving, unit of measure LM | Responsive-429003 | Y | Y | Y | Y | Y
M3NHFScheduleOfRatesCode | Responsive/Wall Tiles:Hack Off And Make Good | Responsive - Wall Tiles:Hack Off And Make Good, unit of measure SM | Responsive-431003 | Y | Y | Y | Y | Y
M3NHFScheduleOfRatesCode | Responsive/Wall Tiles:Renew Or Fix Individual New Glazed Tile | Responsive - Wall Tiles:Renew Or Fix Individual New Glazed Tile, unit of measure NO | Responsive-431005 | Y | Y | Y | Y | Y
M3NHFScheduleOfRatesCode | Responsive/Wall Tiles:Renew Or Fix New Glazed Tiles | Responsive - Wall Tiles:Renew Or Fix New Glazed Tiles, unit of measure SM | Responsive-431007 | Y | Y | Y | Y | Y
M3NHFScheduleOfRatesCode | Responsive/Wall Tiles:Renew To Cill | Responsive - Wall Tiles:Renew To Cill, unit of measure LM | Responsive-431011 |  | Y | Y | Y | Y
M3NHFScheduleOfRatesCode | Responsive/Wall Tiles:New Splashback To Basin | Responsive - Wall Tiles:New Splashback To Basin, unit of measure IT | Responsive-431013 |  | Y | Y | Y | Y
M3NHFScheduleOfRatesCode | Responsive/Wall Tiles:New Splashback To Bath | Responsive - Wall Tiles:New Splashback To Bath, unit of measure LM | Responsive-431015 |  | Y | Y | Y | Y
M3NHFScheduleOfRatesCode | Responsive/Wall Tiles:New Splashback To Sink | Responsive - Wall Tiles:New Splashback To Sink, unit of measure LM | Responsive-431017 |  | Y | Y | Y | Y
M3NHFScheduleOfRatesCode | Responsive/Wall Tiles:New Reveals Ne 150Mm Wide | Responsive - Wall Tiles:New Reveals Ne 150Mm Wide, unit of measure LM | Responsive-431019 |  | Y | Y | Y | Y
M3NHFScheduleOfRatesCode | Responsive/Wall Tiles:Remove And Refix Per Tile | Responsive - Wall Tiles:Remove And Refix Per Tile, unit of measure NO | Responsive-431021 | Y | Y | Y | Y | Y
M3NHFScheduleOfRatesCode | Responsive/Wall Tiles:Remove And Refix | Responsive - Wall Tiles:Remove And Refix, unit of measure SM | Responsive-431023 | Y | Y | Y | Y | Y
M3NHFScheduleOfRatesCode | Responsive/Wall Tiles:Rake Out And Regrout | Responsive - Wall Tiles:Rake Out And Regrout, unit of measure SM | Responsive-431025 | Y | Y | Y | Y | Y
M3NHFScheduleOfRatesCode | Responsive/Wall Tiles:New Glazed Tiles To Kitchen | Responsive - Wall Tiles:New Glazed Tiles To Kitchen, unit of measure SM | Responsive-431041 | Y | Y | Y | Y | Y
M3NHFScheduleOfRatesCode | Responsive/Wall Tiles:New Glazed Tiles To Bathroom | Responsive - Wall Tiles:New Glazed Tiles To Bathroom, unit of measure SM | Responsive-431043 | Y | Y | Y | Y | Y
M3NHFScheduleOfRatesCode | Responsive/Screed:Hack Up Screed In Patch | Responsive - Screed:Hack Up Screed In Patch, unit of measure IT | Responsive-431301 | Y | Y | Y | Y | Y
M3NHFScheduleOfRatesCode | Responsive/Screed:Hack Up Screed | Responsive - Screed:Hack Up Screed, unit of measure SM | Responsive-431303 | Y | Y | Y | Y | Y
M3NHFScheduleOfRatesCode | Responsive/Screed:Repair Crack In Floor | Responsive - Screed:Repair Crack In Floor, unit of measure LM | Responsive-431305 | Y | Y | Y | Y | Y
M3NHFScheduleOfRatesCode | Responsive/Screed:Lay 40Mm Thick In Patch | Responsive - Screed:Lay 40Mm Thick In Patch, unit of measure IT | Responsive-431307 | Y | Y | Y | Y | Y
M3NHFScheduleOfRatesCode | Responsive/Screed:Lay 40Mm Thick Screed | Responsive - Screed:Lay 40Mm Thick Screed, unit of measure SM | Responsive-431309 | Y | Y | Y | Y | Y
M3NHFScheduleOfRatesCode | Responsive/Screed:Overlay With Concrete Ne 65Mm | Responsive - Screed:Overlay With Concrete Ne 65Mm, unit of measure SM | Responsive-431311 | Y | Y | Y | Y | Y
M3NHFScheduleOfRatesCode | Responsive/Screed:Provide Polystyrene Insulation | Responsive - Screed:Provide Polystyrene Insulation, unit of measure SM | Responsive-431312 | Y
M3NHFScheduleOfRatesCode | Responsive/Screed:Latex Self Level | Responsive - Screed:Latex Self Level, unit of measure SM | Responsive-431315 | Y | Y | Y | Y | Y
M3NHFScheduleOfRatesCode | Responsive/Floor Tiles:Renew Quarry Tile In Patch | Responsive - Floor Tiles:Renew Quarry Tile In Patch, unit of measure IT | Responsive-431501 | Y | Y | Y | Y | Y
M3NHFScheduleOfRatesCode | Responsive/Floor Tiles:Renew Quarry Tiles | Responsive - Floor Tiles:Renew Quarry Tiles, unit of measure SM | Responsive-431503 | Y | Y | Y | Y | Y
M3NHFScheduleOfRatesCode | Responsive/Floor Tiles:New Quarry Tile In Patch | Responsive - Floor Tiles:New Quarry Tile In Patch, unit of measure IT | Responsive-431505 | Y | Y | Y | Y | Y
M3NHFScheduleOfRatesCode | Responsive/Floor Tiles:New Quarry Tiles | Responsive - Floor Tiles:New Quarry Tiles, unit of measure SM | Responsive-431507 | Y | Y | Y | Y | Y
M3NHFScheduleOfRatesCode | Responsive/Floor Tiles:Rebed Quarry Per Tile | Responsive - Floor Tiles:Rebed Quarry Per Tile, unit of measure NO | Responsive-431509 | Y | Y | Y | Y | Y
M3NHFScheduleOfRatesCode | Responsive/Floor Tiles:Rebed Quarry Tiles | Responsive - Floor Tiles:Rebed Quarry Tiles, unit of measure SM | Responsive-431511 | Y | Y | Y | Y | Y
M3NHFScheduleOfRatesCode | Responsive/Floor Tiles:Renew Quarry Per Tile | Responsive - Floor Tiles:Renew Quarry Per Tile, unit of measure NO | Responsive-431513 | Y | Y | Y | Y | Y
M3NHFScheduleOfRatesCode | Responsive/Tile Skirting:Renew Individual Quarry Tile | Responsive - Tile Skirting:Renew Individual Quarry Tile, unit of measure NO | Responsive-431701 | Y | Y | Y | Y | Y
M3NHFScheduleOfRatesCode | Responsive/Tile Skirting:Renew Quarry Tiles | Responsive - Tile Skirting:Renew Quarry Tiles, unit of measure LM | Responsive-431703 | Y | Y | Y | Y | Y
M3NHFScheduleOfRatesCode | Responsive/Tile Skirting:Lay New Individual Quarry Tile | Responsive - Tile Skirting:Lay New Individual Quarry Tile, unit of measure NO | Responsive-431705 | Y | Y | Y | Y | Y
M3NHFScheduleOfRatesCode | Responsive/Tile Skirting:Lay New Quarry Tiles | Responsive - Tile Skirting:Lay New Quarry Tiles, unit of measure LM | Responsive-431707 | Y | Y | Y | Y | Y
M3NHFScheduleOfRatesCode | Responsive/Tile Skirting:Rebed Individual Quarry Tile | Responsive - Tile Skirting:Rebed Individual Quarry Tile, unit of measure NO | Responsive-431709 | Y | Y | Y | Y | Y
M3NHFScheduleOfRatesCode | Responsive/Tile Skirting:Rebed Quarry Tiles | Responsive - Tile Skirting:Rebed Quarry Tiles, unit of measure LM | Responsive-431711 | Y | Y | Y | Y | Y
M3NHFScheduleOfRatesCode | Responsive/Tile Skirting:Remove Quarry Tiles | Responsive - Tile Skirting:Remove Quarry Tiles, unit of measure LM | Responsive-431713 | Y
M3NHFScheduleOfRatesCode | Responsive/Floor Tiles:Renew Ceramic Tiles In Patch | Responsive - Floor Tiles:Renew Ceramic Tiles In Patch, unit of measure IT | Responsive-431901 | Y | Y | Y | Y | Y
M3NHFScheduleOfRatesCode | Responsive/Floor Tiles:Renew Ceramic Tiles | Responsive - Floor Tiles:Renew Ceramic Tiles, unit of measure SM | Responsive-431903 | Y | Y | Y | Y | Y
M3NHFScheduleOfRatesCode | Responsive/Floor Tiles:New Ceramic Tiles In Patch | Responsive - Floor Tiles:New Ceramic Tiles In Patch, unit of measure IT | Responsive-431905 | Y | Y | Y | Y | Y
M3NHFScheduleOfRatesCode | Responsive/Floor Tiles:New Ceramic Tiles | Responsive - Floor Tiles:New Ceramic Tiles, unit of measure SM | Responsive-431907 | Y | Y | Y | Y | Y
M3NHFScheduleOfRatesCode | Responsive/Floor Tiles:Rebed Ceramic Tiles In Patch | Responsive - Floor Tiles:Rebed Ceramic Tiles In Patch, unit of measure NO | Responsive-431909 | Y | Y | Y | Y | Y
M3NHFScheduleOfRatesCode | Responsive/Floor Tiles:Rebed Ceramic Tiles | Responsive - Floor Tiles:Rebed Ceramic Tiles, unit of measure SM | Responsive-431911 | Y | Y | Y | Y | Y
M3NHFScheduleOfRatesCode | Responsive/Floor Tiles:Renew Non-Slip Ceramic Tiles In Patch | Responsive - Floor Tiles:Renew Non-Slip Ceramic Tiles In Patch, unit of measure IT | Responsive-432001 | Y
M3NHFScheduleOfRatesCode | Responsive/Floor Tiles:Renew Non-Slip Ceramic Tiles | Responsive - Floor Tiles:Renew Non-Slip Ceramic Tiles, unit of measure SM | Responsive-432003 | Y
M3NHFScheduleOfRatesCode | Responsive/Floor Tiles:New Non-Slip Ceramic Tiles In Patch | Responsive - Floor Tiles:New Non-Slip Ceramic Tiles In Patch, unit of measure IT | Responsive-432005 | Y
M3NHFScheduleOfRatesCode | Responsive/Floor Tiles:New Non-Slip Ceramic Tiles | Responsive - Floor Tiles:New Non-Slip Ceramic Tiles, unit of measure SM | Responsive-432007 | Y
M3NHFScheduleOfRatesCode | Responsive/Floor Tiles:Rebed Non-Slip Ceramic Patch-Per Tile | Responsive - Floor Tiles:Rebed Non-Slip Ceramic Patch-Per Tile, unit of measure NO | Responsive-432009 | Y
M3NHFScheduleOfRatesCode | Responsive/Floor Tiles:Rebed Non-Slip Ceramic Tiles | Responsive - Floor Tiles:Rebed Non-Slip Ceramic Tiles, unit of measure SM | Responsive-432011 | Y
M3NHFScheduleOfRatesCode | Responsive/Tile Skirting:Renew Individual Ceramic Tile | Responsive - Tile Skirting:Renew Individual Ceramic Tile, unit of measure NO | Responsive-432101 | Y | Y | Y | Y | Y
M3NHFScheduleOfRatesCode | Responsive/Tile Skirting:Renew Ceramic Tiles | Responsive - Tile Skirting:Renew Ceramic Tiles, unit of measure LM | Responsive-432103 | Y | Y | Y | Y | Y
M3NHFScheduleOfRatesCode | Responsive/Tile Skirting:Lay New Individual Ceramic Tile | Responsive - Tile Skirting:Lay New Individual Ceramic Tile, unit of measure NO | Responsive-432105 | Y | Y | Y | Y | Y
M3NHFScheduleOfRatesCode | Responsive/Tile Skirting:Lay New Ceramic Tiles | Responsive - Tile Skirting:Lay New Ceramic Tiles, unit of measure LM | Responsive-432107 | Y | Y | Y | Y | Y
M3NHFScheduleOfRatesCode | Responsive/Tile Skirting:Rebed Single Ceramic Tile - Per Tile | Responsive - Tile Skirting:Rebed Single Ceramic Tile - Per Tile, unit of measure NO | Responsive-432109 | Y | Y | Y | Y | Y
M3NHFScheduleOfRatesCode | Responsive/Tile Skirting:Rebed Ceramic Tiles | Responsive - Tile Skirting:Rebed Ceramic Tiles, unit of measure LM | Responsive-432111 | Y | Y | Y | Y | Y
M3NHFScheduleOfRatesCode | Responsive/Floor Tiles:Rake Out And Regrout | Responsive - Floor Tiles:Rake Out And Regrout, unit of measure SM | Responsive-432201 | Y
M3NHFScheduleOfRatesCode | Responsive/Floor Tiles:Hack Up Single Vinyl Tile Per Tile | Responsive - Floor Tiles:Hack Up Single Vinyl Tile Per Tile, unit of measure NO | Responsive-432301 | Y | Y | Y | Y | Y
M3NHFScheduleOfRatesCode | Responsive/Floor Tiles:Hack Up Vinyl Tiles | Responsive - Floor Tiles:Hack Up Vinyl Tiles, unit of measure SM | Responsive-432303 | Y | Y | Y | Y | Y
M3NHFScheduleOfRatesCode | Responsive/Floor Tiles:Renew Individual Vinyl Tile Per Tile | Responsive - Floor Tiles:Renew Individual Vinyl Tile Per Tile, unit of measure NO | Responsive-432305 | Y | Y | Y | Y | Y
M3NHFScheduleOfRatesCode | Responsive/Floor Tiles:Renew Vinyl Tiles | Responsive - Floor Tiles:Renew Vinyl Tiles, unit of measure SM | Responsive-432307 | Y | Y | Y | Y | Y
M3NHFScheduleOfRatesCode | Responsive/Floor Tiles:Renew Vinyl Tiles And Sub-Base | Responsive - Floor Tiles:Renew Vinyl Tiles And Sub-Base, unit of measure SM | Responsive-432309 | Y | Y | Y | Y | Y
M3NHFScheduleOfRatesCode | Responsive/Floor Tiles:Lay New Individual Vinyl Tile Per Tile | Responsive - Floor Tiles:Lay New Individual Vinyl Tile Per Tile, unit of measure NO | Responsive-432311 | Y | Y | Y | Y | Y
M3NHFScheduleOfRatesCode | Responsive/Floor Tiles:Lay New Vinyl Tiles | Responsive - Floor Tiles:Lay New Vinyl Tiles, unit of measure SM | Responsive-432313 | Y | Y | Y | Y | Y
M3NHFScheduleOfRatesCode | Responsive/Floor Tiles:Lay New Vinyl Tiles And Sub-Base | Responsive - Floor Tiles:Lay New Vinyl Tiles And Sub-Base, unit of measure SM | Responsive-432314 | Y | Y | Y | Y | Y
M3NHFScheduleOfRatesCode | Responsive/Floor Tiles:Refix Individual Vinyl Tile | Responsive - Floor Tiles:Refix Individual Vinyl Tile, unit of measure NO | Responsive-432315 | Y | Y | Y | Y | Y
M3NHFScheduleOfRatesCode | Responsive/Floor Tiles:Refix Vinyl Tiles | Responsive - Floor Tiles:Refix Vinyl Tiles, unit of measure SM | Responsive-432317 | Y | Y | Y | Y | Y
M3NHFScheduleOfRatesCode | Responsive/Sheet Flooring:Hack Up Vinyl Tiles | Responsive - Sheet Flooring:Hack Up Vinyl Tiles, unit of measure SM | Responsive-432500 | Y
M3NHFScheduleOfRatesCode | Responsive/Sheet Flooring:Renew Vinyl | Responsive - Sheet Flooring:Renew Vinyl, unit of measure SM | Responsive-432501 | Y | Y | Y | Y | Y
M3NHFScheduleOfRatesCode | Responsive/Sheet Flooring:Renew Vinyl And Sub-Base | Responsive - Sheet Flooring:Renew Vinyl And Sub-Base, unit of measure SM | Responsive-432503 | Y | Y | Y | Y | Y
M3NHFScheduleOfRatesCode | Responsive/Sheet Flooring:Lay New Vinyl | Responsive - Sheet Flooring:Lay New Vinyl, unit of measure SM | Responsive-432505 | Y | Y | Y | Y | Y
M3NHFScheduleOfRatesCode | Responsive/Sheet Flooring:Lay New Vinyl And Sub-Base | Responsive - Sheet Flooring:Lay New Vinyl And Sub-Base, unit of measure SM | Responsive-432507 | Y | Y | Y | Y | Y
M3NHFScheduleOfRatesCode | Responsive/Sheet Flooring:Refix Flooring | Responsive - Sheet Flooring:Refix Flooring, unit of measure SM | Responsive-432509 | Y | Y | Y | Y | Y
M3NHFScheduleOfRatesCode | Responsive/Sheet Flooring:Renew Polysafe | Responsive - Sheet Flooring:Renew Polysafe, unit of measure SM | Responsive-432601 | Y | Y | Y | Y | Y
M3NHFScheduleOfRatesCode | Responsive/Sheet Flooring:Renew Polysafe And Sub-Base | Responsive - Sheet Flooring:Renew Polysafe And Sub-Base, unit of measure SM | Responsive-432603 | Y | Y | Y | Y | Y
M3NHFScheduleOfRatesCode | Responsive/Sheet Flooring:Renew Non-Slip And Sub-Base | Responsive - Sheet Flooring:Renew Non-Slip And Sub-Base, unit of measure SM | Responsive-432604 | Y | Y | Y | Y | Y
M3NHFScheduleOfRatesCode | Responsive/Sheet Flooring:Lay New Polysafe | Responsive - Sheet Flooring:Lay New Polysafe, unit of measure SM | Responsive-432605 | Y | Y | Y | Y | Y
M3NHFScheduleOfRatesCode | Responsive/Sheet Flooring:Lay New Proprietary And Sub-Base | Responsive - Sheet Flooring:Lay New Proprietary And Sub-Base, unit of measure SM | Responsive-432607 | Y | Y | Y | Y | Y
M3NHFScheduleOfRatesCode | Responsive/Sheet Flooring:Lay New Non-Slip And Sub-Base | Responsive - Sheet Flooring:Lay New Non-Slip And Sub-Base, unit of measure SM | Responsive-432608 | Y | Y | Y | Y | Y
M3NHFScheduleOfRatesCode | Responsive/Sheet Flooring:Renew Proprietary To Staircase | Responsive - Sheet Flooring:Renew Proprietary To Staircase, unit of measure SM | Responsive-432609 | Y | Y | Y | Y | Y
M3NHFScheduleOfRatesCode | Responsive/Sheet Flooring:Lay New Proprietary To Staircase | Responsive - Sheet Flooring:Lay New Proprietary To Staircase, unit of measure SM | Responsive-432611 | Y | Y | Y | Y | Y
M3NHFScheduleOfRatesCode | Responsive/Sheet Flooring:Lay New Non-Slip | Responsive - Sheet Flooring:Lay New Non-Slip, unit of measure SM | Responsive-432613 | Y | Y | Y | Y | Y
M3NHFScheduleOfRatesCode | Responsive/Sheet Flooring:Lay New Non-Slip To Staircase | Responsive - Sheet Flooring:Lay New Non-Slip To Staircase, unit of measure SM | Responsive-432615 | Y | Y | Y | Y | Y
M3NHFScheduleOfRatesCode | Responsive/Sheet Flooring:Refix Proprietary | Responsive - Sheet Flooring:Refix Proprietary, unit of measure SM | Responsive-432617 | Y | Y | Y | Y | Y
M3NHFScheduleOfRatesCode | Responsive/Skirting:Renew Vinyl Etc Ne 1.0Lm | Responsive - Skirting:Renew Vinyl Etc Ne 1.0Lm, unit of measure IT | Responsive-432701 | Y | Y | Y | Y | Y
M3NHFScheduleOfRatesCode | Responsive/Skirting:Renew Vinyl Etc Over 1.0M | Responsive - Skirting:Renew Vinyl Etc Over 1.0M, unit of measure LM | Responsive-432703 | Y | Y | Y | Y | Y
M3NHFScheduleOfRatesCode | Responsive/Skirting:Refix Vinyl Etc Ne 1.0Lm | Responsive - Skirting:Refix Vinyl Etc Ne 1.0Lm, unit of measure IT | Responsive-432705 | Y | Y | Y | Y | Y
M3NHFScheduleOfRatesCode | Responsive/Skirting:Refix Vinyl Etc Over 1.0M | Responsive - Skirting:Refix Vinyl Etc Over 1.0M, unit of measure LM | Responsive-432707 | Y | Y | Y | Y | Y
M3NHFScheduleOfRatesCode | Responsive/Carpet:Renew To Communal Areas | Responsive - Carpet:Renew To Communal Areas, unit of measure SM | Responsive-432801 | Y | Y | Y | Y | Y
M3NHFScheduleOfRatesCode | Responsive/Carpet:Renew To Communal Areas Underlay | Responsive - Carpet:Renew To Communal Areas Underlay, unit of measure SM | Responsive-432803 | Y | Y | Y | Y | Y
M3NHFScheduleOfRatesCode | Responsive/Carpet:Renew To Domestic Areas | Responsive - Carpet:Renew To Domestic Areas, unit of measure SM | Responsive-432805 | Y | Y | Y | Y | Y
M3NHFScheduleOfRatesCode | Responsive/Nosing:Renew Alloy Nosing To Step | Responsive - Nosing:Renew Alloy Nosing To Step, unit of measure NO | Responsive-432901 | Y | Y | Y | Y | Y
M3NHFScheduleOfRatesCode | Responsive/Nosing:Supply And Fix Nosing To Step | Responsive - Nosing:Supply And Fix Nosing To Step, unit of measure NO | Responsive-432903 | Y | Y | Y | Y | Y
M3NHFScheduleOfRatesCode | Responsive/Nosing:Refix To Step | Responsive - Nosing:Refix To Step, unit of measure NO | Responsive-432905 | Y | Y | Y | Y | Y
M3NHFScheduleOfRatesCode | Responsive/Nosing:Renew Pvcu Nosing To Step | Responsive - Nosing:Renew Pvcu Nosing To Step, unit of measure NO | Responsive-432907 | Y
M3NHFScheduleOfRatesCode | Responsive/Sealant To Perimeter:Renew To Flooring | Responsive - Sealant To Perimeter:Renew To Flooring, unit of measure LM | Responsive-433001 | Y
M3NHFScheduleOfRatesCode | Responsive/Gutter:Clean Out Prior To Decoration | Responsive - Gutter:Clean Out Prior To Decoration, unit of measure LM | Responsive-435021 | Y | Y | Y | Y | Y
M3NHFScheduleOfRatesCode | Responsive/Surface:Strip Back Surfaces Over 300Mm | Responsive - Surface:Strip Back Surfaces Over 300Mm, unit of measure SM | Responsive-435101 | Y | Y | Y | Y | Y
M3NHFScheduleOfRatesCode | Responsive/Surface:Strip Back Surfaces Ne 300Mm | Responsive - Surface:Strip Back Surfaces Ne 300Mm, unit of measure LM | Responsive-435103 | Y | Y | Y | Y | Y
M3NHFScheduleOfRatesCode | Responsive/Surface:Strip Back Windows | Responsive - Surface:Strip Back Windows, unit of measure SM | Responsive-435113 | Y | Y | Y | Y | Y
M3NHFScheduleOfRatesCode | Responsive/Sealer:Apply One Coat To Walls And Ceilings | Responsive - Sealer:Apply One Coat To Walls And Ceilings, unit of measure SM | Responsive-435119 | Y | Y | Y | Y | Y
M3NHFScheduleOfRatesCode | Responsive/Stain Block:Apply One Coat | Responsive - Stain Block:Apply One Coat, unit of measure SM | Responsive-435121 | Y | Y | Y | Y | Y
M3NHFScheduleOfRatesCode | Responsive/Walls:Brush And Wash Down | Responsive - Walls:Brush And Wash Down, unit of measure SM | Responsive-435301 | Y | Y | Y | Y | Y
M3NHFScheduleOfRatesCode | Responsive/Surfaces:Remove Graffiti Rinse Dry | Responsive - Surfaces:Remove Graffiti Rinse Dry, unit of measure SM | Responsive-435501 | Y | Y | Y | Y | Y
M3NHFScheduleOfRatesCode | Responsive/Surfaces:Apply Anti-Graffitti Paint | Responsive - Surfaces:Apply Anti-Graffitti Paint, unit of measure SM | Responsive-435511 | Y | Y | Y | Y | Y
M3NHFScheduleOfRatesCode | Responsive/Soffit:Wash Apply 2 Coats Smooth Masonry Paint | Responsive - Soffit:Wash Apply 2 Coats Smooth Masonry Paint, unit of measure SM | Responsive-436051 | Y | Y | Y | Y | Y
M3NHFScheduleOfRatesCode | Responsive/Soffit:Wash Apply Sealer 2 Coats Masonry Paint | Responsive - Soffit:Wash Apply Sealer 2 Coats Masonry Paint, unit of measure SM | Responsive-436053 | Y | Y | Y | Y | Y
M3NHFScheduleOfRatesCode | Responsive/Walls:Wash Apply 2 Coats Masonry Paint | Responsive - Walls:Wash Apply 2 Coats Masonry Paint, unit of measure SM | Responsive-436061 | Y | Y | Y | Y | Y
M3NHFScheduleOfRatesCode | Responsive/Walls:Wash Apply Sealer 2 Coats Masonry Paint | Responsive - Walls:Wash Apply Sealer 2 Coats Masonry Paint, unit of measure SM | Responsive-436063 | Y | Y | Y | Y | Y
M3NHFScheduleOfRatesCode | Responsive/Walls:Apply 2 Coats Masonry Paint | Responsive - Walls:Apply 2 Coats Masonry Paint, unit of measure SM | Responsive-436071 | Y | Y | Y | Y | Y
M3NHFScheduleOfRatesCode | Responsive/Walls:Apply 2 Coats Masonry Paint - Brick | Responsive - Walls:Apply 2 Coats Masonry Paint - Brick, unit of measure SM | Responsive-436072 | Y | Y | Y | Y | Y
M3NHFScheduleOfRatesCode | Responsive/Walls:Wash Apply 2 Coats Masonry Paint - Render | Responsive - Walls:Wash Apply 2 Coats Masonry Paint - Render, unit of measure SM | Responsive-436073 | Y | Y | Y | Y | Y
M3NHFScheduleOfRatesCode | Responsive/Walls:Wash Apply 2 Coats Masonry Paint - Brick | Responsive - Walls:Wash Apply 2 Coats Masonry Paint - Brick, unit of measure SM | Responsive-436074 | Y | Y | Y | Y | Y
M3NHFScheduleOfRatesCode | Responsive/Walls:Apply Sealer 2 Coats Masonry - Render | Responsive - Walls:Apply Sealer 2 Coats Masonry - Render, unit of measure SM | Responsive-436081 | Y | Y | Y | Y | Y
M3NHFScheduleOfRatesCode | Responsive/Walls:Apply Sealer 2 Coats Masonry - Brick | Responsive - Walls:Apply Sealer 2 Coats Masonry - Brick, unit of measure SM | Responsive-436082 | Y | Y | Y | Y | Y
M3NHFScheduleOfRatesCode | Responsive/Walls:Wash Apply Sealer 2 Coats Masonry - Render | Responsive - Walls:Wash Apply Sealer 2 Coats Masonry - Render, unit of measure SM | Responsive-436083 | Y | Y | Y | Y | Y
M3NHFScheduleOfRatesCode | Responsive/Walls:Wash Apply Sealer 2 Coats Masonry - Brick | Responsive - Walls:Wash Apply Sealer 2 Coats Masonry - Brick, unit of measure SM | Responsive-436084 | Y | Y | Y | Y | Y
M3NHFScheduleOfRatesCode | Responsive/Walls:Apply 2 Coats External Masonry W/Proofer | Responsive - Walls:Apply 2 Coats External Masonry W/Proofer, unit of measure SM | Responsive-436102 | Y
M3NHFScheduleOfRatesCode | Responsive/Walls:Sealer - 2 Coats External Masonry W/Proofer | Responsive - Walls:Sealer - 2 Coats External Masonry W/Proofer, unit of measure SM | Responsive-436104 | Y
M3NHFScheduleOfRatesCode | Responsive/Walls:Brush Apply Waterproofing Render | Responsive - Walls:Brush Apply Waterproofing Render, unit of measure SM | Responsive-436152 | Y
M3NHFScheduleOfRatesCode | Responsive/Walls:Brush Apply Waterproofing Brick | Responsive - Walls:Brush Apply Waterproofing Brick, unit of measure SM | Responsive-436154 | Y
M3NHFScheduleOfRatesCode | Responsive/Garage Door:Prepare Prime Paint 2 Gloss | Responsive - Garage Door:Prepare Prime Paint 2 Gloss, unit of measure IT | Responsive-436201 | Y | Y | Y | Y | Y
M3NHFScheduleOfRatesCode | Responsive/Door Frame:Prepare Paint 2 Gloss Ne 300Mm | Responsive - Door Frame:Prepare Paint 2 Gloss Ne 300Mm, unit of measure LM | Responsive-436203 | Y | Y | Y | Y | Y
M3NHFScheduleOfRatesCode | Responsive/Door:Prepare Prime Paint 2 Gloss Metal Door | Responsive - Door:Prepare Prime Paint 2 Gloss Metal Door, unit of measure IT | Responsive-436205 | Y | Y | Y | Y | Y
M3NHFScheduleOfRatesCode | Responsive/Door:Prepare Prime Paint 2 Gloss Metal Glazed | Responsive - Door:Prepare Prime Paint 2 Gloss Metal Glazed, unit of measure IT | Responsive-436207 | Y | Y | Y | Y | Y
M3NHFScheduleOfRatesCode | Responsive/Window:Prepare Prime Paint 2 Gloss Metal | Responsive - Window:Prepare Prime Paint 2 Gloss Metal, unit of measure SM | Responsive-436209 | Y | Y | Y | Y | Y
M3NHFScheduleOfRatesCode | Responsive/Gates:Prepare Prime Paint Gate And Posts | Responsive - Gates:Prepare Prime Paint Gate And Posts, unit of measure IT | Responsive-436215 | Y | Y | Y | Y | Y
M3NHFScheduleOfRatesCode | Responsive/Balustrading:Prepare Prime Paint Surfaces | Responsive - Balustrading:Prepare Prime Paint Surfaces, unit of measure SM | Responsive-436217 | Y | Y | Y | Y | Y
M3NHFScheduleOfRatesCode | Responsive/Staircase:Prepare Prime Paint Metal Stairs | Responsive - Staircase:Prepare Prime Paint Metal Stairs, unit of measure SM | Responsive-436219 | Y | Y | Y | Y | Y
M3NHFScheduleOfRatesCode | Responsive/Gutter:Prepare Prime Paint Eaves Gutter | Responsive - Gutter:Prepare Prime Paint Eaves Gutter, unit of measure LM | Responsive-436221 | Y | Y | Y | Y | Y
M3NHFScheduleOfRatesCode | Responsive/Pipework:Prepare Prime Paint Ne 300Mm | Responsive - Pipework:Prepare Prime Paint Ne 300Mm, unit of measure LM | Responsive-436223 | Y | Y | Y | Y | Y
M3NHFScheduleOfRatesCode | Responsive/Garage Door:Prepare Prime Extended Life Paint | Responsive - Garage Door:Prepare Prime Extended Life Paint, unit of measure IT | Responsive-436601 | Y | Y | Y | Y | Y
M3NHFScheduleOfRatesCode | Responsive/Door Frame:Prep Prime Extended Life Paint Ne 300Mm | Responsive - Door Frame:Prep Prime Extended Life Paint Ne 300Mm, unit of measure LM | Responsive-436603 | Y | Y | Y | Y | Y
M3NHFScheduleOfRatesCode | Responsive/Door:Prepare Prime Extended Life Paint Metal | Responsive - Door:Prepare Prime Extended Life Paint Metal, unit of measure IT | Responsive-436605 | Y | Y | Y | Y | Y
M3NHFScheduleOfRatesCode | Responsive/Door:Prep Prime Extended Life Paint Metal Glazed | Responsive - Door:Prep Prime Extended Life Paint Metal Glazed, unit of measure IT | Responsive-436607 | Y | Y | Y | Y | Y
M3NHFScheduleOfRatesCode | Responsive/Window:Prepare Extended Life Paint Metal | Responsive - Window:Prepare Extended Life Paint Metal, unit of measure SM | Responsive-436609 | Y | Y | Y | Y | Y
M3NHFScheduleOfRatesCode | Responsive/Gates:Prep Prime Extended Life Paint Gate + Posts | Responsive - Gates:Prep Prime Extended Life Paint Gate + Posts, unit of measure IT | Responsive-436615 | Y | Y | Y | Y | Y
M3NHFScheduleOfRatesCode | Responsive/Railings-Ornamental:Prime Extended Life Paint | Responsive - Railings-Ornamental:Prime Extended Life Paint, unit of measure SM | Responsive-436617 | Y | Y | Y | Y | Y
M3NHFScheduleOfRatesCode | Responsive/Staircase:Prepare Prime Extended Life Paint Metal | Responsive - Staircase:Prepare Prime Extended Life Paint Metal, unit of measure SM | Responsive-436619 | Y | Y | Y | Y | Y
M3NHFScheduleOfRatesCode | Responsive/Gutter:Prepare Prime Extended Life Paint Eaves | Responsive - Gutter:Prepare Prime Extended Life Paint Eaves, unit of measure LM | Responsive-436621 | Y | Y | Y | Y | Y
M3NHFScheduleOfRatesCode | Responsive/Pipework:Prepare Prime Extended Life Paint Ne300Mm | Responsive - Pipework:Prepare Prime Extended Life Paint Ne300Mm, unit of measure LM | Responsive-436623 | Y | Y | Y | Y | Y
M3NHFScheduleOfRatesCode | Responsive/Railings-Hairpin:Prime Extended Life Paint | Responsive - Railings-Hairpin:Prime Extended Life Paint, unit of measure SM | Responsive-436625 | Y | Y | Y | Y | Y
M3NHFScheduleOfRatesCode | Responsive/Railings-Plain Open:Prime Extended Life Paint | Responsive - Railings-Plain Open:Prime Extended Life Paint, unit of measure SM | Responsive-436627 | Y | Y | Y | Y | Y
M3NHFScheduleOfRatesCode | Responsive/Railings-Close Type:Prime Extended Life Paint | Responsive - Railings-Close Type:Prime Extended Life Paint, unit of measure SM | Responsive-436629 | Y | Y | Y | Y | Y
M3NHFScheduleOfRatesCode | Responsive/Garage Door:Prepare 2 Coats Extended Life Paint | Responsive - Garage Door:Prepare 2 Coats Extended Life Paint, unit of measure IT | Responsive-436701 | Y | Y | Y | Y | Y
M3NHFScheduleOfRatesCode | Responsive/Door Frames:Prep 2 Cts Extended Life Paint Ne300Mm | Responsive - Door Frames:Prep 2 Cts Extended Life Paint Ne300Mm, unit of measure LM | Responsive-436703 | Y | Y | Y | Y | Y
M3NHFScheduleOfRatesCode | Responsive/Door:Prepare 2 Coats Extended Life Paint Metal | Responsive - Door:Prepare 2 Coats Extended Life Paint Metal, unit of measure IT | Responsive-436705 | Y | Y | Y | Y | Y
M3NHFScheduleOfRatesCode | Responsive/Door:Prep 2 Coats Extended Life Paint Metal Glazed | Responsive - Door:Prep 2 Coats Extended Life Paint Metal Glazed, unit of measure IT | Responsive-436707 | Y | Y | Y | Y | Y
M3NHFScheduleOfRatesCode | Responsive/Window:Prepare 2 Coats Extended Life Paint Metal | Responsive - Window:Prepare 2 Coats Extended Life Paint Metal, unit of measure IT | Responsive-436709 | Y | Y | Y | Y | Y
M3NHFScheduleOfRatesCode | Responsive/Gates:Prep 2 Coats Extended Life Paint Gate+Posts | Responsive - Gates:Prep 2 Coats Extended Life Paint Gate+Posts, unit of measure IT | Responsive-436715 | Y | Y | Y | Y | Y
M3NHFScheduleOfRatesCode | Responsive/Railings-Ornamental:2 Coats Extended Life Paint | Responsive - Railings-Ornamental:2 Coats Extended Life Paint, unit of measure SM | Responsive-436717 | Y | Y | Y | Y | Y
M3NHFScheduleOfRatesCode | Responsive/Staircase:Prepare 2 Cts Extended Life Paint Metal | Responsive - Staircase:Prepare 2 Cts Extended Life Paint Metal, unit of measure SM | Responsive-436719 | Y | Y | Y | Y | Y
M3NHFScheduleOfRatesCode | Responsive/Gutter:Prepare 2 Coats Extended Life Paint Eaves | Responsive - Gutter:Prepare 2 Coats Extended Life Paint Eaves, unit of measure LM | Responsive-436721 | Y | Y | Y | Y | Y
M3NHFScheduleOfRatesCode | Responsive/Pipework:Prep 2 Coats Extended Life Paint Ne300Mm | Responsive - Pipework:Prep 2 Coats Extended Life Paint Ne300Mm, unit of measure LM | Responsive-436723 | Y | Y | Y | Y | Y
M3NHFScheduleOfRatesCode | Responsive/Railings-Hairpin:2 Coats Extended Life Paint | Responsive - Railings-Hairpin:2 Coats Extended Life Paint, unit of measure SM | Responsive-436725 | Y | Y | Y | Y | Y
M3NHFScheduleOfRatesCode | Responsive/Railings-Plain Open:2 Coats Extended Life Paint | Responsive - Railings-Plain Open:2 Coats Extended Life Paint, unit of measure SM | Responsive-436727 | Y | Y | Y | Y | Y
M3NHFScheduleOfRatesCode | Responsive/Railings-Close Type:2 Coats Extended Life Paint | Responsive - Railings-Close Type:2 Coats Extended Life Paint, unit of measure SM | Responsive-436729 | Y | Y | Y | Y | Y
M3NHFScheduleOfRatesCode | Responsive/Surfaces:Prime Paint General Surfaces Timber | Responsive - Surfaces:Prime Paint General Surfaces Timber, unit of measure SM | Responsive-438001 | Y | Y | Y | Y | Y
M3NHFScheduleOfRatesCode | Responsive/Fascias,Soffits Etc:Prime Paint Timber Ne 300Mm | Responsive - Fascias,Soffits Etc:Prime Paint Timber Ne 300Mm, unit of measure LM | Responsive-438002 | Y | Y | Y | Y | Y
M3NHFScheduleOfRatesCode | Responsive/Window:Prepare Prime Paint Timber | Responsive - Window:Prepare Prime Paint Timber, unit of measure SM | Responsive-438003 | Y | Y | Y | Y | Y
M3NHFScheduleOfRatesCode | Responsive/Frame:Prepare Prime Paint Timber Ne 300Mm | Responsive - Frame:Prepare Prime Paint Timber Ne 300Mm, unit of measure LM | Responsive-438009 | Y | Y | Y | Y | Y
M3NHFScheduleOfRatesCode | Responsive/Door:Prepare Prime Paint Timber Glazed Door (O/S) | Responsive - Door:Prepare Prime Paint Timber Glazed Door (O/S), unit of measure IT | Responsive-438011 | Y | Y | Y | Y | Y
M3NHFScheduleOfRatesCode | Responsive/Door:Prepare Prime Paint Timber Glazed Door (B/S) | Responsive - Door:Prepare Prime Paint Timber Glazed Door (B/S), unit of measure IT | Responsive-438013 | Y | Y | Y | Y | Y
M3NHFScheduleOfRatesCode | Responsive/Door:Prepare Prime Paint Timber Door (O/S) | Responsive - Door:Prepare Prime Paint Timber Door (O/S), unit of measure IT | Responsive-438015 | Y | Y | Y | Y | Y
M3NHFScheduleOfRatesCode | Responsive/Door:Prepare Prime Paint Timber Door (B/S) | Responsive - Door:Prepare Prime Paint Timber Door (B/S), unit of measure IT | Responsive-438017 | Y | Y | Y | Y | Y
M3NHFScheduleOfRatesCode | Responsive/Fencing:Prepare Prime Paint Timber Fence Ne 300Mm | Responsive - Fencing:Prepare Prime Paint Timber Fence Ne 300Mm, unit of measure LM | Responsive-438019 | Y | Y | Y | Y | Y
M3NHFScheduleOfRatesCode | Responsive/Fencing Isolated:Prepare Prime Paint Ne 300Mm | Responsive - Fencing Isolated:Prepare Prime Paint Ne 300Mm, unit of measure LM | Responsive-438020 | Y | Y | Y | Y | Y
M3NHFScheduleOfRatesCode | Responsive/Gates:Prepare Prime Paint Timber Gates Posts | Responsive - Gates:Prepare Prime Paint Timber Gates Posts, unit of measure SM | Responsive-438021 | Y | Y | Y | Y | Y
M3NHFScheduleOfRatesCode | Responsive/Fencing Open Type:Prepare Prime Paint Timber | Responsive - Fencing Open Type:Prepare Prime Paint Timber, unit of measure SM | Responsive-438053 | Y | Y | Y | Y | Y
M3NHFScheduleOfRatesCode | Responsive/Fencing Close Type:Prepare Prime Paint Timber | Responsive - Fencing Close Type:Prepare Prime Paint Timber, unit of measure SM | Responsive-438055 | Y | Y | Y | Y | Y
M3NHFScheduleOfRatesCode | Responsive/Fascias,Soffits Etc:Paint 2 Gloss Timber Ne 300Mm | Responsive - Fascias,Soffits Etc:Paint 2 Gloss Timber Ne 300Mm, unit of measure LM | Responsive-438112 | Y | Y | Y | Y | Y
M3NHFScheduleOfRatesCode | Responsive/Fencing Isolated:Prepare 2 Gloss Ne 300Mm | Responsive - Fencing Isolated:Prepare 2 Gloss Ne 300Mm, unit of measure LM | Responsive-438119 | Y | Y | Y | Y | Y
M3NHFScheduleOfRatesCode | Responsive/Gates:Prepare 2 Gloss Timber Gates Posts | Responsive - Gates:Prepare 2 Gloss Timber Gates Posts, unit of measure SM | Responsive-438121 | Y | Y | Y | Y | Y
M3NHFScheduleOfRatesCode | Responsive/Fencing Open Type:Prepare 2 Gloss Timber | Responsive - Fencing Open Type:Prepare 2 Gloss Timber, unit of measure SM | Responsive-438123 | Y | Y | Y | Y | Y
M3NHFScheduleOfRatesCode | Responsive/Fencing Close Type:Prepare 2 Gloss Timber | Responsive - Fencing Close Type:Prepare 2 Gloss Timber, unit of measure SM | Responsive-438125 | Y | Y | Y | Y | Y
M3NHFScheduleOfRatesCode | Responsive/Balustrading Open Type:Prepare 2 Gloss Timber | Responsive - Balustrading Open Type:Prepare 2 Gloss Timber, unit of measure SM | Responsive-438126 | Y
M3NHFScheduleOfRatesCode | Responsive/Balustrading Close Type:Prepare 2 Gloss Timber | Responsive - Balustrading Close Type:Prepare 2 Gloss Timber, unit of measure SM | Responsive-438128 | Y
M3NHFScheduleOfRatesCode | Responsive/Fascias,Soffits Etc:Paint 1 Gloss Timber Ne 300Mm | Responsive - Fascias,Soffits Etc:Paint 1 Gloss Timber Ne 300Mm, unit of measure LM | Responsive-438162 | Y | Y | Y | Y | Y
M3NHFScheduleOfRatesCode | Responsive/Fencing Isolated:Prepare 1 Gloss Ne 300Mm | Responsive - Fencing Isolated:Prepare 1 Gloss Ne 300Mm, unit of measure LM | Responsive-438169 | Y | Y | Y | Y | Y
M3NHFScheduleOfRatesCode | Responsive/Gates:Prepare 1 Gloss Timber Gates Posts | Responsive - Gates:Prepare 1 Gloss Timber Gates Posts, unit of measure SM | Responsive-438171 | Y | Y | Y | Y | Y
M3NHFScheduleOfRatesCode | Responsive/Fencing Open Type:Prepare 1 Gloss Timber | Responsive - Fencing Open Type:Prepare 1 Gloss Timber, unit of measure SM | Responsive-438173 | Y | Y | Y | Y | Y
M3NHFScheduleOfRatesCode | Responsive/Fencing Close Type:Prepare 1 Gloss Timber | Responsive - Fencing Close Type:Prepare 1 Gloss Timber, unit of measure SM | Responsive-438175 | Y | Y | Y | Y | Y
M3NHFScheduleOfRatesCode | Responsive/Surfaces:Prepare Prime 3 Coats Decorative Stain | Responsive - Surfaces:Prepare Prime 3 Coats Decorative Stain, unit of measure SM | Responsive-438201 | Y | Y | Y | Y | Y
M3NHFScheduleOfRatesCode | Responsive/Fascias,Soffits Etc:3 Coats Dec Stain Ne 300Mm | Responsive - Fascias,Soffits Etc:3 Coats Dec Stain Ne 300Mm, unit of measure LM | Responsive-438202 | Y
M3NHFScheduleOfRatesCode | Responsive/Window:Prepare Prime 3 Coats Decorative Stain | Responsive - Window:Prepare Prime 3 Coats Decorative Stain, unit of measure SM | Responsive-438203 | Y | Y | Y | Y | Y
M3NHFScheduleOfRatesCode | Responsive/Frame:Prepare 3 Coats Decorative Frame Ne 300Mm | Responsive - Frame:Prepare 3 Coats Decorative Frame Ne 300Mm, unit of measure LM | Responsive-438209 | Y | Y | Y | Y | Y
M3NHFScheduleOfRatesCode | Responsive/Door:Prepare 3 Coats Decorative Stain (O/S) | Responsive - Door:Prepare 3 Coats Decorative Stain (O/S), unit of measure IT | Responsive-438211 | Y | Y | Y | Y | Y
M3NHFScheduleOfRatesCode | Responsive/Door:Prepare 3 Coats Decorative Stain (B/S) | Responsive - Door:Prepare 3 Coats Decorative Stain (B/S), unit of measure IT | Responsive-438213 | Y | Y | Y | Y | Y
M3NHFScheduleOfRatesCode | Responsive/Door:Prepare 3 Coat Decorative Stain Glazed (O/S) | Responsive - Door:Prepare 3 Coat Decorative Stain Glazed (O/S), unit of measure IT | Responsive-438215 | Y | Y | Y | Y | Y
M3NHFScheduleOfRatesCode | Responsive/Door:Prepare 3 Coat Decorative Stain Glazed (B/S) | Responsive - Door:Prepare 3 Coat Decorative Stain Glazed (B/S), unit of measure IT | Responsive-438217 | Y | Y | Y | Y | Y
M3NHFScheduleOfRatesCode | Responsive/Fencing:Prepare 3 Coats Decorative Stain Ne 300Mm | Responsive - Fencing:Prepare 3 Coats Decorative Stain Ne 300Mm, unit of measure LM | Responsive-438219 | Y | Y | Y | Y | Y
M3NHFScheduleOfRatesCode | Responsive/Gates:Prepare 3 Coats Decorative Stain Gates Posts | Responsive - Gates:Prepare 3 Coats Decorative Stain Gates Posts, unit of measure IT | Responsive-438221 | Y | Y | Y | Y | Y
M3NHFScheduleOfRatesCode | Responsive/Walls:Prepare 2 Coats Bitumin Damp Proof | Responsive - Walls:Prepare 2 Coats Bitumin Damp Proof, unit of measure SM | Responsive-438401 | Y | Y | Y | Y | Y
M3NHFScheduleOfRatesCode | Responsive/Pipework:Prepare 2 Coats Anti Climb To Pipes | Responsive - Pipework:Prepare 2 Coats Anti Climb To Pipes, unit of measure LM | Responsive-438601 | Y | Y | Y | Y | Y
M3NHFScheduleOfRatesCode | Responsive/Walls:Prepare Apply 2 Coats Anti Climb | Responsive - Walls:Prepare Apply 2 Coats Anti Climb, unit of measure SM | Responsive-438611 | Y | Y | Y | Y | Y
M3NHFScheduleOfRatesCode | Responsive/Surfaces:Apply 1 Coat Opaque Preservative | Responsive - Surfaces:Apply 1 Coat Opaque Preservative, unit of measure SM | Responsive-439201 | Y | Y | Y | Y | Y
M3NHFScheduleOfRatesCode | Responsive/Fencing Open Type:Apply 1 Coat Opaque Preservative | Responsive - Fencing Open Type:Apply 1 Coat Opaque Preservative, unit of measure SM | Responsive-439203 | Y | Y | Y | Y | Y
M3NHFScheduleOfRatesCode | Responsive/Fencing Close Type:Apply 1 Ct Opaque Preservative | Responsive - Fencing Close Type:Apply 1 Ct Opaque Preservative, unit of measure SM | Responsive-439205 | Y | Y | Y | Y | Y
M3NHFScheduleOfRatesCode | Responsive/Gates:Apply 1 Coat Opaque Preservative | Responsive - Gates:Apply 1 Coat Opaque Preservative, unit of measure SM | Responsive-439207 | Y | Y | Y | Y | Y
M3NHFScheduleOfRatesCode | Responsive/Surfaces:Apply 2 Coat Opaque Preservative | Responsive - Surfaces:Apply 2 Coat Opaque Preservative, unit of measure SM | Responsive-439211 | Y | Y | Y | Y | Y
M3NHFScheduleOfRatesCode | Responsive/Fencing Open Type:Apply 2 Coat Opaque Preservative | Responsive - Fencing Open Type:Apply 2 Coat Opaque Preservative, unit of measure SM | Responsive-439213 | Y | Y | Y | Y | Y
M3NHFScheduleOfRatesCode | Responsive/Fencing Close Type:Apply 2 Cts Opaque Preservative | Responsive - Fencing Close Type:Apply 2 Cts Opaque Preservative, unit of measure SM | Responsive-439215 | Y | Y | Y | Y | Y
M3NHFScheduleOfRatesCode | Responsive/Gates:Apply 2 Coat Opaque Preservative | Responsive - Gates:Apply 2 Coat Opaque Preservative, unit of measure SM | Responsive-439217 | Y | Y | Y | Y | Y
M3NHFScheduleOfRatesCode | Responsive/Wash:Wash Surfaces To Any Room | Responsive - Wash:Wash Surfaces To Any Room, unit of measure IT | Responsive-441001 | Y | Y | Y | Y | Y
M3NHFScheduleOfRatesCode | Responsive/Wash:Wash Surfaces Of Hall Landing Stair | Responsive - Wash:Wash Surfaces Of Hall Landing Stair, unit of measure IT | Responsive-441003 | Y | Y | Y | Y | Y
M3NHFScheduleOfRatesCode | Responsive/Room:Preparation For Decoration By Others | Responsive - Room:Preparation For Decoration By Others, unit of measure IT | Responsive-441101 | Y
M3NHFScheduleOfRatesCode | Responsive/Ceilings:Strip Polystyrene Tiles | Responsive - Ceilings:Strip Polystyrene Tiles, unit of measure SM | Responsive-441501 | Y | Y | Y | Y | Y
M3NHFScheduleOfRatesCode | Responsive/Walls And Ceilings:Apply Mist 2 Coats Emulsion | Responsive - Walls And Ceilings:Apply Mist 2 Coats Emulsion, unit of measure SM | Responsive-442001 | Y | Y | Y | Y | Y
M3NHFScheduleOfRatesCode | Responsive/Walls And Ceilings:Apply 2 Coats Eggshell Gloss | Responsive - Walls And Ceilings:Apply 2 Coats Eggshell Gloss, unit of measure SM | Responsive-442003 | Y | Y | Y | Y | Y
M3NHFScheduleOfRatesCode | Responsive/Walls And Ceilings:Hang Lining,Woodchip In Repair | Responsive - Walls And Ceilings:Hang Lining,Woodchip In Repair, unit of measure SM | Responsive-442009 | Y | Y | Y | Y | Y
M3NHFScheduleOfRatesCode | Responsive/Walls:Hang Wallpaper In Repair | Responsive - Walls:Hang Wallpaper In Repair, unit of measure SM | Responsive-442011 | Y | Y | Y | Y | Y
M3NHFScheduleOfRatesCode | Responsive/Surfaces:Apply Bactdet And Halophen | Responsive - Surfaces:Apply Bactdet And Halophen, unit of measure SM | Responsive-442501 | Y | Y | Y | Y | Y
M3NHFScheduleOfRatesCode | Responsive/Surfaces:Add Mgc Additive | Responsive - Surfaces:Add Mgc Additive, unit of measure NO | Responsive-442503 | Y | Y | Y | Y | Y
M3NHFScheduleOfRatesCode | Responsive/Surfaces:Redecorate Treatment | Responsive - Surfaces:Redecorate Treatment, unit of measure SM | Responsive-442505 | Y | Y | Y | Y | Y
M3NHFScheduleOfRatesCode | Responsive/Surfaces:Apply 2 Coats Biocheck | Responsive - Surfaces:Apply 2 Coats Biocheck, unit of measure SM | Responsive-442507 | Y | Y | Y | Y | Y
M3NHFScheduleOfRatesCode | Responsive/Surfaces:Seal With Halobond | Responsive - Surfaces:Seal With Halobond, unit of measure SM | Responsive-442509 | Y | Y | Y | Y | Y
M3NHFScheduleOfRatesCode | Responsive/Surfaces:Apply Bactdet To Existing Surfaces | Responsive - Surfaces:Apply Bactdet To Existing Surfaces, unit of measure SM | Responsive-442511 | Y | Y | Y | Y | Y
M3NHFScheduleOfRatesCode | Responsive/Surfaces:Apply Bactdet To Stripped Surfaces | Responsive - Surfaces:Apply Bactdet To Stripped Surfaces, unit of measure SM | Responsive-442513 | Y | Y | Y | Y | Y
M3NHFScheduleOfRatesCode | Responsive/Surfaces:Apply Halophen | Responsive - Surfaces:Apply Halophen, unit of measure SM | Responsive-442515 | Y | Y | Y | Y | Y
M3NHFScheduleOfRatesCode | Responsive/Walls:Apply Sempatap | Responsive - Walls:Apply Sempatap, unit of measure SM | Responsive-442517 | Y | Y | Y | Y | Y
M3NHFScheduleOfRatesCode | Responsive/Floors:Apply Sempafloor | Responsive - Floors:Apply Sempafloor, unit of measure SM | Responsive-442519 | Y | Y | Y | Y | Y
M3NHFScheduleOfRatesCode | Responsive/Room:Redecorate Upto 20Sm Ceiling Area | Responsive - Room:Redecorate Upto 20Sm Ceiling Area, unit of measure IT | Responsive-450001 | Y | Y | Y | Y | Y
M3NHFScheduleOfRatesCode | Responsive/Hall Stairs:Redecorate 2 Storey | Responsive - Hall Stairs:Redecorate 2 Storey, unit of measure IT | Responsive-450009 | Y | Y | Y | Y | Y
M3NHFScheduleOfRatesCode | Responsive/Hall Stairs:Redecorate 3 Storey | Responsive - Hall Stairs:Redecorate 3 Storey, unit of measure IT | Responsive-450010 | Y | Y | Y | Y | Y
M3NHFScheduleOfRatesCode | Responsive/Hall:Redecorate Complete Over 3Sm Ceiling Area | Responsive - Hall:Redecorate Complete Over 3Sm Ceiling Area, unit of measure IT | Responsive-450011 | Y | Y | Y | Y | Y
M3NHFScheduleOfRatesCode | Responsive/Lobby:Redecorate Complete Ne 3Sm Ceiling Area | Responsive - Lobby:Redecorate Complete Ne 3Sm Ceiling Area, unit of measure IT | Responsive-450017 | Y | Y | Y | Y | Y
M3NHFScheduleOfRatesCode | Responsive/Room:Redecorate 20-25Sm Ceiling Area | Responsive - Room:Redecorate 20-25Sm Ceiling Area, unit of measure IT | Responsive-450019 | Y | Y | Y | Y | Y
M3NHFScheduleOfRatesCode | Responsive/Room:Redecorate 25-30Sm Ceiling Area | Responsive - Room:Redecorate 25-30Sm Ceiling Area, unit of measure IT | Responsive-450023 | Y | Y | Y | Y | Y
M3NHFScheduleOfRatesCode | Responsive/Room:Redecorate Over 30Sm Ceiling Area | Responsive - Room:Redecorate Over 30Sm Ceiling Area, unit of measure IT | Responsive-450027 | Y | Y | Y | Y | Y
M3NHFScheduleOfRatesCode | Responsive/Corridor/Communal Area:Redecorate | Responsive - Corridor/Communal Area:Redecorate, unit of measure SM | Responsive-450031 | Y | Y | Y | Y | Y
M3NHFScheduleOfRatesCode | Responsive/Walk In Cupboard:Redecorate Ne 2Sm Ceiling Area | Responsive - Walk In Cupboard:Redecorate Ne 2Sm Ceiling Area, unit of measure IT | Responsive-450033 | Y | Y | Y
M3NHFScheduleOfRatesCode | Responsive/Room:Wash Redecorate Upto 20Sm Ceiling Area | Responsive - Room:Wash Redecorate Upto 20Sm Ceiling Area, unit of measure IT | Responsive-450507 | Y | Y | Y | Y | Y
M3NHFScheduleOfRatesCode | Responsive/Hall Stairs:Wash Redecorate 2 Storey | Responsive - Hall Stairs:Wash Redecorate 2 Storey, unit of measure IT | Responsive-450509 | Y | Y | Y | Y | Y
M3NHFScheduleOfRatesCode | Responsive/Hall Stairs:Wash Redecorate 3 Storey | Responsive - Hall Stairs:Wash Redecorate 3 Storey, unit of measure IT | Responsive-450510 | Y | Y | Y | Y | Y
M3NHFScheduleOfRatesCode | Responsive/Hall:Wash Redecorate Over 3Sm Ceiling Area | Responsive - Hall:Wash Redecorate Over 3Sm Ceiling Area, unit of measure IT | Responsive-450511 | Y | Y | Y | Y | Y
M3NHFScheduleOfRatesCode | Responsive/Lobby:Wash Redecorate Ne 3Sm Ceiling Area | Responsive - Lobby:Wash Redecorate Ne 3Sm Ceiling Area, unit of measure IT | Responsive-450517 | Y | Y | Y | Y | Y
M3NHFScheduleOfRatesCode | Responsive/Room:Wash Redecorate 20-25Sm Ceiling Area | Responsive - Room:Wash Redecorate 20-25Sm Ceiling Area, unit of measure IT | Responsive-450519 | Y | Y | Y | Y | Y
M3NHFScheduleOfRatesCode | Responsive/Room:Wash Redecorate 25-30Sm Ceiling Area | Responsive - Room:Wash Redecorate 25-30Sm Ceiling Area, unit of measure IT | Responsive-450523 | Y | Y | Y | Y | Y
M3NHFScheduleOfRatesCode | Responsive/Room:Wash Redecorate Over 30Sm Ceiling Area | Responsive - Room:Wash Redecorate Over 30Sm Ceiling Area, unit of measure IT | Responsive-450527 | Y | Y | Y | Y | Y
M3NHFScheduleOfRatesCode | Responsive/Corridor/Communal Area:Wash Redecorate | Responsive - Corridor/Communal Area:Wash Redecorate, unit of measure SM | Responsive-450529 | Y | Y | Y | Y | Y
M3NHFScheduleOfRatesCode | Responsive/Walk In Cupboard:Wash Redecorate Ne 2Sm Ceiling | Responsive - Walk In Cupboard:Wash Redecorate Ne 2Sm Ceiling, unit of measure IT | Responsive-450531 | Y | Y | Y
M3NHFScheduleOfRatesCode | Responsive/Room:Redecorate Ceiling Upto 20Sm Ceiling Area | Responsive - Room:Redecorate Ceiling Upto 20Sm Ceiling Area, unit of measure IT | Responsive-450607 | Y | Y | Y | Y | Y
M3NHFScheduleOfRatesCode | Responsive/Hall Stairs:Redecorate Ceilings 2 Storey | Responsive - Hall Stairs:Redecorate Ceilings 2 Storey, unit of measure IT | Responsive-450609 | Y | Y | Y | Y | Y
M3NHFScheduleOfRatesCode | Responsive/Hall Stairs:Redecorate Ceilings 3 Storey | Responsive - Hall Stairs:Redecorate Ceilings 3 Storey, unit of measure IT | Responsive-450610 | Y | Y | Y | Y | Y
M3NHFScheduleOfRatesCode | Responsive/Hall:Redecorate Ceilings Over 3Sm Area | Responsive - Hall:Redecorate Ceilings Over 3Sm Area, unit of measure IT | Responsive-450611 | Y | Y | Y | Y | Y
M3NHFScheduleOfRatesCode | Responsive/Lobby:Redecorate Ceilings Ne 3Sm Area | Responsive - Lobby:Redecorate Ceilings Ne 3Sm Area, unit of measure IT | Responsive-450612 | Y | Y | Y | Y | Y
M3NHFScheduleOfRatesCode | Responsive/Room:Redecorate Ceiling 20-25Sm Ceiling Area | Responsive - Room:Redecorate Ceiling 20-25Sm Ceiling Area, unit of measure IT | Responsive-450615 | Y | Y | Y | Y | Y
M3NHFScheduleOfRatesCode | Responsive/Room:Redecorate Ceiling 25-30Sm Ceiling Area | Responsive - Room:Redecorate Ceiling 25-30Sm Ceiling Area, unit of measure IT | Responsive-450617 | Y | Y | Y | Y | Y
M3NHFScheduleOfRatesCode | Responsive/Room:Redecorate Ceiling Over 30Sm Ceiling Area | Responsive - Room:Redecorate Ceiling Over 30Sm Ceiling Area, unit of measure IT | Responsive-450619 | Y | Y | Y | Y | Y
M3NHFScheduleOfRatesCode | Responsive/Corridor/Communal Rooms:Redecorate Ceiling | Responsive - Corridor/Communal Rooms:Redecorate Ceiling, unit of measure SM | Responsive-450621 | Y | Y | Y | Y | Y
M3NHFScheduleOfRatesCode | Responsive/Room:Strip Paper Upto 20Sm Ceiling Area | Responsive - Room:Strip Paper Upto 20Sm Ceiling Area, unit of measure IT | Responsive-451007 | Y | Y | Y | Y | Y
M3NHFScheduleOfRatesCode | Responsive/Hall Stairs:Strip Paper 2 Storey | Responsive - Hall Stairs:Strip Paper 2 Storey, unit of measure IT | Responsive-451009 | Y | Y | Y | Y | Y
M3NHFScheduleOfRatesCode | Responsive/Hall Stairs:Strip Paper 3 Storey | Responsive - Hall Stairs:Strip Paper 3 Storey, unit of measure IT | Responsive-451010 | Y | Y | Y | Y | Y
M3NHFScheduleOfRatesCode | Responsive/Hall:Strip Paper Over 3Sm Ceiling Area | Responsive - Hall:Strip Paper Over 3Sm Ceiling Area, unit of measure IT | Responsive-451011 | Y | Y | Y | Y | Y
M3NHFScheduleOfRatesCode | Responsive/Lobby:Strip Paper Ne 3Sm Ceiling Area | Responsive - Lobby:Strip Paper Ne 3Sm Ceiling Area, unit of measure IT | Responsive-451012 | Y | Y | Y | Y | Y
M3NHFScheduleOfRatesCode | Responsive/Room:Strip Paper Over 20Sm Ceiling Area | Responsive - Room:Strip Paper Over 20Sm Ceiling Area, unit of measure SM | Responsive-451015 | Y | Y | Y | Y | Y
M3NHFScheduleOfRatesCode | Responsive/Corridor/Communal Rooms:Strip Paper | Responsive - Corridor/Communal Rooms:Strip Paper, unit of measure SM | Responsive-451017 | Y | Y | Y | Y | Y
M3NHFScheduleOfRatesCode | Responsive/Room:Strip Wallpaper Upto 20Sm Ceiling Area | Responsive - Room:Strip Wallpaper Upto 20Sm Ceiling Area, unit of measure IT | Responsive-451051 | Y
M3NHFScheduleOfRatesCode | Responsive/Room:Strip Wallpaper Over 20Sm Ceiling Area | Responsive - Room:Strip Wallpaper Over 20Sm Ceiling Area, unit of measure SM | Responsive-451052 | Y
M3NHFScheduleOfRatesCode | Responsive/Hall Stairs:Strip Wallpaper 2 Storey | Responsive - Hall Stairs:Strip Wallpaper 2 Storey, unit of measure IT | Responsive-451055 | Y
M3NHFScheduleOfRatesCode | Responsive/Hall Stairs:Strip Wallpaper 3 Storey | Responsive - Hall Stairs:Strip Wallpaper 3 Storey, unit of measure IT | Responsive-451057 | Y
M3NHFScheduleOfRatesCode | Responsive/Hall:Strip Wallpaper Over 3Sm Ceiling Area | Responsive - Hall:Strip Wallpaper Over 3Sm Ceiling Area, unit of measure IT | Responsive-451059 | Y
M3NHFScheduleOfRatesCode | Responsive/Lobby:Strip Wallpaper Ne 3Sm Ceiling Area | Responsive - Lobby:Strip Wallpaper Ne 3Sm Ceiling Area, unit of measure IT | Responsive-451061 | Y
M3NHFScheduleOfRatesCode | Responsive/Corridor/Communal Rooms:Strip Wallpaper | Responsive - Corridor/Communal Rooms:Strip Wallpaper, unit of measure SM | Responsive-451063 | Y
M3NHFScheduleOfRatesCode | Responsive/Room:Strip Painted Paper Upto 20Sm Ceiling Area | Responsive - Room:Strip Painted Paper Upto 20Sm Ceiling Area, unit of measure IT | Responsive-451107 | Y | Y | Y | Y | Y
M3NHFScheduleOfRatesCode | Responsive/Hall Stairs:Strip Painted Paper 2 Storey | Responsive - Hall Stairs:Strip Painted Paper 2 Storey, unit of measure IT | Responsive-451109 | Y | Y | Y | Y | Y
M3NHFScheduleOfRatesCode | Responsive/Hall Stairs:Strip Painted Paper 3 Storey | Responsive - Hall Stairs:Strip Painted Paper 3 Storey, unit of measure IT | Responsive-451110 | Y | Y | Y | Y | Y
M3NHFScheduleOfRatesCode | Responsive/Hall:Strip Painted Paper Over 3Sm Ceiling Area | Responsive - Hall:Strip Painted Paper Over 3Sm Ceiling Area, unit of measure IT | Responsive-451111 | Y | Y | Y | Y | Y
M3NHFScheduleOfRatesCode | Responsive/Lobby:Strip Painted Paper Ne 3Sm Ceiling Area | Responsive - Lobby:Strip Painted Paper Ne 3Sm Ceiling Area, unit of measure IT | Responsive-451112 | Y | Y | Y | Y | Y
M3NHFScheduleOfRatesCode | Responsive/Room:Strip Painted Paper Over 20Sm Area | Responsive - Room:Strip Painted Paper Over 20Sm Area, unit of measure SM | Responsive-451115 | Y | Y | Y | Y | Y
M3NHFScheduleOfRatesCode | Responsive/Corridor/Communal Rooms:Strip Painted Paper | Responsive - Corridor/Communal Rooms:Strip Painted Paper, unit of measure SM | Responsive-451117 | Y | Y | Y | Y | Y
M3NHFScheduleOfRatesCode | Responsive/Room:Strip Painted Wallpaper Ne 20Sm Ceiling Area | Responsive - Room:Strip Painted Wallpaper Ne 20Sm Ceiling Area, unit of measure IT | Responsive-451151 | Y
M3NHFScheduleOfRatesCode | Responsive/Room:Strip Painted Wallpaper Over 20Sm Area | Responsive - Room:Strip Painted Wallpaper Over 20Sm Area, unit of measure SM | Responsive-451153 | Y
M3NHFScheduleOfRatesCode | Responsive/Hall Stairs:Strip Painted Wallpaper 2 Storey | Responsive - Hall Stairs:Strip Painted Wallpaper 2 Storey, unit of measure IT | Responsive-451155 | Y
M3NHFScheduleOfRatesCode | Responsive/Hall Stairs:Strip Painted Wallpaper 3 Storey | Responsive - Hall Stairs:Strip Painted Wallpaper 3 Storey, unit of measure IT | Responsive-451157 | Y
M3NHFScheduleOfRatesCode | Responsive/Hall:Strip Painted Wallpaper Over 3Sm Ceiling Area | Responsive - Hall:Strip Painted Wallpaper Over 3Sm Ceiling Area, unit of measure IT | Responsive-451159 | Y
M3NHFScheduleOfRatesCode | Responsive/Lobby:Strip Painted Wallpaper Ne 3Sm Ceiling Area | Responsive - Lobby:Strip Painted Wallpaper Ne 3Sm Ceiling Area, unit of measure IT | Responsive-451161 | Y
M3NHFScheduleOfRatesCode | Responsive/Corridor/Communal Rooms:Strip Painted Wallpaper | Responsive - Corridor/Communal Rooms:Strip Painted Wallpaper, unit of measure SM | Responsive-451163 | Y
M3NHFScheduleOfRatesCode | Responsive/Room:Paper Ceiling Upto 20Sm Ceiling Area | Responsive - Room:Paper Ceiling Upto 20Sm Ceiling Area, unit of measure IT | Responsive-452007 | Y | Y | Y | Y | Y
M3NHFScheduleOfRatesCode | Responsive/Hall:Paper Ceilings Over 3Sm Ceiling Area | Responsive - Hall:Paper Ceilings Over 3Sm Ceiling Area, unit of measure IT | Responsive-452008 | Y | Y | Y | Y | Y
M3NHFScheduleOfRatesCode | Responsive/Hall Stairs:Paper Ceiling 2 Storey | Responsive - Hall Stairs:Paper Ceiling 2 Storey, unit of measure IT | Responsive-452009 | Y | Y | Y | Y | Y
M3NHFScheduleOfRatesCode | Responsive/Hall Stairs:Paper Ceiling 3 Storey | Responsive - Hall Stairs:Paper Ceiling 3 Storey, unit of measure IT | Responsive-452010 | Y | Y | Y | Y | Y
M3NHFScheduleOfRatesCode | Responsive/Room:Artex Ceiling Upto 20Sm Ceiling Area | Responsive - Room:Artex Ceiling Upto 20Sm Ceiling Area, unit of measure IT | Responsive-452017 |  | Y | Y | Y | Y
M3NHFScheduleOfRatesCode | Responsive/Hall:Artex Ceilings Over 3Sm Ceiling Area | Responsive - Hall:Artex Ceilings Over 3Sm Ceiling Area, unit of measure IT | Responsive-452018 |  | Y | Y | Y | Y
M3NHFScheduleOfRatesCode | Responsive/Hallstairs:Artex Ceilings 2 Storey | Responsive - Hallstairs:Artex Ceilings 2 Storey, unit of measure IT | Responsive-452019 |  | Y | Y | Y | Y
M3NHFScheduleOfRatesCode | Responsive/Hallstairs:Artex Ceilings 3 Storey | Responsive - Hallstairs:Artex Ceilings 3 Storey, unit of measure IT | Responsive-452020 |  | Y | Y | Y | Y
M3NHFScheduleOfRatesCode | Responsive/Room:Eggshell Gloss Ceiling Upto 20Sm Ceiling Area | Responsive - Room:Eggshell Gloss Ceiling Upto 20Sm Ceiling Area, unit of measure IT | Responsive-452027 | Y | Y | Y | Y | Y
M3NHFScheduleOfRatesCode | Responsive/Hall Stairs:Eggshell Or Gloss Ceiling 2 Storey | Responsive - Hall Stairs:Eggshell Or Gloss Ceiling 2 Storey, unit of measure IT | Responsive-452029 | Y | Y | Y | Y | Y
M3NHFScheduleOfRatesCode | Responsive/Hall Stairs:Eggshell Or Gloss Ceiling 3 Storey | Responsive - Hall Stairs:Eggshell Or Gloss Ceiling 3 Storey, unit of measure IT | Responsive-452030 | Y | Y | Y | Y | Y
M3NHFScheduleOfRatesCode | Responsive/Hall:Eggshell Gloss Ceiling Over 3Sm Ceiling Area | Responsive - Hall:Eggshell Gloss Ceiling Over 3Sm Ceiling Area, unit of measure IT | Responsive-452031 | Y | Y | Y | Y | Y
M3NHFScheduleOfRatesCode | Responsive/Lobby:Paper Ceilings Ne 3Sm Ceiling Area | Responsive - Lobby:Paper Ceilings Ne 3Sm Ceiling Area, unit of measure IT | Responsive-452033 | Y | Y | Y | Y | Y
M3NHFScheduleOfRatesCode | Responsive/Lobby:Eggshell Gloss Ceiling Ne 3Sm Ceiling Area | Responsive - Lobby:Eggshell Gloss Ceiling Ne 3Sm Ceiling Area, unit of measure IT | Responsive-452037 | Y | Y | Y | Y | Y
M3NHFScheduleOfRatesCode | Responsive/Room:Paper Ceiling Over 20Sm Ceiling Area | Responsive - Room:Paper Ceiling Over 20Sm Ceiling Area, unit of measure SM | Responsive-452041 | Y | Y | Y | Y | Y
M3NHFScheduleOfRatesCode | Responsive/Corridor/Communal Rooms:Paper Ceiling | Responsive - Corridor/Communal Rooms:Paper Ceiling, unit of measure SM | Responsive-452043 | Y | Y | Y | Y | Y
M3NHFScheduleOfRatesCode | Responsive/Room:Artex Ceiling Over 20Sm Ceiling Area | Responsive - Room:Artex Ceiling Over 20Sm Ceiling Area, unit of measure SM | Responsive-452045 |  | Y | Y | Y | Y
M3NHFScheduleOfRatesCode | Responsive/Corridor/Communal Rooms:Artex Ceiling | Responsive - Corridor/Communal Rooms:Artex Ceiling, unit of measure SM | Responsive-452047 |  | Y | Y | Y | Y
M3NHFScheduleOfRatesCode | Responsive/Room:Eggshell Gloss Ceiling Over 20Sm Ceiling Area | Responsive - Room:Eggshell Gloss Ceiling Over 20Sm Ceiling Area, unit of measure SM | Responsive-452049 | Y | Y | Y | Y | Y
M3NHFScheduleOfRatesCode | Responsive/Corridor/Communal Rooms:Eggshell Gloss Ceiling | Responsive - Corridor/Communal Rooms:Eggshell Gloss Ceiling, unit of measure SM | Responsive-452051 | Y | Y | Y | Y | Y
M3NHFScheduleOfRatesCode | Responsive/Room:Lining Paper Walls Upto 20Sm Ceiling Area | Responsive - Room:Lining Paper Walls Upto 20Sm Ceiling Area, unit of measure IT | Responsive-453007 | Y | Y | Y | Y | Y
M3NHFScheduleOfRatesCode | Responsive/Hall Stairs:Lining Paper Walls 3 Storey | Responsive - Hall Stairs:Lining Paper Walls 3 Storey, unit of measure IT | Responsive-453008 | Y | Y | Y | Y | Y
M3NHFScheduleOfRatesCode | Responsive/Hall Stairs:Lining Paper Walls 2 Storey | Responsive - Hall Stairs:Lining Paper Walls 2 Storey, unit of measure IT | Responsive-453009 | Y | Y | Y | Y | Y
M3NHFScheduleOfRatesCode | Responsive/Hall:Lining Paper Walls Over 3Sm Ceiling Area | Responsive - Hall:Lining Paper Walls Over 3Sm Ceiling Area, unit of measure IT | Responsive-453010 | Y | Y | Y | Y | Y
M3NHFScheduleOfRatesCode | Responsive/Room:Wallpaper Walls Upto 20Sm Ceiling Area | Responsive - Room:Wallpaper Walls Upto 20Sm Ceiling Area, unit of measure IT | Responsive-453017 | Y | Y | Y | Y | Y
M3NHFScheduleOfRatesCode | Responsive/Hall Stairs:Wallpaper Walls 3 Storey | Responsive - Hall Stairs:Wallpaper Walls 3 Storey, unit of measure IT | Responsive-453018 | Y | Y | Y | Y | Y
M3NHFScheduleOfRatesCode | Responsive/Hall Stairs:Wallpaper Walls 2 Storey | Responsive - Hall Stairs:Wallpaper Walls 2 Storey, unit of measure IT | Responsive-453019 | Y | Y | Y | Y | Y
M3NHFScheduleOfRatesCode | Responsive/Hall:Wallpaper Walls Over 3Sm Ceiling Area | Responsive - Hall:Wallpaper Walls Over 3Sm Ceiling Area, unit of measure IT | Responsive-453020 | Y | Y | Y | Y | Y
M3NHFScheduleOfRatesCode | Responsive/Room:Eggshell Gloss Walls Upto 20Sm Ceiling Area | Responsive - Room:Eggshell Gloss Walls Upto 20Sm Ceiling Area, unit of measure IT | Responsive-453027 | Y | Y | Y | Y | Y
M3NHFScheduleOfRatesCode | Responsive/Hall Stairs:Eggshell Or Gloss Walls 2 Storey | Responsive - Hall Stairs:Eggshell Or Gloss Walls 2 Storey, unit of measure IT | Responsive-453029 | Y | Y | Y | Y | Y
M3NHFScheduleOfRatesCode | Responsive/Hall Stairs:Eggshell Or Gloss Walls 3 Storey | Responsive - Hall Stairs:Eggshell Or Gloss Walls 3 Storey, unit of measure IT | Responsive-453030 | Y | Y | Y | Y | Y
M3NHFScheduleOfRatesCode | Responsive/Hall:Eggshell Or Gloss Walls Over 3Sm Ceiling Area | Responsive - Hall:Eggshell Or Gloss Walls Over 3Sm Ceiling Area, unit of measure IT | Responsive-453031 | Y | Y | Y | Y | Y
M3NHFScheduleOfRatesCode | Responsive/Lobby:Lining Paper Walls Ne 3Sm Ceiling Area | Responsive - Lobby:Lining Paper Walls Ne 3Sm Ceiling Area, unit of measure IT | Responsive-453032 | Y | Y | Y | Y | Y
M3NHFScheduleOfRatesCode | Responsive/Lobby:Wallpaper Walls Ne 3Sm Ceiling Area | Responsive - Lobby:Wallpaper Walls Ne 3Sm Ceiling Area, unit of measure IT | Responsive-453033 | Y | Y | Y | Y | Y
M3NHFScheduleOfRatesCode | Responsive/Lobby:Eggshell Or Gloss Walls Ne 3Sm Ceiling Area | Responsive - Lobby:Eggshell Or Gloss Walls Ne 3Sm Ceiling Area, unit of measure IT | Responsive-453034 | Y | Y | Y | Y | Y
M3NHFScheduleOfRatesCode | Responsive/Room:Lining Paper Walls Over 20Sm Ceiling Area | Responsive - Room:Lining Paper Walls Over 20Sm Ceiling Area, unit of measure SM | Responsive-453037 | Y | Y | Y | Y | Y
M3NHFScheduleOfRatesCode | Responsive/Corridor/Communal Rooms:Lining Paper Walls | Responsive - Corridor/Communal Rooms:Lining Paper Walls, unit of measure SM | Responsive-453039 | Y | Y | Y | Y | Y
M3NHFScheduleOfRatesCode | Responsive/Room:Wallpaper Walls Over 20Sm Ceiling Area | Responsive - Room:Wallpaper Walls Over 20Sm Ceiling Area, unit of measure SM | Responsive-453041 | Y | Y | Y | Y | Y
M3NHFScheduleOfRatesCode | Responsive/Corridor/Communal Rooms:Wallpaper Walls | Responsive - Corridor/Communal Rooms:Wallpaper Walls, unit of measure SM | Responsive-453043 | Y | Y | Y | Y | Y
M3NHFScheduleOfRatesCode | Responsive/Room:Eggshell Gloss Walls Over 20Sm Ceiling Area | Responsive - Room:Eggshell Gloss Walls Over 20Sm Ceiling Area, unit of measure SM | Responsive-453045 | Y | Y | Y | Y | Y
M3NHFScheduleOfRatesCode | Responsive/Corridor/Communal Rooms:Eggshell Walls | Responsive - Corridor/Communal Rooms:Eggshell Walls, unit of measure SM | Responsive-453047 | Y | Y | Y | Y | Y
M3NHFScheduleOfRatesCode | Responsive/Dwelling:Clear Out Complete | Responsive - Dwelling:Clear Out Complete, unit of measure IT | Responsive-460003 | Y | Y | Y | Y | Y
M3NHFScheduleOfRatesCode | Responsive/Roofspace:Clear Out Complete | Responsive - Roofspace:Clear Out Complete, unit of measure IT | Responsive-460004 | Y | Y | Y | Y | Y
M3NHFScheduleOfRatesCode | Responsive/Basement:Clear Out Complete | Responsive - Basement:Clear Out Complete, unit of measure IT | Responsive-460006 | Y | Y | Y | Y | Y
M3NHFScheduleOfRatesCode | Responsive/Dwelling:Clear Exceptionally Dirty | Responsive - Dwelling:Clear Exceptionally Dirty, unit of measure IT | Responsive-460009 | Y | Y | Y | Y | Y
M3NHFScheduleOfRatesCode | Responsive/Dwelling:Clear Environmentally Dirty | Responsive - Dwelling:Clear Environmentally Dirty, unit of measure IT | Responsive-460010 | Y | Y | Y | Y | Y
M3NHFScheduleOfRatesCode | Responsive/Dwelling:Clean To Lettable Standard | Responsive - Dwelling:Clean To Lettable Standard, unit of measure IT | Responsive-460012 | Y | Y | Y | Y | Y
M3NHFScheduleOfRatesCode | Responsive/Lpg Installation:Clear Out Complete | Responsive - Lpg Installation:Clear Out Complete, unit of measure IT | Responsive-460015 | Y
M3NHFScheduleOfRatesCode | Responsive/Lpg Security Cabinet:Clear Away Complete | Responsive - Lpg Security Cabinet:Clear Away Complete, unit of measure IT | Responsive-460017 | Y
M3NHFScheduleOfRatesCode | Responsive/Garden:Clear Debris | Responsive - Garden:Clear Debris, unit of measure IT | Responsive-460025 | Y | Y | Y | Y | Y
M3NHFScheduleOfRatesCode | Responsive/Garden:Clear Exceptional Debris | Responsive - Garden:Clear Exceptional Debris, unit of measure IT | Responsive-460026 | Y | Y | Y | Y | Y
M3NHFScheduleOfRatesCode | Responsive/Garden:Cut Grass Ne 150Mm High | Responsive - Garden:Cut Grass Ne 150Mm High, unit of measure SM | Responsive-460027 | Y | Y | Y | Y | Y
M3NHFScheduleOfRatesCode | Responsive/Garden:Cut Grass Over 150Mm High | Responsive - Garden:Cut Grass Over 150Mm High, unit of measure SM | Responsive-460028 | Y | Y | Y | Y | Y
M3NHFScheduleOfRatesCode | Responsive/Garage:Clear Debris | Responsive - Garage:Clear Debris, unit of measure IT | Responsive-460029 | Y | Y | Y | Y | Y
M3NHFScheduleOfRatesCode | Responsive/Shed:Clear Debris | Responsive - Shed:Clear Debris, unit of measure IT | Responsive-460031 | Y | Y | Y | Y | Y
M3NHFScheduleOfRatesCode | Responsive/Dwelling:Provide Mini Skip For Rubbish | Responsive - Dwelling:Provide Mini Skip For Rubbish, unit of measure NO | Responsive-460033 | Y | Y | Y | Y | Y
M3NHFScheduleOfRatesCode | Responsive/Dwelling Or Garden:Provide Skip For Rubbish | Responsive - Dwelling Or Garden:Provide Skip For Rubbish, unit of measure NO | Responsive-460035 | Y | Y | Y | Y | Y
M3NHFScheduleOfRatesCode | Responsive/Dwelling:Decant Contents To Service Provider Store | Responsive - Dwelling:Decant Contents To Service Provider Store, unit of measure IT | Responsive-460036 | Y
M3NHFScheduleOfRatesCode | Responsive/Dwelling:Move Contents To Service Provider Store | Responsive - Dwelling:Move Contents To Service Provider Store, unit of measure IT | Responsive-460037 | Y | Y | Y | Y | Y
M3NHFScheduleOfRatesCode | Responsive/Dwelling:Move Contents To Client Store | Responsive - Dwelling:Move Contents To Client Store, unit of measure IT | Responsive-460038 | Y
M3NHFScheduleOfRatesCode | Responsive/Dwelling:Move Dispose Contents To Store | Responsive - Dwelling:Move Dispose Contents To Store, unit of measure IT | Responsive-460039 | Y | Y | Y | Y | Y
M3NHFScheduleOfRatesCode | Responsive/Garden:Labour And Skip For Rubbish | Responsive - Garden:Labour And Skip For Rubbish, unit of measure NO | Responsive-460041 | Y | Y | Y | Y | Y
M3NHFScheduleOfRatesCode | Responsive/Garden Or Communal Area:Labour Skip Rubbish | Responsive - Garden Or Communal Area:Labour Skip Rubbish, unit of measure NO | Responsive-460101 | Y | Y | Y | Y | Y
M3NHFScheduleOfRatesCode | Responsive/Garden Or Communal Area:Labour Mini-Skip Rubbish | Responsive - Garden Or Communal Area:Labour Mini-Skip Rubbish, unit of measure NO | Responsive-460103 | Y | Y | Y | Y | Y
M3NHFScheduleOfRatesCode | Responsive/Domestic Waste Clearance:Fridges, Freezers | Responsive - Domestic Waste Clearance:Fridges, Freezers, unit of measure NO | Responsive-460201 | Y | Y | Y | Y | Y
M3NHFScheduleOfRatesCode | Responsive/Domestic Waste Clearance:Calor Gas Bottles | Responsive - Domestic Waste Clearance:Calor Gas Bottles, unit of measure NO | Responsive-460203 | Y | Y | Y | Y | Y
M3NHFScheduleOfRatesCode | Responsive/Domestic Waste Clearance:Tv And Computer Monitors | Responsive - Domestic Waste Clearance:Tv And Computer Monitors, unit of measure NO | Responsive-460205 | Y | Y | Y | Y | Y
M3NHFScheduleOfRatesCode | Responsive/Domestic Waste Clearance:Computer Desk Top Units | Responsive - Domestic Waste Clearance:Computer Desk Top Units, unit of measure NO | Responsive-460207 | Y | Y | Y | Y | Y
M3NHFScheduleOfRatesCode | Responsive/Domestic Waste Clearance:Car Tyres | Responsive - Domestic Waste Clearance:Car Tyres, unit of measure NO | Responsive-460209 | Y | Y | Y | Y | Y
M3NHFScheduleOfRatesCode | Responsive/Domestic Waste Clearance:Car Or Van Batteries | Responsive - Domestic Waste Clearance:Car Or Van Batteries, unit of measure NO | Responsive-460211 | Y | Y | Y | Y | Y
M3NHFScheduleOfRatesCode | Responsive/Domestic Waste Clearance:Cookers | Responsive - Domestic Waste Clearance:Cookers, unit of measure NO | Responsive-460213 | Y | Y | Y | Y | Y
M3NHFScheduleOfRatesCode | Responsive/Domestic Waste Clearance:Fluorescent Tubes | Responsive - Domestic Waste Clearance:Fluorescent Tubes, unit of measure NO | Responsive-460215 | Y | Y | Y | Y | Y
M3NHFScheduleOfRatesCode | Responsive/Domestic Waste Clearance:Paint Cans | Responsive - Domestic Waste Clearance:Paint Cans, unit of measure NO | Responsive-460217 | Y | Y | Y | Y | Y
M3NHFScheduleOfRatesCode | Responsive/Communal Waste Clearance:Fridges, Freezers | Responsive - Communal Waste Clearance:Fridges, Freezers, unit of measure NO | Responsive-460301 | Y | Y | Y | Y | Y
M3NHFScheduleOfRatesCode | Responsive/Communal Waste Clearance:Calor Gas Bottles | Responsive - Communal Waste Clearance:Calor Gas Bottles, unit of measure NO | Responsive-460303 | Y | Y | Y | Y | Y
M3NHFScheduleOfRatesCode | Responsive/Communal Waste Clearance:Tv And Computer Monitors | Responsive - Communal Waste Clearance:Tv And Computer Monitors, unit of measure NO | Responsive-460305 | Y | Y | Y | Y | Y
M3NHFScheduleOfRatesCode | Responsive/Communal Waste Clearance:Computer Desk Top Units | Responsive - Communal Waste Clearance:Computer Desk Top Units, unit of measure NO | Responsive-460307 | Y | Y | Y | Y | Y
M3NHFScheduleOfRatesCode | Responsive/Communal Waste Clearance:Car Tyres | Responsive - Communal Waste Clearance:Car Tyres, unit of measure NO | Responsive-460309 | Y | Y | Y | Y | Y
M3NHFScheduleOfRatesCode | Responsive/Communal Waste Clearance:Car Or Van Batteries | Responsive - Communal Waste Clearance:Car Or Van Batteries, unit of measure NO | Responsive-460311 | Y | Y | Y | Y | Y
M3NHFScheduleOfRatesCode | Responsive/Communal Waste Clearance:Cookers | Responsive - Communal Waste Clearance:Cookers, unit of measure NO | Responsive-460313 | Y | Y | Y | Y | Y
M3NHFScheduleOfRatesCode | Responsive/Communal Waste Clearance:Fluorescent Tubes | Responsive - Communal Waste Clearance:Fluorescent Tubes, unit of measure NO | Responsive-460315 | Y | Y | Y | Y | Y
M3NHFScheduleOfRatesCode | Responsive/Communal Waste Clearance:Paint Cans | Responsive - Communal Waste Clearance:Paint Cans, unit of measure NO | Responsive-460317 | Y | Y | Y | Y | Y
M3NHFScheduleOfRatesCode | Responsive/Turf:Renew | Responsive - Turf:Renew, unit of measure SM | Responsive-460401 | Y | Y | Y | Y | Y
M3NHFScheduleOfRatesCode | Responsive/Turf:Clear Bonfire Lay New Turf | Responsive - Turf:Clear Bonfire Lay New Turf, unit of measure SM | Responsive-460403 | Y | Y | Y | Y | Y
M3NHFScheduleOfRatesCode | Responsive/Shrub:Prune | Responsive - Shrub:Prune, unit of measure NO | Responsive-460451 | Y | Y | Y | Y | Y
M3NHFScheduleOfRatesCode | Responsive/Shrub:Dig Out Overgrown | Responsive - Shrub:Dig Out Overgrown, unit of measure NO | Responsive-460453 | Y | Y | Y | Y | Y
M3NHFScheduleOfRatesCode | Responsive/Hedges:Cut Overgrown | Responsive - Hedges:Cut Overgrown, unit of measure LM | Responsive-460461 | Y | Y | Y | Y | Y
M3NHFScheduleOfRatesCode | Responsive/Tree:Prune | Responsive - Tree:Prune, unit of measure IT | Responsive-460471 | Y | Y | Y | Y | Y
M3NHFScheduleOfRatesCode | Responsive/Tree:Cut Down Girth Upto 450Mm | Responsive - Tree:Cut Down Girth Upto 450Mm, unit of measure IT | Responsive-460473 | Y | Y | Y | Y | Y
M3NHFScheduleOfRatesCode | Responsive/Tree:Dig Out Seedling Upto 150Mm Girth | Responsive - Tree:Dig Out Seedling Upto 150Mm Girth, unit of measure IT | Responsive-460475 | Y | Y | Y | Y | Y
M3NHFScheduleOfRatesCode | Responsive/Fence Line:Strim To Clear | Responsive - Fence Line:Strim To Clear, unit of measure LM | Responsive-460481 | Y | Y | Y | Y | Y
M3NHFScheduleOfRatesCode | Responsive/Carpet:Clean To Room Upto 20Sm Ceiling Area | Responsive - Carpet:Clean To Room Upto 20Sm Ceiling Area, unit of measure IT | Responsive-460507 | Y | Y | Y | Y | Y
M3NHFScheduleOfRatesCode | Responsive/Carpet:Clean To Hall Stairs | Responsive - Carpet:Clean To Hall Stairs, unit of measure IT | Responsive-460509 | Y | Y | Y | Y | Y
M3NHFScheduleOfRatesCode | Responsive/Carpet:Clean To Hall | Responsive - Carpet:Clean To Hall, unit of measure IT | Responsive-460511 | Y | Y | Y | Y | Y
M3NHFScheduleOfRatesCode | Responsive/Glazing:Clean External Face Only | Responsive - Glazing:Clean External Face Only, unit of measure SM | Responsive-460601 | Y
M3NHFScheduleOfRatesCode | Responsive/Glazing:Clean Both Faces | Responsive - Glazing:Clean Both Faces, unit of measure SM | Responsive-460603 | Y
M3NHFScheduleOfRatesCode | Responsive/Glazing:Clean Internal Face Only | Responsive - Glazing:Clean Internal Face Only, unit of measure SM | Responsive-460605 | Y
M3NHFScheduleOfRatesCode | Responsive/Glazing:Clean Both Internal Faces | Responsive - Glazing:Clean Both Internal Faces, unit of measure SM | Responsive-460607 | Y
M3NHFScheduleOfRatesCode | Responsive/Floor:Sweep Communal Areas | Responsive - Floor:Sweep Communal Areas, unit of measure SM | Responsive-460901 | Y
M3NHFScheduleOfRatesCode | Responsive/Surfaces:Power Wash | Responsive - Surfaces:Power Wash, unit of measure SM | Responsive-460903 | Y
M3NHFScheduleOfRatesCode | Responsive/Surfaces:1:6 Hd Detergent Jet Wash | Responsive - Surfaces:1:6 Hd Detergent Jet Wash, unit of measure SM | Responsive-460905 | Y
M3NHFScheduleOfRatesCode | Responsive/Hard Surfaces:Power Wash | Responsive - Hard Surfaces:Power Wash, unit of measure SM | Responsive-460907 | Y
M3NHFScheduleOfRatesCode | Responsive/Communal Area:Comprehensive Clean | Responsive - Communal Area:Comprehensive Clean, unit of measure NO | Responsive-460909 | Y
M3NHFScheduleOfRatesCode | Responsive/Communal Area:Light Clean | Responsive - Communal Area:Light Clean, unit of measure NO | Responsive-460911 | Y
M3NHFScheduleOfRatesCode | Responsive/Dwelling:Disinfestation Works | Responsive - Dwelling:Disinfestation Works, unit of measure IT | Responsive-461001 | Y | Y | Y | Y | Y
M3NHFScheduleOfRatesCode | Responsive/Wasps Nest:Remove Internal Or Easy External | Responsive - Wasps Nest:Remove Internal Or Easy External, unit of measure NO | Responsive-461201 | Y | Y | Y | Y | Y
M3NHFScheduleOfRatesCode | Responsive/Wasps Nest:Remove External | Responsive - Wasps Nest:Remove External, unit of measure NO | Responsive-461203 | Y | Y | Y | Y | Y
M3NHFScheduleOfRatesCode | Responsive/Rodents:Mice Eradication | Responsive - Rodents:Mice Eradication, unit of measure IT | Responsive-461205 | Y | Y | Y | Y | Y
M3NHFScheduleOfRatesCode | Responsive/Rodents:Rats Eradication | Responsive - Rodents:Rats Eradication, unit of measure IT | Responsive-461209 | Y | Y | Y | Y | Y
M3NHFScheduleOfRatesCode | Responsive/Liceants:Eradicate | Responsive - Liceants:Eradicate, unit of measure IT | Responsive-461213 | Y | Y | Y | Y | Y
M3NHFScheduleOfRatesCode | Responsive/Rodents:Squirrel Eradication | Responsive - Rodents:Squirrel Eradication, unit of measure IT | Responsive-461217 | Y | Y | Y | Y | Y
M3NHFScheduleOfRatesCode | Responsive/Nest:Remove Ant Nest | Responsive - Nest:Remove Ant Nest, unit of measure NO | Responsive-461219 | Y | Y | Y
M3NHFScheduleOfRatesCode | Responsive/Nest:Remove Hornets Nest | Responsive - Nest:Remove Hornets Nest, unit of measure NO | Responsive-461221 | Y | Y | Y
M3NHFScheduleOfRatesCode | Responsive/Nest:Remove Birds Nest | Responsive - Nest:Remove Birds Nest, unit of measure NO | Responsive-461222 | Y
M3NHFScheduleOfRatesCode | Responsive/Nest:Remove Bees Nest | Responsive - Nest:Remove Bees Nest, unit of measure NO | Responsive-461223 | Y | Y | Y
M3NHFScheduleOfRatesCode | Responsive/Cockroach:Disinfest Roach Infestation | Responsive - Cockroach:Disinfest Roach Infestation, unit of measure NO | Responsive-461225 | Y | Y | Y
M3NHFScheduleOfRatesCode | Responsive/Beetle:Disinfest Beetle Infestation | Responsive - Beetle:Disinfest Beetle Infestation, unit of measure NO | Responsive-461227 | Y | Y | Y
M3NHFScheduleOfRatesCode | Responsive/Pigeon:Disinfest Pigeon Infestation | Responsive - Pigeon:Disinfest Pigeon Infestation, unit of measure NO | Responsive-461229 | Y | Y | Y
M3NHFScheduleOfRatesCode | Responsive/Pigeon:Remove Infestation From Cills | Responsive - Pigeon:Remove Infestation From Cills, unit of measure LM | Responsive-461230 | Y
M3NHFScheduleOfRatesCode | Responsive/Rat:Disinfest Rat Infestation | Responsive - Rat:Disinfest Rat Infestation, unit of measure NO | Responsive-461231 | Y | Y | Y
M3NHFScheduleOfRatesCode | Responsive/Debris:Remove Debris Of Infestation And Dispose | Responsive - Debris:Remove Debris Of Infestation And Dispose, unit of measure CM | Responsive-461233 | Y | Y | Y
M3NHFScheduleOfRatesCode | Responsive/Pigeons:Install Anti-Pigeon Spiking | Responsive - Pigeons:Install Anti-Pigeon Spiking, unit of measure LM | Responsive-461235 | Y | Y | Y
M3NHFScheduleOfRatesCode | Responsive/Pigeons:Install Anti-Pigeon Netting | Responsive - Pigeons:Install Anti-Pigeon Netting, unit of measure SM | Responsive-461237 | Y | Y | Y
M3NHFScheduleOfRatesCode | Responsive/Waste Chute:Inspect Take Down Repair | Responsive - Waste Chute:Inspect Take Down Repair, unit of measure NO | Responsive-463001 | Y | Y | Y | Y | Y
M3NHFScheduleOfRatesCode | Responsive/Waste Chute:Clear Out Blockage (Per Floor) | Responsive - Waste Chute:Clear Out Blockage (Per Floor), unit of measure IT | Responsive-463003 | Y | Y | Y | Y | Y
M3NHFScheduleOfRatesCode | Responsive/Garage Or Outbuilding:Demolish Single Complete | Responsive - Garage Or Outbuilding:Demolish Single Complete, unit of measure CM | Responsive-464001 | Y
M3NHFScheduleOfRatesCode | Responsive/Garage Or Outbuilding:Demolish Sgl Complete Slab | Responsive - Garage Or Outbuilding:Demolish Sgl Complete Slab, unit of measure CM | Responsive-464003 | Y
M3NHFScheduleOfRatesCode | Responsive/Garage Or Outbuilding:Demolish Multi Complete | Responsive - Garage Or Outbuilding:Demolish Multi Complete, unit of measure CM | Responsive-464005 | Y
M3NHFScheduleOfRatesCode | Responsive/Garage Or Outbuilding:Demolish Multi Complete Slab | Responsive - Garage Or Outbuilding:Demolish Multi Complete Slab, unit of measure CM | Responsive-464007 | Y
M3NHFScheduleOfRatesCode | Responsive/Demolition Of Shed Etc:Retain Base | Responsive - Demolition Of Shed Etc:Retain Base, unit of measure IT | Responsive-464501 | Y
M3NHFScheduleOfRatesCode | Responsive/Demolition Of Shed Etc:Remove Base | Responsive - Demolition Of Shed Etc:Remove Base, unit of measure IT | Responsive-464503 | Y
M3NHFScheduleOfRatesCode | Responsive/Demolition Of Pigeon Loft - Retain Base | Responsive - Demolition Of Pigeon Loft - Retain Base, unit of measure IT | Responsive-464505 | Y
M3NHFScheduleOfRatesCode | Responsive/Demolition Of Pigeon Loft Etc:- Base | Responsive - Demolition Of Pigeon Loft Etc:- Base, unit of measure IT | Responsive-464507 | Y
M3NHFScheduleOfRatesCode | Responsive/Dwelling:Redecorate 1 Bedroom Flat | Responsive - Dwelling:Redecorate 1 Bedroom Flat, unit of measure IT | Responsive-470001 | Y | Y | Y | Y | Y
M3NHFScheduleOfRatesCode | Responsive/Dwelling:Redecorate 2 Bedroom Flat | Responsive - Dwelling:Redecorate 2 Bedroom Flat, unit of measure IT | Responsive-470002 | Y | Y | Y | Y | Y
M3NHFScheduleOfRatesCode | Responsive/Dwelling:Redecorate 3 Bedroom Flat | Responsive - Dwelling:Redecorate 3 Bedroom Flat, unit of measure IT | Responsive-470003 | Y | Y | Y | Y | Y
M3NHFScheduleOfRatesCode | Responsive/Dwelling:Redecorate 2 Bedroom House | Responsive - Dwelling:Redecorate 2 Bedroom House, unit of measure IT | Responsive-470010 | Y | Y | Y | Y | Y
M3NHFScheduleOfRatesCode | Responsive/Dwelling:Redecorate 3 Bedroom House | Responsive - Dwelling:Redecorate 3 Bedroom House, unit of measure IT | Responsive-470011 | Y | Y | Y | Y | Y
M3NHFScheduleOfRatesCode | Responsive/Dwelling:Redecorate 4 Bedroom House | Responsive - Dwelling:Redecorate 4 Bedroom House, unit of measure IT | Responsive-470012 | Y | Y | Y | Y | Y
M3NHFScheduleOfRatesCode | Responsive/Dwelling:Redecorate Bedsit Ne 20Sm Ceiling Area | Responsive - Dwelling:Redecorate Bedsit Ne 20Sm Ceiling Area, unit of measure IT | Responsive-470040 | Y | Y | Y | Y | Y
M3NHFScheduleOfRatesCode | Responsive/Dwelling:Redecorate Bedsit 20-30Sm Ceiling Area | Responsive - Dwelling:Redecorate Bedsit 20-30Sm Ceiling Area, unit of measure IT | Responsive-470041 | Y | Y | Y | Y | Y
M3NHFScheduleOfRatesCode | Responsive/Dwelling:Redecorate Bedsit Over 30Sm Ceiling Area | Responsive - Dwelling:Redecorate Bedsit Over 30Sm Ceiling Area, unit of measure IT | Responsive-470042 | Y | Y | Y | Y | Y
M3NHFScheduleOfRatesCode | Responsive/Dwelling:Redecorate Multiple Occupied 3 Bed Flat | Responsive - Dwelling:Redecorate Multiple Occupied 3 Bed Flat, unit of measure IT | Responsive-470045 | Y | Y | Y | Y | Y
M3NHFScheduleOfRatesCode | Responsive/Dwelling:Redecorate Multiple Occupied 4 Bed Flat | Responsive - Dwelling:Redecorate Multiple Occupied 4 Bed Flat, unit of measure IT | Responsive-470046 | Y | Y | Y | Y | Y
M3NHFScheduleOfRatesCode | Responsive/Dwelling:Redecorate Multiple Occupied 5 Bed Flat | Responsive - Dwelling:Redecorate Multiple Occupied 5 Bed Flat, unit of measure IT | Responsive-470047 | Y | Y | Y | Y | Y
M3NHFScheduleOfRatesCode | Responsive/Room:Whole Redecoration Addition Ht Above 3.0M | Responsive - Room:Whole Redecoration Addition Ht Above 3.0M, unit of measure SM | Responsive-470088 | Y | Y | Y | Y | Y
M3NHFScheduleOfRatesCode | Responsive/Dwelling:Wash 2Ct Redecoration 1 Bedroom Flat | Responsive - Dwelling:Wash 2Ct Redecoration 1 Bedroom Flat, unit of measure IT | Responsive-470501 | Y | Y | Y | Y | Y
M3NHFScheduleOfRatesCode | Responsive/Dwelling:Wash 2Ct Redecoration 2 Bedroom Flat | Responsive - Dwelling:Wash 2Ct Redecoration 2 Bedroom Flat, unit of measure IT | Responsive-470502 | Y | Y | Y | Y | Y
M3NHFScheduleOfRatesCode | Responsive/Dwelling:Wash 2Ct Redecoration 3 Bedroom Flat | Responsive - Dwelling:Wash 2Ct Redecoration 3 Bedroom Flat, unit of measure IT | Responsive-470503 | Y | Y | Y | Y | Y
M3NHFScheduleOfRatesCode | Responsive/Dwelling:Wash 2Ct Redecoration 2 Bedroom House | Responsive - Dwelling:Wash 2Ct Redecoration 2 Bedroom House, unit of measure IT | Responsive-470510 | Y | Y | Y | Y | Y
M3NHFScheduleOfRatesCode | Responsive/Dwelling:Wash 2Ct Redecoration 3 Bedroom House | Responsive - Dwelling:Wash 2Ct Redecoration 3 Bedroom House, unit of measure IT | Responsive-470511 | Y | Y | Y | Y | Y
M3NHFScheduleOfRatesCode | Responsive/Dwelling:Wash 2Ct Redecoration 4 Bedroom House | Responsive - Dwelling:Wash 2Ct Redecoration 4 Bedroom House, unit of measure IT | Responsive-470512 | Y | Y | Y | Y | Y
M3NHFScheduleOfRatesCode | Responsive/Dwelling:Wash 1Ct Redecoration 1 Bedroom Flat | Responsive - Dwelling:Wash 1Ct Redecoration 1 Bedroom Flat, unit of measure IT | Responsive-470520 | Y | Y | Y | Y | Y
M3NHFScheduleOfRatesCode | Responsive/Dwelling:Wash 1Ct Redecoration 2 Bedroom Flat | Responsive - Dwelling:Wash 1Ct Redecoration 2 Bedroom Flat, unit of measure IT | Responsive-470521 | Y | Y | Y | Y | Y
M3NHFScheduleOfRatesCode | Responsive/Dwelling:Wash 1Ct Redecoration 3 Bedroom Flat | Responsive - Dwelling:Wash 1Ct Redecoration 3 Bedroom Flat, unit of measure IT | Responsive-470522 | Y | Y | Y | Y | Y
M3NHFScheduleOfRatesCode | Responsive/Dwelling:Wash 1Ct Redecoration 2 Bedroom House | Responsive - Dwelling:Wash 1Ct Redecoration 2 Bedroom House, unit of measure IT | Responsive-470530 | Y | Y | Y | Y | Y
M3NHFScheduleOfRatesCode | Responsive/Dwelling:Wash 1Ct Redecoration 3 Bedroom House | Responsive - Dwelling:Wash 1Ct Redecoration 3 Bedroom House, unit of measure IT | Responsive-470531 | Y | Y | Y | Y | Y
M3NHFScheduleOfRatesCode | Responsive/Dwelling:Wash 1Ct Redecoration 4 Bedroom House | Responsive - Dwelling:Wash 1Ct Redecoration 4 Bedroom House, unit of measure IT | Responsive-470532 | Y | Y | Y | Y | Y
M3NHFScheduleOfRatesCode | Responsive/Dwelling:Wash 2Ct Redec Bedsit Ne 20Sm Clg Area | Responsive - Dwelling:Wash 2Ct Redec Bedsit Ne 20Sm Clg Area, unit of measure IT | Responsive-470540 | Y | Y | Y | Y | Y
M3NHFScheduleOfRatesCode | Responsive/Dwelling:Wash 2Ct Redec Bedsit 20-30Sm Clg Area | Responsive - Dwelling:Wash 2Ct Redec Bedsit 20-30Sm Clg Area, unit of measure IT | Responsive-470541 | Y | Y | Y | Y | Y
M3NHFScheduleOfRatesCode | Responsive/Dwelling:Wash 2Ct Redec Bedsit Over 30Sm Clg Area | Responsive - Dwelling:Wash 2Ct Redec Bedsit Over 30Sm Clg Area, unit of measure IT | Responsive-470542 | Y | Y | Y | Y | Y
M3NHFScheduleOfRatesCode | Responsive/Dwelling:Wash 2Ct Redec Multiple Occ 3 Bed Flat | Responsive - Dwelling:Wash 2Ct Redec Multiple Occ 3 Bed Flat, unit of measure IT | Responsive-470545 | Y | Y | Y | Y | Y
M3NHFScheduleOfRatesCode | Responsive/Dwelling:Wash 2Ct Redec Multiple Occ 4 Bed Flat | Responsive - Dwelling:Wash 2Ct Redec Multiple Occ 4 Bed Flat, unit of measure IT | Responsive-470546 | Y | Y | Y | Y | Y
M3NHFScheduleOfRatesCode | Responsive/Dwelling:Wash 2Ct Redec Multiple Occ 5 Bed Flat | Responsive - Dwelling:Wash 2Ct Redec Multiple Occ 5 Bed Flat, unit of measure IT | Responsive-470547 | Y | Y | Y | Y | Y
M3NHFScheduleOfRatesCode | Responsive/Dwelling:Strip Prior To Redecorate 1 Bed Flat | Responsive - Dwelling:Strip Prior To Redecorate 1 Bed Flat, unit of measure IT | Responsive-470601 | Y | Y | Y
M3NHFScheduleOfRatesCode | Responsive/Dwelling:Strip Prior To Redecorate 2 Bed Flat | Responsive - Dwelling:Strip Prior To Redecorate 2 Bed Flat, unit of measure IT | Responsive-470602 | Y | Y | Y
M3NHFScheduleOfRatesCode | Responsive/Dwelling:Strip Prior To Redecorate 3 Bed Flat | Responsive - Dwelling:Strip Prior To Redecorate 3 Bed Flat, unit of measure IT | Responsive-470603 | Y | Y | Y
M3NHFScheduleOfRatesCode | Responsive/Dwelling:Strip Prior To Redecorate 2 Bed House | Responsive - Dwelling:Strip Prior To Redecorate 2 Bed House, unit of measure IT | Responsive-470610 | Y | Y | Y
M3NHFScheduleOfRatesCode | Responsive/Dwelling:Strip Prior To Redecorate 3 Bed House | Responsive - Dwelling:Strip Prior To Redecorate 3 Bed House, unit of measure IT | Responsive-470611 | Y | Y | Y
M3NHFScheduleOfRatesCode | Responsive/Dwelling:Strip Prior To Redecorate 4 Bed House | Responsive - Dwelling:Strip Prior To Redecorate 4 Bed House, unit of measure IT | Responsive-470612 | Y | Y | Y
M3NHFScheduleOfRatesCode | Responsive/Hall Stairs:Redecorate 2 Storey Class 'O' | Responsive - Hall Stairs:Redecorate 2 Storey Class 'O', unit of measure IT | Responsive-470701 | Y
M3NHFScheduleOfRatesCode | Responsive/Hall Stairs:Redecorate 3 Storey Class 'O' | Responsive - Hall Stairs:Redecorate 3 Storey Class 'O', unit of measure IT | Responsive-470703 | Y
M3NHFScheduleOfRatesCode | Responsive/Hall:Redecorate Complete Over 3Sm Class 'O' | Responsive - Hall:Redecorate Complete Over 3Sm Class 'O', unit of measure IT | Responsive-470705 | Y
M3NHFScheduleOfRatesCode | Responsive/Lobby:Redecorate Complete Ne 3Sm Class 'O' | Responsive - Lobby:Redecorate Complete Ne 3Sm Class 'O', unit of measure IT | Responsive-470707 | Y
M3NHFScheduleOfRatesCode | Responsive/Walls:Apply 2 Coats Class 'O' Paint | Responsive - Walls:Apply 2 Coats Class 'O' Paint, unit of measure SM | Responsive-470751 | Y
M3NHFScheduleOfRatesCode | Responsive/Ceilings:Apply 2 Coats Class 'O' Paint | Responsive - Ceilings:Apply 2 Coats Class 'O' Paint, unit of measure SM | Responsive-470753 | Y
M3NHFScheduleOfRatesCode | Responsive/Flame Retardant Coating:Apply 2 Ct Surfaces | Responsive - Flame Retardant Coating:Apply 2 Ct Surfaces, unit of measure SM | Responsive-470801 | Y
M3NHFScheduleOfRatesCode | Responsive/Flame Retardant Coating:Apply 2 Ct Surface Ne300Mm | Responsive - Flame Retardant Coating:Apply 2 Ct Surface Ne300Mm, unit of measure LM | Responsive-470803 | Y
M3NHFScheduleOfRatesCode | Responsive/Flame Retardant Coating:Apply 3 Ct Surfaces | Responsive - Flame Retardant Coating:Apply 3 Ct Surfaces, unit of measure SM | Responsive-470851 | Y
M3NHFScheduleOfRatesCode | Responsive/Flame Retardant Coating:Apply 3 Ct Surface Ne300Mm | Responsive - Flame Retardant Coating:Apply 3 Ct Surface Ne300Mm, unit of measure LM | Responsive-470853 | Y
M3NHFScheduleOfRatesCode | Responsive/Tanking:Install Asphalt Dpm Horizontal | Responsive - Tanking:Install Asphalt Dpm Horizontal, unit of measure SM | Responsive-490001 | Y | Y | Y | Y | Y
M3NHFScheduleOfRatesCode | Responsive/Tanking:Install Asphalt Dpm Rake For Key | Responsive - Tanking:Install Asphalt Dpm Rake For Key, unit of measure SM | Responsive-490003 | Y | Y | Y | Y | Y
M3NHFScheduleOfRatesCode | Responsive/Tanking:Install Asphalt Dpm Vertical | Responsive - Tanking:Install Asphalt Dpm Vertical, unit of measure SM | Responsive-490005 | Y | Y | Y | Y | Y
M3NHFScheduleOfRatesCode | Responsive/Pane:Reglaze 4Mm Clear Or Obscure Upto 1Sm | Responsive - Pane:Reglaze 4Mm Clear Or Obscure Upto 1Sm, unit of measure NO | Responsive-515005 | Y | Y | Y | Y | Y
M3NHFScheduleOfRatesCode | Responsive/Pane:Reglaze 4Mm Clear Or Obscure Over 1Sm | Responsive - Pane:Reglaze 4Mm Clear Or Obscure Over 1Sm, unit of measure SM | Responsive-515007 | Y | Y | Y | Y | Y
M3NHFScheduleOfRatesCode | Responsive/Pane:Reglaze 6Mm Clear Or Obscure Upto 1Sm | Responsive - Pane:Reglaze 6Mm Clear Or Obscure Upto 1Sm, unit of measure NO | Responsive-515013 | Y | Y | Y | Y | Y
M3NHFScheduleOfRatesCode | Responsive/Pane:Reglaze 6Mm Clear Or Obscure Over 1Sm | Responsive - Pane:Reglaze 6Mm Clear Or Obscure Over 1Sm, unit of measure SM | Responsive-515015 | Y | Y | Y | Y | Y
M3NHFScheduleOfRatesCode | Responsive/Pane:Reglaze 7Mm Gwcg Upto 1Sm | Responsive - Pane:Reglaze 7Mm Gwcg Upto 1Sm, unit of measure NO | Responsive-520005 | Y | Y | Y | Y | Y
M3NHFScheduleOfRatesCode | Responsive/Pane:Reglaze 7Mm Gwcg Over 1Sm | Responsive - Pane:Reglaze 7Mm Gwcg Over 1Sm, unit of measure SM | Responsive-520007 | Y | Y | Y | Y | Y
M3NHFScheduleOfRatesCode | Responsive/Pane:Reglaze 6Mm Gwpp Upto 1Sm | Responsive - Pane:Reglaze 6Mm Gwpp Upto 1Sm, unit of measure NO | Responsive-525005 | Y | Y | Y | Y | Y
M3NHFScheduleOfRatesCode | Responsive/Pane:Reglaze 6Mm Gwpp Over 1Sm | Responsive - Pane:Reglaze 6Mm Gwpp Over 1Sm, unit of measure SM | Responsive-525007 | Y | Y | Y | Y | Y
M3NHFScheduleOfRatesCode | Responsive/Pane:Reglaze 6Mm Toughened Upto 1Sm | Responsive - Pane:Reglaze 6Mm Toughened Upto 1Sm, unit of measure NO | Responsive-530005 | Y | Y | Y | Y | Y
M3NHFScheduleOfRatesCode | Responsive/Pane:Reglaze 6Mm Toughened Over 1Sm | Responsive - Pane:Reglaze 6Mm Toughened Over 1Sm, unit of measure SM | Responsive-530007 | Y | Y | Y | Y | Y
M3NHFScheduleOfRatesCode | Responsive/Pane:Reglaze 6.4Mm Laminated Upto 1Sm | Responsive - Pane:Reglaze 6.4Mm Laminated Upto 1Sm, unit of measure NO | Responsive-535005 | Y | Y | Y | Y | Y
M3NHFScheduleOfRatesCode | Responsive/Pane:Reglaze 6.4Mm Laminated Over 1Sm | Responsive - Pane:Reglaze 6.4Mm Laminated Over 1Sm, unit of measure SM | Responsive-535007 | Y | Y | Y | Y | Y
M3NHFScheduleOfRatesCode | Responsive/Pane:Reglaze 4.4Mm Laminated Upto 1Sm | Responsive - Pane:Reglaze 4.4Mm Laminated Upto 1Sm, unit of measure NO | Responsive-535015 | Y | Y | Y | Y | Y
M3NHFScheduleOfRatesCode | Responsive/Pane:Reglaze 4.4Mm Laminated Over 1Sm | Responsive - Pane:Reglaze 4.4Mm Laminated Over 1Sm, unit of measure SM | Responsive-535017 | Y | Y | Y | Y | Y
M3NHFScheduleOfRatesCode | Responsive/Pane:Reglaze 6.8Mm Laminated/Stippolyte Upto 1 Sm | Responsive - Pane:Reglaze 6.8Mm Laminated/Stippolyte Upto 1 Sm, unit of measure NO | Responsive-535025 | Y | Y | Y
M3NHFScheduleOfRatesCode | Responsive/Pane:Reglaze 6.8Mm Laminated/Stippolyte Over 1 Sm | Responsive - Pane:Reglaze 6.8Mm Laminated/Stippolyte Over 1 Sm, unit of measure SM | Responsive-535027 | Y | Y | Y
M3NHFScheduleOfRatesCode | Responsive/Pane:Reglaze 4Mm Polycarbonate Upto 1Sm | Responsive - Pane:Reglaze 4Mm Polycarbonate Upto 1Sm, unit of measure NO | Responsive-540005 | Y | Y | Y | Y | Y
M3NHFScheduleOfRatesCode | Responsive/Pane:Reglaze 4Mm Polycarbonate Over 1Sm | Responsive - Pane:Reglaze 4Mm Polycarbonate Over 1Sm, unit of measure SM | Responsive-540007 | Y | Y | Y | Y | Y
M3NHFScheduleOfRatesCode | Responsive/Pane:Reglaze 6Mm Polycarbonate Upto 1.00Sm | Responsive - Pane:Reglaze 6Mm Polycarbonate Upto 1.00Sm, unit of measure NO | Responsive-540055 | Y
M3NHFScheduleOfRatesCode | Responsive/Pane:Reglaze 6Mm Polycarbonate Over 1.00Sm | Responsive - Pane:Reglaze 6Mm Polycarbonate Over 1.00Sm, unit of measure SM | Responsive-540057 | Y
M3NHFScheduleOfRatesCode | Responsive/Pane:Reglaze 7Mm Fire Safety Impact Upto 1Sm | Responsive - Pane:Reglaze 7Mm Fire Safety Impact Upto 1Sm, unit of measure NO | Responsive-541001 | Y | Y | Y
M3NHFScheduleOfRatesCode | Responsive/Pane:Reglaze 7Mm Fire Safety Impact Glass Over 1Sm | Responsive - Pane:Reglaze 7Mm Fire Safety Impact Glass Over 1Sm, unit of measure SM | Responsive-541003 | Y | Y | Y
M3NHFScheduleOfRatesCode | Responsive/Double Glazed Unit:Reglaze Upto 1Sm-Clear Low E | Responsive - Double Glazed Unit:Reglaze Upto 1Sm-Clear Low E, unit of measure NO | Responsive-551005 | Y | Y | Y | Y | Y
M3NHFScheduleOfRatesCode | Responsive/Double Glazed Unit:Reglaze Over 1.0Sm-Clear Low E | Responsive - Double Glazed Unit:Reglaze Over 1.0Sm-Clear Low E, unit of measure SM | Responsive-551007 | Y | Y | Y | Y | Y
M3NHFScheduleOfRatesCode | Responsive/Double Glazed Unit:Reglaze 28Mm Ne 1Sm Clear Low E | Responsive - Double Glazed Unit:Reglaze 28Mm Ne 1Sm Clear Low E, unit of measure NO | Responsive-551055 | Y | Y | Y
M3NHFScheduleOfRatesCode | Responsive/Double Glazed Unit:Reglaze 28Mm Ex 1Sm Clear Low E | Responsive - Double Glazed Unit:Reglaze 28Mm Ex 1Sm Clear Low E, unit of measure SM | Responsive-551057 | Y | Y | Y
M3NHFScheduleOfRatesCode | Responsive/Double Glazed Unit:Reglaze Upto 1Sm Safety Low E | Responsive - Double Glazed Unit:Reglaze Upto 1Sm Safety Low E, unit of measure NO | Responsive-556005 | Y | Y | Y | Y | Y
M3NHFScheduleOfRatesCode | Responsive/Double Glazed Unit:Reglaze Over 1Sm Safety Low E | Responsive - Double Glazed Unit:Reglaze Over 1Sm Safety Low E, unit of measure SM | Responsive-556007 | Y | Y | Y | Y | Y
M3NHFScheduleOfRatesCode | Responsive/Double Glazed Unit:Reglaze 28Mm Ne 1Sm Safety Lowe | Responsive - Double Glazed Unit:Reglaze 28Mm Ne 1Sm Safety Lowe, unit of measure NO | Responsive-556055 | Y | Y | Y
M3NHFScheduleOfRatesCode | Responsive/Double Glazed Unit:Reglaze 28Mm Ex 1Sm Safety Lowe | Responsive - Double Glazed Unit:Reglaze 28Mm Ex 1Sm Safety Lowe, unit of measure SM | Responsive-556057 | Y | Y | Y
M3NHFScheduleOfRatesCode | Responsive/Vacuum Double Glazing:Reglaze Upto 1Sm-Clear | Responsive - Vacuum Double Glazing:Reglaze Upto 1Sm-Clear, unit of measure NO | Responsive-557001 | Y | Y | Y | Y
M3NHFScheduleOfRatesCode | Responsive/Vacuum Double Glazing:Reglaze Over 1Sm-Clear | Responsive - Vacuum Double Glazing:Reglaze Over 1Sm-Clear, unit of measure SM | Responsive-557003 | Y | Y | Y | Y
M3NHFScheduleOfRatesCode | Responsive/Vacuum Double Glazing:Reglaze Upto 1Sm-Obscure | Responsive - Vacuum Double Glazing:Reglaze Upto 1Sm-Obscure, unit of measure NO | Responsive-557005 | Y | Y | Y | Y
M3NHFScheduleOfRatesCode | Responsive/Vacuum Double Glazing:Reglaze Over 1Sm-Obscure | Responsive - Vacuum Double Glazing:Reglaze Over 1Sm-Obscure, unit of measure SM | Responsive-557007 | Y | Y | Y | Y
M3NHFScheduleOfRatesCode | Responsive/Vacuum Double Glazing:Reglaze Upto 1Sm-Safety | Responsive - Vacuum Double Glazing:Reglaze Upto 1Sm-Safety, unit of measure NO | Responsive-557009 | Y | Y | Y | Y
M3NHFScheduleOfRatesCode | Responsive/Vacuum Double Glazing:Reglaze Over 1Sm-Safety | Responsive - Vacuum Double Glazing:Reglaze Over 1Sm-Safety, unit of measure SM | Responsive-557011 | Y | Y | Y | Y
M3NHFScheduleOfRatesCode | Responsive/Triple Glazing:Reglaze Upto 1Sm-Clear | Responsive - Triple Glazing:Reglaze Upto 1Sm-Clear, unit of measure NO | Responsive-559001 | Y | Y | Y | Y
M3NHFScheduleOfRatesCode | Responsive/Triple Glazing:Reglaze Over 1Sm-Clear | Responsive - Triple Glazing:Reglaze Over 1Sm-Clear, unit of measure SM | Responsive-559003 | Y | Y | Y | Y
M3NHFScheduleOfRatesCode | Responsive/Triple Glazing:Reglaze Upto 1Sm-Obscure | Responsive - Triple Glazing:Reglaze Upto 1Sm-Obscure, unit of measure NO | Responsive-559005 | Y | Y | Y | Y
M3NHFScheduleOfRatesCode | Responsive/Triple Glazing:Reglaze Over 1Sm-Obscure | Responsive - Triple Glazing:Reglaze Over 1Sm-Obscure, unit of measure SM | Responsive-559007 | Y | Y | Y | Y
M3NHFScheduleOfRatesCode | Responsive/Triple Glazing:Reglaze Upto 1Sm-Safety | Responsive - Triple Glazing:Reglaze Upto 1Sm-Safety, unit of measure NO | Responsive-559009 | Y | Y | Y | Y
M3NHFScheduleOfRatesCode | Responsive/Triple Glazing:Reglaze Over 1Sm-Safety | Responsive - Triple Glazing:Reglaze Over 1Sm-Safety, unit of measure SM | Responsive-559011 | Y | Y | Y | Y
M3NHFScheduleOfRatesCode | Responsive/Domelight:Remove And Refix | Responsive - Domelight:Remove And Refix, unit of measure NO | Responsive-560001 | Y | Y | Y | Y | Y
M3NHFScheduleOfRatesCode | Responsive/Domelight:Renew 610X610Mm Complete | Responsive - Domelight:Renew 610X610Mm Complete, unit of measure NO | Responsive-560003 | Y | Y | Y | Y | Y
M3NHFScheduleOfRatesCode | Responsive/Domelight:Renew 914X914Mm Complete | Responsive - Domelight:Renew 914X914Mm Complete, unit of measure NO | Responsive-560005 | Y | Y | Y | Y | Y
M3NHFScheduleOfRatesCode | Responsive/Domelight:Renew 1210X1210Mm Complete | Responsive - Domelight:Renew 1210X1210Mm Complete, unit of measure NO | Responsive-560007 | Y | Y | Y | Y | Y
M3NHFScheduleOfRatesCode | Responsive/Mirror:Renew 450X450X4Mm | Responsive - Mirror:Renew 450X450X4Mm, unit of measure NO | Responsive-565001 | Y | Y | Y | Y | Y
M3NHFScheduleOfRatesCode | Responsive/Mirror:Renew 900X600X4Mm | Responsive - Mirror:Renew 900X600X4Mm, unit of measure NO | Responsive-565003 | Y | Y | Y | Y | Y
M3NHFScheduleOfRatesCode | Responsive/Shower Screen:Refix Glass Over Bath Screen | Responsive - Shower Screen:Refix Glass Over Bath Screen, unit of measure NO | Responsive-570001 | Y | Y | Y | Y | Y
M3NHFScheduleOfRatesCode | Responsive/Shower Screen:Renew Glass Over Bath | Responsive - Shower Screen:Renew Glass Over Bath, unit of measure NO | Responsive-570003 | Y | Y | Y | Y | Y
M3NHFScheduleOfRatesCode | Responsive/Shower Screen:Renew Two Sided Glass Screen | Responsive - Shower Screen:Renew Two Sided Glass Screen, unit of measure IT | Responsive-570011 | Y | Y | Y | Y | Y
M3NHFScheduleOfRatesCode | Responsive/Shower Screen:Renew Three Sided Glass Screen | Responsive - Shower Screen:Renew Three Sided Glass Screen, unit of measure IT | Responsive-570013 | Y | Y | Y | Y | Y
M3NHFScheduleOfRatesCode | Responsive/Shower Screen:Refix Glass Side Panel | Responsive - Shower Screen:Refix Glass Side Panel, unit of measure IT | Responsive-570015 | Y | Y | Y | Y | Y
M3NHFScheduleOfRatesCode | Responsive/Shower Screen:Overhaul Door | Responsive - Shower Screen:Overhaul Door, unit of measure IT | Responsive-570017 | Y | Y | Y | Y | Y
M3NHFScheduleOfRatesCode | Responsive/Shower Screen:Remove And Refix | Responsive - Shower Screen:Remove And Refix, unit of measure IT | Responsive-570019 | Y
M3NHFScheduleOfRatesCode | Responsive/Condensation Drip Tray:Renew | Responsive - Condensation Drip Tray:Renew, unit of measure IT | Responsive-573091 | Y | Y | Y | Y | Y
M3NHFScheduleOfRatesCode | Responsive/Double Glazed Units:Refix | Responsive - Double Glazed Units:Refix, unit of measure NO | Responsive-573093 | Y | Y | Y | Y | Y
M3NHFScheduleOfRatesCode | Responsive/Putty:Renew Defective Putty | Responsive - Putty:Renew Defective Putty, unit of measure LM | Responsive-575001 | Y | Y | Y | Y | Y
M3NHFScheduleOfRatesCode | Responsive/Bead:Renew Defective Glazing Bead | Responsive - Bead:Renew Defective Glazing Bead, unit of measure LM | Responsive-575003 | Y | Y | Y | Y | Y
M3NHFScheduleOfRatesCode | Responsive/Bead:Apply Silicone Seal To Glazing Bead | Responsive - Bead:Apply Silicone Seal To Glazing Bead, unit of measure LM | Responsive-575005 | Y | Y | Y | Y | Y
M3NHFScheduleOfRatesCode | Responsive/Window:Bed Edges In Washleather Strip | Responsive - Window:Bed Edges In Washleather Strip, unit of measure LM | Responsive-575007 | Y | Y | Y | Y | Y
M3NHFScheduleOfRatesCode | Responsive/Gaskets:Extra Over For Compression Gasket | Responsive - Gaskets:Extra Over For Compression Gasket, unit of measure LM | Responsive-575009 | Y | Y | Y | Y | Y
M3NHFScheduleOfRatesCode | Responsive/Vent:Renew Circular To Existing Opening | Responsive - Vent:Renew Circular To Existing Opening, unit of measure NO | Responsive-575011 | Y | Y | Y | Y | Y
M3NHFScheduleOfRatesCode | Responsive/Vent:Fit New Circular To Existing Glass | Responsive - Vent:Fit New Circular To Existing Glass, unit of measure NO | Responsive-575013 | Y | Y | Y | Y | Y
M3NHFScheduleOfRatesCode | Responsive/Vent:Fit Metal Permavent | Responsive - Vent:Fit Metal Permavent, unit of measure NO | Responsive-575015 | Y | Y | Y | Y | Y
M3NHFScheduleOfRatesCode | Responsive/Louvre:Renew Blade Ne 950Mm Long | Responsive - Louvre:Renew Blade Ne 950Mm Long, unit of measure NO | Responsive-575017 | Y | Y | Y | Y | Y
M3NHFScheduleOfRatesCode | Responsive/Temporary Glazing:Fix Prior To Replacement Unit | Responsive - Temporary Glazing:Fix Prior To Replacement Unit, unit of measure NO | Responsive-575019 | Y | Y | Y | Y | Y
M3NHFScheduleOfRatesCode | Responsive/Sylglas:Fit Tape Ne 100Mm Wide | Responsive - Sylglas:Fit Tape Ne 100Mm Wide, unit of measure LM | Responsive-575021 | Y | Y | Y | Y | Y
M3NHFScheduleOfRatesCode | Responsive/Window:Apply Solar Reflective Film | Responsive - Window:Apply Solar Reflective Film, unit of measure SM | Responsive-575023 | Y | Y | Y | Y | Y
M3NHFScheduleOfRatesCode | Responsive/Window:Apply Safety Film | Responsive - Window:Apply Safety Film, unit of measure SM | Responsive-575025 | Y | Y | Y | Y | Y
M3NHFScheduleOfRatesCode | Responsive/Window Or Door:Apply Emergency Repair Film | Responsive - Window Or Door:Apply Emergency Repair Film, unit of measure SM | Responsive-575026 | Y
M3NHFScheduleOfRatesCode | Responsive/Sash:Extra Over Glazing To Dismantle Sash | Responsive - Sash:Extra Over Glazing To Dismantle Sash, unit of measure NO | Responsive-575027 | Y | Y | Y | Y | Y
M3NHFScheduleOfRatesCode | Responsive/Net Curtain:Supply Single Width | Responsive - Net Curtain:Supply Single Width, unit of measure SM | Responsive-575501 | Y | Y | Y | Y | Y
M3NHFScheduleOfRatesCode | Responsive/Downpipe:Renew Pvcu Ne 2 Storey | Responsive - Downpipe:Renew Pvcu Ne 2 Storey, unit of measure IT | Responsive-601101 | Y | Y | Y | Y | Y
M3NHFScheduleOfRatesCode | Responsive/Downpipe:Renew Pvcu 2-4 Storey | Responsive - Downpipe:Renew Pvcu 2-4 Storey, unit of measure IT | Responsive-601103 | Y | Y | Y | Y | Y
M3NHFScheduleOfRatesCode | Responsive/Downpipe:Renew Pvcu Pipe | Responsive - Downpipe:Renew Pvcu Pipe, unit of measure LM | Responsive-601105 | Y | Y | Y | Y | Y
M3NHFScheduleOfRatesCode | Responsive/Downpipe:Renew Ne 300Mm Pvcu Offset | Responsive - Downpipe:Renew Ne 300Mm Pvcu Offset, unit of measure NO | Responsive-601107 | Y | Y | Y | Y | Y
M3NHFScheduleOfRatesCode | Responsive/Downpipe:Renew Pvcu Hopper Head | Responsive - Downpipe:Renew Pvcu Hopper Head, unit of measure NO | Responsive-601109 | Y | Y | Y | Y | Y
M3NHFScheduleOfRatesCode | Responsive/Downpipe:Renew Pvcu Shoe | Responsive - Downpipe:Renew Pvcu Shoe, unit of measure NO | Responsive-601111 | Y | Y | Y | Y | Y
M3NHFScheduleOfRatesCode | Responsive/Downpipe:Renew Pvcu Branch | Responsive - Downpipe:Renew Pvcu Branch, unit of measure NO | Responsive-601113 | Y | Y | Y | Y | Y
M3NHFScheduleOfRatesCode | Responsive/Downpipe:Renew Or Refix Pvcu Clip | Responsive - Downpipe:Renew Or Refix Pvcu Clip, unit of measure NO | Responsive-601119 | Y | Y | Y | Y | Y
M3NHFScheduleOfRatesCode | Responsive/Downpipe:Remove And Refix Pvcu Complete | Responsive - Downpipe:Remove And Refix Pvcu Complete, unit of measure LM | Responsive-601121 | Y | Y | Y | Y | Y
M3NHFScheduleOfRatesCode | Responsive/Downpipe:Remake Pvcu Joints Or Refix Fitting | Responsive - Downpipe:Remake Pvcu Joints Or Refix Fitting, unit of measure IT | Responsive-601125 | Y | Y | Y | Y | Y
M3NHFScheduleOfRatesCode | Responsive/Downpipe:Renew Upto 100Mm Cast Iron Pipe | Responsive - Downpipe:Renew Upto 100Mm Cast Iron Pipe, unit of measure IT | Responsive-601503 | Y | Y | Y | Y | Y
M3NHFScheduleOfRatesCode | Responsive/Downpipe:Remove And Refix Cast Iron Complete | Responsive - Downpipe:Remove And Refix Cast Iron Complete, unit of measure LM | Responsive-601505 | Y | Y | Y | Y | Y
M3NHFScheduleOfRatesCode | Responsive/Downpipe:Renew Cast Iron Pipe Bracket | Responsive - Downpipe:Renew Cast Iron Pipe Bracket, unit of measure NO | Responsive-601507 | Y | Y | Y | Y | Y
M3NHFScheduleOfRatesCode | Responsive/Downpipe:Refix Loose Cast Iron Bracket | Responsive - Downpipe:Refix Loose Cast Iron Bracket, unit of measure NO | Responsive-601509 | Y | Y | Y | Y | Y
M3NHFScheduleOfRatesCode | Responsive/Downpipe:Remake Cast Iron Joints | Responsive - Downpipe:Remake Cast Iron Joints, unit of measure IT | Responsive-601511 | Y | Y | Y | Y | Y
M3NHFScheduleOfRatesCode | Responsive/Gutter:Renew Ne 112Mm Pvcu Complete | Responsive - Gutter:Renew Ne 112Mm Pvcu Complete, unit of measure LM | Responsive-603101 | Y | Y | Y | Y | Y
M3NHFScheduleOfRatesCode | Responsive/Gutter:Renew 150Mm Pvcu Complete | Responsive - Gutter:Renew 150Mm Pvcu Complete, unit of measure LM | Responsive-603103 | Y | Y | Y | Y | Y
M3NHFScheduleOfRatesCode | Responsive/Gutter:Renew Ne 112Mm Pvcu | Responsive - Gutter:Renew Ne 112Mm Pvcu, unit of measure LM | Responsive-603105 | Y | Y | Y | Y | Y
M3NHFScheduleOfRatesCode | Responsive/Gutter:Renew 150Mm Pvcu | Responsive - Gutter:Renew 150Mm Pvcu, unit of measure LM | Responsive-603107 | Y | Y | Y | Y | Y
M3NHFScheduleOfRatesCode | Responsive/Gutter:Realign Pvcu Gutter | Responsive - Gutter:Realign Pvcu Gutter, unit of measure LM | Responsive-603109 | Y | Y | Y | Y | Y
M3NHFScheduleOfRatesCode | Responsive/Gutter:Renew Pvcu Stop End | Responsive - Gutter:Renew Pvcu Stop End, unit of measure NO | Responsive-603111 | Y | Y | Y | Y | Y
M3NHFScheduleOfRatesCode | Responsive/Gutter:Renew Pvcu Outlet | Responsive - Gutter:Renew Pvcu Outlet, unit of measure NO | Responsive-603115 | Y | Y | Y | Y | Y
M3NHFScheduleOfRatesCode | Responsive/Gutter:Renew Pvcu Angle | Responsive - Gutter:Renew Pvcu Angle, unit of measure NO | Responsive-603119 | Y | Y | Y | Y | Y
M3NHFScheduleOfRatesCode | Responsive/Gutter:Renew Pvcu Union | Responsive - Gutter:Renew Pvcu Union, unit of measure NO | Responsive-603123 | Y | Y | Y | Y | Y
M3NHFScheduleOfRatesCode | Responsive/Gutter:Renew Pvcu Bracket | Responsive - Gutter:Renew Pvcu Bracket, unit of measure NO | Responsive-603127 | Y | Y | Y | Y | Y
M3NHFScheduleOfRatesCode | Responsive/Gutter:Take Down And Refix Pvcu Outlet | Responsive - Gutter:Take Down And Refix Pvcu Outlet, unit of measure NO | Responsive-603131 | Y | Y | Y | Y | Y
M3NHFScheduleOfRatesCode | Responsive/Gutter:Remake Pvcu Joint | Responsive - Gutter:Remake Pvcu Joint, unit of measure NO | Responsive-603133 | Y | Y | Y | Y | Y
M3NHFScheduleOfRatesCode | Responsive/Gutter:Renew In Cast Iron Complete | Responsive - Gutter:Renew In Cast Iron Complete, unit of measure LM | Responsive-603301 | Y | Y | Y | Y | Y
M3NHFScheduleOfRatesCode | Responsive/Gutter:Renew Length Of Cast Iron | Responsive - Gutter:Renew Length Of Cast Iron, unit of measure LM | Responsive-603303 | Y | Y | Y | Y | Y
M3NHFScheduleOfRatesCode | Responsive/Gutter:Realign Cast Iron Gutter | Responsive - Gutter:Realign Cast Iron Gutter, unit of measure LM | Responsive-603305 | Y | Y | Y | Y | Y
M3NHFScheduleOfRatesCode | Responsive/Gutter:Renew Cast Iron Stop End | Responsive - Gutter:Renew Cast Iron Stop End, unit of measure NO | Responsive-603307 | Y | Y | Y | Y | Y
M3NHFScheduleOfRatesCode | Responsive/Gutter:Renew Cast Iron Outlet | Responsive - Gutter:Renew Cast Iron Outlet, unit of measure NO | Responsive-603309 | Y | Y | Y | Y | Y
M3NHFScheduleOfRatesCode | Responsive/Gutter:Renew Cast Iron Angle | Responsive - Gutter:Renew Cast Iron Angle, unit of measure NO | Responsive-603311 | Y | Y | Y | Y | Y
M3NHFScheduleOfRatesCode | Responsive/Gutter:Renew Cast Iron Union | Responsive - Gutter:Renew Cast Iron Union, unit of measure NO | Responsive-603313 | Y | Y | Y | Y | Y
M3NHFScheduleOfRatesCode | Responsive/Gutter:Renew Cast Iron Bracket | Responsive - Gutter:Renew Cast Iron Bracket, unit of measure NO | Responsive-603315 | Y | Y | Y | Y | Y
M3NHFScheduleOfRatesCode | Responsive/Gutter:Take Down And Refix Cast Iron Outlet | Responsive - Gutter:Take Down And Refix Cast Iron Outlet, unit of measure NO | Responsive-603317 | Y | Y | Y | Y | Y
M3NHFScheduleOfRatesCode | Responsive/Gutter:Remake Cast Iron Joints | Responsive - Gutter:Remake Cast Iron Joints, unit of measure NO | Responsive-603319 | Y | Y | Y | Y | Y
M3NHFScheduleOfRatesCode | Responsive/Downpipe:Clear Blockage Ne 2 Storey | Responsive - Downpipe:Clear Blockage Ne 2 Storey, unit of measure IT | Responsive-603901 | Y | Y | Y | Y | Y
M3NHFScheduleOfRatesCode | Responsive/Downpipe:Clear Blockage 2 To 4 Storey | Responsive - Downpipe:Clear Blockage 2 To 4 Storey, unit of measure IT | Responsive-603902 | Y | Y | Y | Y | Y
M3NHFScheduleOfRatesCode | Responsive/Gutter:Clean And Flush Out Per Elevation | Responsive - Gutter:Clean And Flush Out Per Elevation, unit of measure IT | Responsive-603903 | Y | Y | Y | Y | Y
M3NHFScheduleOfRatesCode | Responsive/Hopper:Clear Out Blocked Hopper Head | Responsive - Hopper:Clear Out Blocked Hopper Head, unit of measure NO | Responsive-603905 | Y | Y | Y | Y | Y
M3NHFScheduleOfRatesCode | Responsive/Flat Roof Outlet:Clear Blocked | Responsive - Flat Roof Outlet:Clear Blocked, unit of measure IT | Responsive-603907 | Y | Y | Y | Y | Y
M3NHFScheduleOfRatesCode | Responsive/Stack:Renew External Pvcu Complete Ne 2 Storey | Responsive - Stack:Renew External Pvcu Complete Ne 2 Storey, unit of measure IT | Responsive-610101 | Y | Y | Y | Y | Y
M3NHFScheduleOfRatesCode | Responsive/Stack:Renew External Pvcu Complete 2 To 4 Storey | Responsive - Stack:Renew External Pvcu Complete 2 To 4 Storey, unit of measure IT | Responsive-610103 | Y | Y | Y | Y | Y
M3NHFScheduleOfRatesCode | Responsive/Stack:Renew External 110Mm Pvcu Soil Stack | Responsive - Stack:Renew External 110Mm Pvcu Soil Stack, unit of measure LM | Responsive-610105 | Y | Y | Y | Y | Y
M3NHFScheduleOfRatesCode | Responsive/Stack:Renew External Pvcu Soil Stack Bracket | Responsive - Stack:Renew External Pvcu Soil Stack Bracket, unit of measure NO | Responsive-610107 | Y | Y | Y | Y | Y
M3NHFScheduleOfRatesCode | Responsive/Stack:Renew External Pvcu Wc Branch Pipe | Responsive - Stack:Renew External Pvcu Wc Branch Pipe, unit of measure NO | Responsive-610109 | Y | Y | Y | Y | Y
M3NHFScheduleOfRatesCode | Responsive/Stack:Renew External Pvcu Offset | Responsive - Stack:Renew External Pvcu Offset, unit of measure NO | Responsive-610111 | Y | Y | Y | Y | Y
M3NHFScheduleOfRatesCode | Responsive/Stack:Renew External Pvcu Junction | Responsive - Stack:Renew External Pvcu Junction, unit of measure NO | Responsive-610113 | Y | Y | Y | Y | Y
M3NHFScheduleOfRatesCode | Responsive/Stack:Renew External Pvcu Access Bend | Responsive - Stack:Renew External Pvcu Access Bend, unit of measure NO | Responsive-610115 | Y | Y | Y | Y | Y
M3NHFScheduleOfRatesCode | Responsive/Stack:Renew External Pvcu Access Pipe | Responsive - Stack:Renew External Pvcu Access Pipe, unit of measure NO | Responsive-610117 | Y | Y | Y | Y | Y
M3NHFScheduleOfRatesCode | Responsive/Stack:Renew External Pvcu Vent Terminal | Responsive - Stack:Renew External Pvcu Vent Terminal, unit of measure NO | Responsive-610119 | Y | Y | Y | Y | Y
M3NHFScheduleOfRatesCode | Responsive/Stack:Renew External Pvcu Double Socket | Responsive - Stack:Renew External Pvcu Double Socket, unit of measure NO | Responsive-610121 | Y | Y | Y | Y | Y
M3NHFScheduleOfRatesCode | Responsive/Stack:Renew External Pvcu Drain Connector | Responsive - Stack:Renew External Pvcu Drain Connector, unit of measure NO | Responsive-610123 | Y | Y | Y | Y | Y
M3NHFScheduleOfRatesCode | Responsive/Stack:Renew External Pvcu 110Mm Boss Connector | Responsive - Stack:Renew External Pvcu 110Mm Boss Connector, unit of measure NO | Responsive-610125 | Y | Y | Y | Y | Y
M3NHFScheduleOfRatesCode | Responsive/Stack:Renew External Pvcu Boss Adaptor | Responsive - Stack:Renew External Pvcu Boss Adaptor, unit of measure NO | Responsive-610127 | Y | Y | Y | Y | Y
M3NHFScheduleOfRatesCode | Responsive/Stack:Repair Fracture On External Pvcu At Slab | Responsive - Stack:Repair Fracture On External Pvcu At Slab, unit of measure IT | Responsive-610129 | Y | Y | Y | Y | Y
M3NHFScheduleOfRatesCode | Responsive/Stack:Access Cover To Existing External Pvcu | Responsive - Stack:Access Cover To Existing External Pvcu, unit of measure IT | Responsive-610131 | Y | Y | Y | Y | Y
M3NHFScheduleOfRatesCode | Responsive/Stack:Renew Pvcu Balloon Grating | Responsive - Stack:Renew Pvcu Balloon Grating, unit of measure NO | Responsive-610133 | Y | Y | Y | Y | Y
M3NHFScheduleOfRatesCode | Responsive/Pipe:Remove Redundant Soil And Vent | Responsive - Pipe:Remove Redundant Soil And Vent, unit of measure NO | Responsive-610135 | Y
M3NHFScheduleOfRatesCode | Responsive/Stack:Renew Internal Pvcu Complete Ne 2 Storey | Responsive - Stack:Renew Internal Pvcu Complete Ne 2 Storey, unit of measure IT | Responsive-610301 | Y | Y | Y | Y | Y
M3NHFScheduleOfRatesCode | Responsive/Stack:Renew Internal Pvcu Complete 2-4 Storey | Responsive - Stack:Renew Internal Pvcu Complete 2-4 Storey, unit of measure IT | Responsive-610303 | Y | Y | Y | Y | Y
M3NHFScheduleOfRatesCode | Responsive/Stack:Renew Internal 110Mm Pvcu Soil Stack | Responsive - Stack:Renew Internal 110Mm Pvcu Soil Stack, unit of measure LM | Responsive-610305 | Y | Y | Y | Y | Y
M3NHFScheduleOfRatesCode | Responsive/Stack:Renew Internal Pvcu Soil Stack Brackets | Responsive - Stack:Renew Internal Pvcu Soil Stack Brackets, unit of measure NO | Responsive-610307 | Y | Y | Y | Y | Y
M3NHFScheduleOfRatesCode | Responsive/Stack:Renew Internal Pvcu Wc Branch Pipe | Responsive - Stack:Renew Internal Pvcu Wc Branch Pipe, unit of measure NO | Responsive-610309 | Y | Y | Y | Y | Y
M3NHFScheduleOfRatesCode | Responsive/Stack:Renew Internal Pvcu Offset | Responsive - Stack:Renew Internal Pvcu Offset, unit of measure NO | Responsive-610311 | Y | Y | Y | Y | Y
M3NHFScheduleOfRatesCode | Responsive/Stack:Renew Internal Pvcu Junction | Responsive - Stack:Renew Internal Pvcu Junction, unit of measure NO | Responsive-610313 | Y | Y | Y | Y | Y
M3NHFScheduleOfRatesCode | Responsive/Stack:Renew Internal Pvcu Access Bend | Responsive - Stack:Renew Internal Pvcu Access Bend, unit of measure NO | Responsive-610315 | Y | Y | Y | Y | Y
M3NHFScheduleOfRatesCode | Responsive/Stack:Renew Internal Pvcu Access Pipe | Responsive - Stack:Renew Internal Pvcu Access Pipe, unit of measure NO | Responsive-610317 | Y | Y | Y | Y | Y
M3NHFScheduleOfRatesCode | Responsive/Stack:Renew Internal Pvcu Double Socket | Responsive - Stack:Renew Internal Pvcu Double Socket, unit of measure NO | Responsive-610319 | Y | Y | Y | Y | Y
M3NHFScheduleOfRatesCode | Responsive/Stack:Renew Internal Pvcu 110Mm Boss Connector | Responsive - Stack:Renew Internal Pvcu 110Mm Boss Connector, unit of measure NO | Responsive-610321 | Y | Y | Y | Y | Y
M3NHFScheduleOfRatesCode | Responsive/Stack:Renew Internal Pvcu Boss Adaptor | Responsive - Stack:Renew Internal Pvcu Boss Adaptor, unit of measure NO | Responsive-610323 | Y | Y | Y | Y | Y
M3NHFScheduleOfRatesCode | Responsive/Stack:Repair Fracture On Internal Pvcu At Slab | Responsive - Stack:Repair Fracture On Internal Pvcu At Slab, unit of measure IT | Responsive-610325 | Y | Y | Y | Y | Y
M3NHFScheduleOfRatesCode | Responsive/Stack:Access Cover To Existing Internal Pvcu Stack | Responsive - Stack:Access Cover To Existing Internal Pvcu Stack, unit of measure IT | Responsive-610327 | Y | Y | Y | Y | Y
M3NHFScheduleOfRatesCode | Responsive/Stack:Renew Pvcu Air Admittance Valve | Responsive - Stack:Renew Pvcu Air Admittance Valve, unit of measure IT | Responsive-610329 | Y | Y | Y | Y | Y
M3NHFScheduleOfRatesCode | Responsive/Stack:Remake Joint Pvcu Stack | Responsive - Stack:Remake Joint Pvcu Stack, unit of measure NO | Responsive-610331 | Y | Y | Y | Y | Y
M3NHFScheduleOfRatesCode | Responsive/Stack:Renew Ne 150Mm Cast Iron Ne 2M | Responsive - Stack:Renew Ne 150Mm Cast Iron Ne 2M, unit of measure NO | Responsive-610501 | Y | Y | Y | Y | Y
M3NHFScheduleOfRatesCode | Responsive/Stack:Remake Joint To Cast Iron Stack | Responsive - Stack:Remake Joint To Cast Iron Stack, unit of measure NO | Responsive-610503 | Y | Y | Y | Y | Y
M3NHFScheduleOfRatesCode | Responsive/Stack:Renew Cast Iron Offset | Responsive - Stack:Renew Cast Iron Offset, unit of measure NO | Responsive-610505 | Y | Y | Y | Y | Y
M3NHFScheduleOfRatesCode | Responsive/Stack:Renew Cast Iron Branch | Responsive - Stack:Renew Cast Iron Branch, unit of measure NO | Responsive-610507 | Y | Y | Y | Y | Y
M3NHFScheduleOfRatesCode | Responsive/Waste:Renew 32Mm Pipe And Trap Basin | Responsive - Waste:Renew 32Mm Pipe And Trap Basin, unit of measure NO | Responsive-620101 | Y | Y | Y | Y | Y
M3NHFScheduleOfRatesCode | Responsive/Waste:Renew 40Mm Pipe And Trap Sink | Responsive - Waste:Renew 40Mm Pipe And Trap Sink, unit of measure NO | Responsive-620103 | Y | Y | Y | Y | Y
M3NHFScheduleOfRatesCode | Responsive/Waste:Renew 40Mm Pipe And Trap Bath | Responsive - Waste:Renew 40Mm Pipe And Trap Bath, unit of measure NO | Responsive-620105 | Y | Y | Y | Y | Y
M3NHFScheduleOfRatesCode | Responsive/Waste:Renew 40Mm Pipe And Trap Shower | Responsive - Waste:Renew 40Mm Pipe And Trap Shower, unit of measure NO | Responsive-620107 | Y | Y | Y | Y | Y
M3NHFScheduleOfRatesCode | Responsive/Waste:Renew Ne 40Mm Bend Or Connector | Responsive - Waste:Renew Ne 40Mm Bend Or Connector, unit of measure NO | Responsive-620109 | Y | Y | Y | Y | Y
M3NHFScheduleOfRatesCode | Responsive/Waste:Renew Ne 40Mm Tee | Responsive - Waste:Renew Ne 40Mm Tee, unit of measure NO | Responsive-620111 | Y | Y | Y | Y | Y
M3NHFScheduleOfRatesCode | Responsive/Waste:Renew Leaking Joint | Responsive - Waste:Renew Leaking Joint, unit of measure NO | Responsive-620113 | Y | Y | Y | Y | Y
M3NHFScheduleOfRatesCode | Responsive/Waste:Renew Plastic Pipe Clip | Responsive - Waste:Renew Plastic Pipe Clip, unit of measure NO | Responsive-620115 | Y | Y | Y | Y | Y
M3NHFScheduleOfRatesCode | Responsive/Trap:Renew 32Mm Sink Or Basin Trap | Responsive - Trap:Renew 32Mm Sink Or Basin Trap, unit of measure NO | Responsive-620117 | Y | Y | Y | Y | Y
M3NHFScheduleOfRatesCode | Responsive/Trap:Renew 40Mm Sink Or Basin Trap | Responsive - Trap:Renew 40Mm Sink Or Basin Trap, unit of measure NO | Responsive-620119 | Y | Y | Y | Y | Y
M3NHFScheduleOfRatesCode | Responsive/Trap:Renew Ne 40Mm Bath Trap | Responsive - Trap:Renew Ne 40Mm Bath Trap, unit of measure NO | Responsive-620121 | Y | Y | Y | Y | Y
M3NHFScheduleOfRatesCode | Responsive/Trap:Renew Ne 40Mm Shower Trap | Responsive - Trap:Renew Ne 40Mm Shower Trap, unit of measure NO | Responsive-620123 | Y | Y | Y | Y | Y
M3NHFScheduleOfRatesCode | Responsive/Pipe:Renew 32Mm Waste | Responsive - Pipe:Renew 32Mm Waste, unit of measure LM | Responsive-620131 | Y | Y | Y | Y | Y
M3NHFScheduleOfRatesCode | Responsive/Pipe:Renew 40Mm Waste | Responsive - Pipe:Renew 40Mm Waste, unit of measure LM | Responsive-620133 | Y | Y | Y | Y | Y
M3NHFScheduleOfRatesCode | Responsive/Pipe:Renew 50Mm Waste | Responsive - Pipe:Renew 50Mm Waste, unit of measure LM | Responsive-620135 | Y | Y | Y | Y | Y
M3NHFScheduleOfRatesCode | Responsive/Pipe:Provide Capped End | Responsive - Pipe:Provide Capped End, unit of measure NO | Responsive-620137 | Y | Y | Y
M3NHFScheduleOfRatesCode | Responsive/Pipe:Remove Redundant Waste | Responsive - Pipe:Remove Redundant Waste, unit of measure NO | Responsive-620139 | Y
M3NHFScheduleOfRatesCode | Responsive/Waste:Repair Leak On Copper Waste | Responsive - Waste:Repair Leak On Copper Waste, unit of measure NO | Responsive-620307 | Y | Y | Y | Y | Y
M3NHFScheduleOfRatesCode | Responsive/Stack:Clear Blockage Ne 2 Storey | Responsive - Stack:Clear Blockage Ne 2 Storey, unit of measure IT | Responsive-620501 | Y | Y | Y | Y | Y
M3NHFScheduleOfRatesCode | Responsive/Stack:Clear Blockage 2-4 Storey | Responsive - Stack:Clear Blockage 2-4 Storey, unit of measure IT | Responsive-620503 | Y | Y | Y | Y | Y
M3NHFScheduleOfRatesCode | Responsive/Bath:Clear Blockage To Waste | Responsive - Bath:Clear Blockage To Waste, unit of measure NO | Responsive-620505 | Y | Y | Y | Y | Y
M3NHFScheduleOfRatesCode | Responsive/Basin Or Sink:Clear Blockage | Responsive - Basin Or Sink:Clear Blockage, unit of measure NO | Responsive-620507 | Y | Y | Y | Y | Y
M3NHFScheduleOfRatesCode | Responsive/Washing Machine:Clear Blocked Waste | Responsive - Washing Machine:Clear Blocked Waste, unit of measure NO | Responsive-620509 | Y | Y | Y | Y | Y
M3NHFScheduleOfRatesCode | Responsive/Wc Pan:Clear Blockage Including Remove | Responsive - Wc Pan:Clear Blockage Including Remove, unit of measure NO | Responsive-620513 | Y | Y | Y | Y | Y
M3NHFScheduleOfRatesCode | Responsive/Shower:Clear Blockage Including Remove | Responsive - Shower:Clear Blockage Including Remove, unit of measure NO | Responsive-620515 | Y | Y | Y | Y | Y
M3NHFScheduleOfRatesCode | Responsive/Macerator:Clear Blockage | Responsive - Macerator:Clear Blockage, unit of measure NO | Responsive-620517 | Y | Y | Y
M3NHFScheduleOfRatesCode | Responsive/Sink Top:Renew Single Drainer Top - Taps | Responsive - Sink Top:Renew Single Drainer Top - Taps, unit of measure NO | Responsive-630101 | Y | Y | Y | Y | Y
M3NHFScheduleOfRatesCode | Responsive/Sink Top:Renew Single Drainer Top - Mixer | Responsive - Sink Top:Renew Single Drainer Top - Mixer, unit of measure NO | Responsive-630102 | Y | Y | Y
M3NHFScheduleOfRatesCode | Responsive/Sink Top:Renew Double Drainer Top - Taps | Responsive - Sink Top:Renew Double Drainer Top - Taps, unit of measure NO | Responsive-630103 | Y | Y | Y | Y | Y
M3NHFScheduleOfRatesCode | Responsive/Sink Top:Renew Double Drainer Top - Mixer | Responsive - Sink Top:Renew Double Drainer Top - Mixer, unit of measure NO | Responsive-630104 | Y | Y | Y
M3NHFScheduleOfRatesCode | Responsive/Sink Unit:Renew Single Drainer Top Taps Base Unit | Responsive - Sink Unit:Renew Single Drainer Top Taps Base Unit, unit of measure NO | Responsive-630105 | Y | Y | Y | Y | Y
M3NHFScheduleOfRatesCode | Responsive/Sink Unit:Renew Single Drainer Top Mixer Base Unit | Responsive - Sink Unit:Renew Single Drainer Top Mixer Base Unit, unit of measure NO | Responsive-630106 | Y | Y | Y
M3NHFScheduleOfRatesCode | Responsive/Sink Top:Refix Any Loose Sink Top | Responsive - Sink Top:Refix Any Loose Sink Top, unit of measure NO | Responsive-630107 | Y | Y | Y | Y | Y
M3NHFScheduleOfRatesCode | Responsive/Sink:Renew Plug And Chain | Responsive - Sink:Renew Plug And Chain, unit of measure NO | Responsive-630109 | Y | Y | Y | Y | Y
M3NHFScheduleOfRatesCode | Responsive/Sink:Renew Ne 42Mm Cp Waste | Responsive - Sink:Renew Ne 42Mm Cp Waste, unit of measure NO | Responsive-630111 | Y | Y | Y | Y | Y
M3NHFScheduleOfRatesCode | Responsive/Sink:Renew Ne 42Mm Cp Combined Waste | Responsive - Sink:Renew Ne 42Mm Cp Combined Waste, unit of measure NO | Responsive-630113 | Y | Y | Y | Y | Y
M3NHFScheduleOfRatesCode | Responsive/Sink:Refix Or Renew Cantilever Brackets | Responsive - Sink:Refix Or Renew Cantilever Brackets, unit of measure NO | Responsive-630115 | Y | Y | Y | Y | Y
M3NHFScheduleOfRatesCode | Responsive/Sink Top:Renew Single Drainer Deep Bowl Top Taps | Responsive - Sink Top:Renew Single Drainer Deep Bowl Top Taps, unit of measure NO | Responsive-630117 | Y | Y | Y | Y | Y
M3NHFScheduleOfRatesCode | Responsive/Sink Top:Renew Double Drainer Deep Bowl Top Taps | Responsive - Sink Top:Renew Double Drainer Deep Bowl Top Taps, unit of measure NO | Responsive-630119 | Y | Y | Y | Y | Y
M3NHFScheduleOfRatesCode | Responsive/Sink Unit:Renew Single Drainer Deep Top Taps Base | Responsive - Sink Unit:Renew Single Drainer Deep Top Taps Base, unit of measure NO | Responsive-630121 | Y | Y | Y | Y | Y
M3NHFScheduleOfRatesCode | Responsive/Sink Top:Renew Single Drainer Deep Bowl Top Mixer | Responsive - Sink Top:Renew Single Drainer Deep Bowl Top Mixer, unit of measure NO | Responsive-630141 | Y | Y | Y
M3NHFScheduleOfRatesCode | Responsive/Sink Top:Renew Double Drainer Deep Bowl Top Mixer | Responsive - Sink Top:Renew Double Drainer Deep Bowl Top Mixer, unit of measure NO | Responsive-630143 | Y | Y | Y
M3NHFScheduleOfRatesCode | Responsive/Sink Unit:Renew Single Drainer Deep Top Mixer Base | Responsive - Sink Unit:Renew Single Drainer Deep Top Mixer Base, unit of measure NO | Responsive-630145 | Y | Y | Y
M3NHFScheduleOfRatesCode | Responsive/Sink:Overhaul | Responsive - Sink:Overhaul, unit of measure IT | Responsive-630147 | Y
M3NHFScheduleOfRatesCode | Responsive/Sink:Disconnect And Remove | Responsive - Sink:Disconnect And Remove, unit of measure IT | Responsive-630149 | Y
M3NHFScheduleOfRatesCode | Responsive/Sink Top:Supply Inset Taps | Responsive - Sink Top:Supply Inset Taps, unit of measure NO | Responsive-630201 | Y | Y | Y | Y | Y
M3NHFScheduleOfRatesCode | Responsive/Sink Top:Renew Inset With Taps | Responsive - Sink Top:Renew Inset With Taps, unit of measure NO | Responsive-630203 | Y | Y | Y | Y | Y
M3NHFScheduleOfRatesCode | Responsive/Sink Top:Supply Deep Bowl Inset Taps | Responsive - Sink Top:Supply Deep Bowl Inset Taps, unit of measure NO | Responsive-630211 | Y | Y | Y | Y | Y
M3NHFScheduleOfRatesCode | Responsive/Sink Top:Renew With Deep Bowl Inset Taps | Responsive - Sink Top:Renew With Deep Bowl Inset Taps, unit of measure NO | Responsive-630213 | Y | Y | Y | Y | Y
M3NHFScheduleOfRatesCode | Responsive/Sink Top:Supply Inset Mixer | Responsive - Sink Top:Supply Inset Mixer, unit of measure NO | Responsive-630221 | Y | Y | Y
M3NHFScheduleOfRatesCode | Responsive/Sink Top:Renew Inset With Mixer | Responsive - Sink Top:Renew Inset With Mixer, unit of measure NO | Responsive-630223 | Y | Y | Y
M3NHFScheduleOfRatesCode | Responsive/Sink Top:Supply Deep Bowl Inset Mixer | Responsive - Sink Top:Supply Deep Bowl Inset Mixer, unit of measure NO | Responsive-630231 | Y | Y | Y
M3NHFScheduleOfRatesCode | Responsive/Sink Top:Renew With Deep Bowl Inset Mixer | Responsive - Sink Top:Renew With Deep Bowl Inset Mixer, unit of measure NO | Responsive-630233 | Y | Y | Y
M3NHFScheduleOfRatesCode | Responsive/Sink Unit:Remove Sink Top And Renew 1M Base Taps | Responsive - Sink Unit:Remove Sink Top And Renew 1M Base Taps, unit of measure NO | Responsive-630301 | Y | Y | Y | Y | Y
M3NHFScheduleOfRatesCode | Responsive/Sink Unit:Remove Sink Top Renew 1.2M Base Taps | Responsive - Sink Unit:Remove Sink Top Renew 1.2M Base Taps, unit of measure NO | Responsive-630303 | Y | Y | Y | Y | Y
M3NHFScheduleOfRatesCode | Responsive/Sink Unit:Remove Sink Top Renew 1.5M Base Taps | Responsive - Sink Unit:Remove Sink Top Renew 1.5M Base Taps, unit of measure NO | Responsive-630305 | Y | Y | Y | Y | Y
M3NHFScheduleOfRatesCode | Responsive/Sink Unit:Remove Sink Top And Renew 1M Base Mixer | Responsive - Sink Unit:Remove Sink Top And Renew 1M Base Mixer, unit of measure NO | Responsive-630311 | Y | Y | Y
M3NHFScheduleOfRatesCode | Responsive/Sink Unit:Remove Sink Top Renew 1.2M Base Mixer | Responsive - Sink Unit:Remove Sink Top Renew 1.2M Base Mixer, unit of measure NO | Responsive-630313 | Y | Y | Y
M3NHFScheduleOfRatesCode | Responsive/Sink Unit:Remove Sink Top Renew 1.5M Base Mixer | Responsive - Sink Unit:Remove Sink Top Renew 1.5M Base Mixer, unit of measure NO | Responsive-630315 | Y | Y | Y
M3NHFScheduleOfRatesCode | Responsive/Wc Suite:Renew Low Level With Plastic Cistern | Responsive - Wc Suite:Renew Low Level With Plastic Cistern, unit of measure NO | Responsive-630501 | Y | Y | Y | Y | Y
M3NHFScheduleOfRatesCode | Responsive/Wc Suite:Renew Low Level With China Cistern | Responsive - Wc Suite:Renew Low Level With China Cistern, unit of measure NO | Responsive-630503 | Y | Y | Y | Y | Y
M3NHFScheduleOfRatesCode | Responsive/Wc Suite:Renew High Level With Plastic Cistern | Responsive - Wc Suite:Renew High Level With Plastic Cistern, unit of measure NO | Responsive-630505 | Y | Y | Y | Y | Y
M3NHFScheduleOfRatesCode | Responsive/Wc Suite:Renew High Level With China Cistern | Responsive - Wc Suite:Renew High Level With China Cistern, unit of measure NO | Responsive-630507 | Y | Y | Y | Y | Y
M3NHFScheduleOfRatesCode | Responsive/Wc Suite:Renew Close Coupled | Responsive - Wc Suite:Renew Close Coupled, unit of measure NO | Responsive-630509 | Y | Y | Y | Y | Y
M3NHFScheduleOfRatesCode | Responsive/Wc Pan:Renew Complete | Responsive - Wc Pan:Renew Complete, unit of measure NO | Responsive-630511 | Y | Y | Y | Y | Y
M3NHFScheduleOfRatesCode | Responsive/Wc Pan:Renew Seat Complete | Responsive - Wc Pan:Renew Seat Complete, unit of measure NO | Responsive-630513 | Y | Y | Y | Y | Y
M3NHFScheduleOfRatesCode | Responsive/Wc Suite:Remove Complete | Responsive - Wc Suite:Remove Complete, unit of measure NO | Responsive-630514 | Y
M3NHFScheduleOfRatesCode | Responsive/Wc Pan:Remove Complete | Responsive - Wc Pan:Remove Complete, unit of measure NO | Responsive-630515 |  | Y | Y | Y | Y
M3NHFScheduleOfRatesCode | Responsive/Wc Pan:Overhaul Any Type | Responsive - Wc Pan:Overhaul Any Type, unit of measure NO | Responsive-630516 | Y | Y | Y | Y | Y
M3NHFScheduleOfRatesCode | Responsive/Wc Pan:Renew Flush Pipe | Responsive - Wc Pan:Renew Flush Pipe, unit of measure NO | Responsive-630521 | Y | Y | Y | Y | Y
M3NHFScheduleOfRatesCode | Responsive/Wc Cistern:Renew Low Level Plastic | Responsive - Wc Cistern:Renew Low Level Plastic, unit of measure NO | Responsive-630533 | Y | Y | Y | Y | Y
M3NHFScheduleOfRatesCode | Responsive/Wc Cistern:Renew Low Level China | Responsive - Wc Cistern:Renew Low Level China, unit of measure NO | Responsive-630535 | Y | Y | Y | Y | Y
M3NHFScheduleOfRatesCode | Responsive/Wc Cistern:Renew High Level Plastic | Responsive - Wc Cistern:Renew High Level Plastic, unit of measure NO | Responsive-630537 | Y | Y | Y | Y | Y
M3NHFScheduleOfRatesCode | Responsive/Wc Cistern:Renew High Level China | Responsive - Wc Cistern:Renew High Level China, unit of measure NO | Responsive-630539 | Y | Y | Y | Y | Y
M3NHFScheduleOfRatesCode | Responsive/Wc Cistern:Renew High With Low Plastic | Responsive - Wc Cistern:Renew High With Low Plastic, unit of measure NO | Responsive-630541 | Y | Y | Y | Y | Y
M3NHFScheduleOfRatesCode | Responsive/Wc Cistern:Renew High With Low China | Responsive - Wc Cistern:Renew High With Low China, unit of measure NO | Responsive-630543 | Y | Y | Y | Y | Y
M3NHFScheduleOfRatesCode | Responsive/Wc Cistern:Refix Including Renew Bracket | Responsive - Wc Cistern:Refix Including Renew Bracket, unit of measure NO | Responsive-630545 | Y | Y | Y | Y | Y
M3NHFScheduleOfRatesCode | Responsive/Wc Cistern:Disconnect And Remove | Responsive - Wc Cistern:Disconnect And Remove, unit of measure NO | Responsive-630551 |  | Y | Y | Y | Y
M3NHFScheduleOfRatesCode | Responsive/Wc Cistern:Renew Overflow | Responsive - Wc Cistern:Renew Overflow, unit of measure NO | Responsive-630559 | Y | Y | Y | Y | Y
M3NHFScheduleOfRatesCode | Responsive/Wc Cistern:Overhaul Any Type | Responsive - Wc Cistern:Overhaul Any Type, unit of measure IT | Responsive-630571 | Y | Y | Y | Y | Y
M3NHFScheduleOfRatesCode | Responsive/Wc Cistern/Pan:Overhaul Any Type | Responsive - Wc Cistern/Pan:Overhaul Any Type, unit of measure IT | Responsive-630573 | Y | Y | Y
M3NHFScheduleOfRatesCode | Responsive/Macerator:Renew Or Install 5M | Responsive - Macerator:Renew Or Install 5M, unit of measure IT | Responsive-630601 | Y | Y | Y | Y
M3NHFScheduleOfRatesCode | Responsive/Macerator:Renew Or Install 10M | Responsive - Macerator:Renew Or Install 10M, unit of measure IT | Responsive-630603 | Y | Y | Y | Y
M3NHFScheduleOfRatesCode | Responsive/Macerator:Overhaul Any Type | Responsive - Macerator:Overhaul Any Type, unit of measure IT | Responsive-630605 | Y | Y | Y
M3NHFScheduleOfRatesCode | Responsive/Basin:Renew On Brackets Complete Taps | Responsive - Basin:Renew On Brackets Complete Taps, unit of measure NO | Responsive-630701 | Y | Y | Y | Y | Y
M3NHFScheduleOfRatesCode | Responsive/Basin:Renew Complete With Pedestal Taps | Responsive - Basin:Renew Complete With Pedestal Taps, unit of measure NO | Responsive-630703 | Y | Y | Y | Y | Y
M3NHFScheduleOfRatesCode | Responsive/Basin:Renew Pedestal Only | Responsive - Basin:Renew Pedestal Only, unit of measure NO | Responsive-630705 | Y | Y | Y | Y | Y
M3NHFScheduleOfRatesCode | Responsive/Basin:Disconnect And Remove | Responsive - Basin:Disconnect And Remove, unit of measure NO | Responsive-630707 | Y | Y | Y | Y | Y
M3NHFScheduleOfRatesCode | Responsive/Basin:Refix Wash Hand Basin | Responsive - Basin:Refix Wash Hand Basin, unit of measure NO | Responsive-630713 | Y | Y | Y | Y | Y
M3NHFScheduleOfRatesCode | Responsive/Basin:Overhaul | Responsive - Basin:Overhaul, unit of measure IT | Responsive-630714 | Y
M3NHFScheduleOfRatesCode | Responsive/Basin:Renew Plug And Chain | Responsive - Basin:Renew Plug And Chain, unit of measure NO | Responsive-630715 | Y | Y | Y | Y | Y
M3NHFScheduleOfRatesCode | Responsive/Basin:Renew Cp Waste Fitting | Responsive - Basin:Renew Cp Waste Fitting, unit of measure NO | Responsive-630717 | Y | Y | Y | Y | Y
M3NHFScheduleOfRatesCode | Responsive/Basin:Renew Cp Pop-Up Waste | Responsive - Basin:Renew Cp Pop-Up Waste, unit of measure NO | Responsive-630719 | Y | Y | Y | Y | Y
M3NHFScheduleOfRatesCode | Responsive/Basin:Overhaul Cp Pop-Up Waste | Responsive - Basin:Overhaul Cp Pop-Up Waste, unit of measure NO | Responsive-630721 | Y | Y | Y | Y | Y
M3NHFScheduleOfRatesCode | Responsive/Basin:Renew On Brackets Complete Mixers | Responsive - Basin:Renew On Brackets Complete Mixers, unit of measure NO | Responsive-630731 | Y | Y | Y
M3NHFScheduleOfRatesCode | Responsive/Basin:Renew Complete With Pedestal Mixer | Responsive - Basin:Renew Complete With Pedestal Mixer, unit of measure NO | Responsive-630733 | Y | Y | Y
M3NHFScheduleOfRatesCode | Responsive/Wall:Remove And Refix Washbasin In Association | Responsive - Wall:Remove And Refix Washbasin In Association, unit of measure IT | Responsive-630801 | Y | Y | Y | Y | Y
M3NHFScheduleOfRatesCode | Responsive/Bath:Renew 1700Mm Steel With Taps | Responsive - Bath:Renew 1700Mm Steel With Taps, unit of measure NO | Responsive-630901 | Y | Y | Y | Y | Y
M3NHFScheduleOfRatesCode | Responsive/Bath:Renew 1700Mm Acrylic With Taps | Responsive - Bath:Renew 1700Mm Acrylic With Taps, unit of measure NO | Responsive-630909 | Y | Y | Y | Y | Y
M3NHFScheduleOfRatesCode | Responsive/Bath:Remove And Refix For Other Service Provider'S | Responsive - Bath:Remove And Refix For Other Service Provider'S, unit of measure NO | Responsive-630917 | Y | Y | Y | Y | Y
M3NHFScheduleOfRatesCode | Responsive/Bath:Renew Plug And Chain | Responsive - Bath:Renew Plug And Chain, unit of measure NO | Responsive-630919 | Y | Y | Y | Y | Y
M3NHFScheduleOfRatesCode | Responsive/Bath:Renew 42Mm Cp Waste | Responsive - Bath:Renew 42Mm Cp Waste, unit of measure NO | Responsive-630921 | Y | Y | Y | Y | Y
M3NHFScheduleOfRatesCode | Responsive/Bath:Renew 42Mm Cp Waste Overflow | Responsive - Bath:Renew 42Mm Cp Waste Overflow, unit of measure NO | Responsive-630923 | Y | Y | Y | Y | Y
M3NHFScheduleOfRatesCode | Responsive/Bath:Regrind And Repolish Ne 1800Mm | Responsive - Bath:Regrind And Repolish Ne 1800Mm, unit of measure NO | Responsive-630925 | Y | Y | Y | Y | Y
M3NHFScheduleOfRatesCode | Responsive/Bath:Touch Up Chip | Responsive - Bath:Touch Up Chip, unit of measure IT | Responsive-630927 | Y | Y | Y | Y | Y
M3NHFScheduleOfRatesCode | Responsive/Bath:Re-Enamel | Responsive - Bath:Re-Enamel, unit of measure IT | Responsive-630929 | Y | Y | Y | Y | Y
M3NHFScheduleOfRatesCode | Responsive/Bath:Renew 42Mm Cp Pop-Up Waste | Responsive - Bath:Renew 42Mm Cp Pop-Up Waste, unit of measure NO | Responsive-630931 | Y | Y | Y | Y | Y
M3NHFScheduleOfRatesCode | Responsive/Bath:Renew 42Mm Cp Pop-Up Waste Overflow | Responsive - Bath:Renew 42Mm Cp Pop-Up Waste Overflow, unit of measure NO | Responsive-630933 | Y | Y | Y | Y | Y
M3NHFScheduleOfRatesCode | Responsive/Bath:Overhaul Cp Pop-Up Waste | Responsive - Bath:Overhaul Cp Pop-Up Waste, unit of measure NO | Responsive-630935 | Y | Y | Y | Y | Y
M3NHFScheduleOfRatesCode | Responsive/Bath:Renew 1700Mm Steel With Shower Mixer | Responsive - Bath:Renew 1700Mm Steel With Shower Mixer, unit of measure NO | Responsive-630937 | Y | Y | Y
M3NHFScheduleOfRatesCode | Responsive/Bath:Renew 1700Mm Acrylic With Shower Mixer | Responsive - Bath:Renew 1700Mm Acrylic With Shower Mixer, unit of measure NO | Responsive-630939 | Y | Y | Y
M3NHFScheduleOfRatesCode | Responsive/Bath:Renew 1700Mm Steel Shower Mixer - Wet Area | Responsive - Bath:Renew 1700Mm Steel Shower Mixer - Wet Area, unit of measure NO | Responsive-630941 | Y | Y | Y
M3NHFScheduleOfRatesCode | Responsive/Bath:Renew 1700Mm Acrylic Shower Mixer - Wet Area | Responsive - Bath:Renew 1700Mm Acrylic Shower Mixer - Wet Area, unit of measure NO | Responsive-630943 | Y | Y | Y
M3NHFScheduleOfRatesCode | Responsive/Bath:Overhaul | Responsive - Bath:Overhaul, unit of measure IT | Responsive-630945 | Y
M3NHFScheduleOfRatesCode | Responsive/Bath:Disconnect And Remove | Responsive - Bath:Disconnect And Remove, unit of measure NO | Responsive-630947 | Y
M3NHFScheduleOfRatesCode | Responsive/Shower Tray:Renew Fireclay Complete | Responsive - Shower Tray:Renew Fireclay Complete, unit of measure NO | Responsive-631101 | Y | Y | Y | Y | Y
M3NHFScheduleOfRatesCode | Responsive/Shower Tray:Renew Acrylic Complete | Responsive - Shower Tray:Renew Acrylic Complete, unit of measure NO | Responsive-631103 | Y | Y | Y | Y | Y
M3NHFScheduleOfRatesCode | Responsive/Shower:Renew Mechanical Type | Responsive - Shower:Renew Mechanical Type, unit of measure NO | Responsive-631104 | Y
M3NHFScheduleOfRatesCode | Responsive/Shower:Overhaul Mixing Valve | Responsive - Shower:Overhaul Mixing Valve, unit of measure NO | Responsive-631105 | Y | Y | Y | Y | Y
M3NHFScheduleOfRatesCode | Responsive/Shower:Renew Thermostatic Mixing Valve | Responsive - Shower:Renew Thermostatic Mixing Valve, unit of measure NO | Responsive-631107 | Y | Y | Y | Y | Y
M3NHFScheduleOfRatesCode | Responsive/Shower:Renew Thermostatic Low Flow Mixing Valve | Responsive - Shower:Renew Thermostatic Low Flow Mixing Valve, unit of measure NO | Responsive-631108 | Y | Y | Y | Y
M3NHFScheduleOfRatesCode | Responsive/Shower:Renew Non-Thermostatic Mix Valve | Responsive - Shower:Renew Non-Thermostatic Mix Valve, unit of measure NO | Responsive-631109 | Y | Y | Y | Y | Y
M3NHFScheduleOfRatesCode | Responsive/Shower:Renew Non-Thermostatic Mix Valve Low Flow | Responsive - Shower:Renew Non-Thermostatic Mix Valve Low Flow, unit of measure NO | Responsive-631110 | Y | Y | Y | Y
M3NHFScheduleOfRatesCode | Responsive/Shower:Renew Hose And Spray | Responsive - Shower:Renew Hose And Spray, unit of measure IT | Responsive-631111 | Y | Y | Y | Y | Y
M3NHFScheduleOfRatesCode | Responsive/Shower:Renew Arm And Spray Head | Responsive - Shower:Renew Arm And Spray Head, unit of measure IT | Responsive-631113 | Y | Y | Y | Y | Y
M3NHFScheduleOfRatesCode | Responsive/Shower:Renew Swivel Pattern Head | Responsive - Shower:Renew Swivel Pattern Head, unit of measure IT | Responsive-631115 | Y | Y | Y | Y | Y
M3NHFScheduleOfRatesCode | Responsive/Shower:Renew Rose Spray Head | Responsive - Shower:Renew Rose Spray Head, unit of measure IT | Responsive-631117 | Y | Y | Y | Y | Y
M3NHFScheduleOfRatesCode | Responsive/Shower:Renew Shower Kit | Responsive - Shower:Renew Shower Kit, unit of measure IT | Responsive-631119 | Y | Y | Y | Y | Y
M3NHFScheduleOfRatesCode | Responsive/Shower:Overhaul Shower Head | Responsive - Shower:Overhaul Shower Head, unit of measure NO | Responsive-631121 | Y | Y | Y | Y | Y
M3NHFScheduleOfRatesCode | Responsive/Shower:Renew Rails And Curtains | Responsive - Shower:Renew Rails And Curtains, unit of measure IT | Responsive-631123 | Y | Y | Y | Y | Y
M3NHFScheduleOfRatesCode | Responsive/Shower:Renew Curtain | Responsive - Shower:Renew Curtain, unit of measure IT | Responsive-631125 | Y | Y | Y | Y | Y
M3NHFScheduleOfRatesCode | Responsive/Shower:Renew Shower Slide Bar | Responsive - Shower:Renew Shower Slide Bar, unit of measure IT | Responsive-631127 | Y | Y | Y | Y | Y
M3NHFScheduleOfRatesCode | Responsive/Shower:Renew Rails | Responsive - Shower:Renew Rails, unit of measure IT | Responsive-631129 | Y | Y | Y | Y | Y
M3NHFScheduleOfRatesCode | Responsive/Shower:Overhaul Mechanical Shower Complete | Responsive - Shower:Overhaul Mechanical Shower Complete, unit of measure IT | Responsive-631131 | Y
M3NHFScheduleOfRatesCode | Responsive/Shower:Overhaul Mechanical Shower Carttridge | Responsive - Shower:Overhaul Mechanical Shower Carttridge, unit of measure IT | Responsive-631133 | Y
M3NHFScheduleOfRatesCode | Responsive/Shower:Install Or Renew Pumped Waste Preparation | Responsive - Shower:Install Or Renew Pumped Waste Preparation, unit of measure NO | Responsive-631135 | Y | Y | Y | Y
M3NHFScheduleOfRatesCode | Responsive/Shower:Install Or Renew Automatic Pump Kit | Responsive - Shower:Install Or Renew Automatic Pump Kit, unit of measure NO | Responsive-631137 | Y | Y | Y | Y
M3NHFScheduleOfRatesCode | Responsive/Shower:Install Or Renew Surge Damper | Responsive - Shower:Install Or Renew Surge Damper, unit of measure NO | Responsive-631139 | Y | Y | Y | Y
M3NHFScheduleOfRatesCode | Responsive/Shower:Install Level Access Shower Tray | Responsive - Shower:Install Level Access Shower Tray, unit of measure NO | Responsive-631141 | Y | Y | Y
M3NHFScheduleOfRatesCode | Responsive/Tap:Renew Pair Basin Pillar Taps | Responsive - Tap:Renew Pair Basin Pillar Taps, unit of measure IT | Responsive-631301 | Y | Y | Y | Y | Y
M3NHFScheduleOfRatesCode | Responsive/Tap:Renew Pair Basin Taps-Ceramic Disc | Responsive - Tap:Renew Pair Basin Taps-Ceramic Disc, unit of measure IT | Responsive-631303 | Y | Y | Y | Y | Y
M3NHFScheduleOfRatesCode | Responsive/Tap:Renew Pair Bath Pillar Taps | Responsive - Tap:Renew Pair Bath Pillar Taps, unit of measure IT | Responsive-631309 | Y | Y | Y | Y | Y
M3NHFScheduleOfRatesCode | Responsive/Tap:Renew Pair Bath Taps-Ceramic Disc | Responsive - Tap:Renew Pair Bath Taps-Ceramic Disc, unit of measure IT | Responsive-631311 | Y | Y | Y | Y | Y
M3NHFScheduleOfRatesCode | Responsive/Tap:Renew Pair Highneck Sink Pillar Taps | Responsive - Tap:Renew Pair Highneck Sink Pillar Taps, unit of measure IT | Responsive-631313 | Y | Y | Y | Y | Y
M3NHFScheduleOfRatesCode | Responsive/Tap:Renew Pair High Neck Sink Taps-Ceramic Disc | Responsive - Tap:Renew Pair High Neck Sink Taps-Ceramic Disc, unit of measure IT | Responsive-631315 | Y | Y | Y | Y | Y
M3NHFScheduleOfRatesCode | Responsive/Tap:Renew Brass Bib Tap | Responsive - Tap:Renew Brass Bib Tap, unit of measure NO | Responsive-631319 | Y | Y | Y | Y | Y
M3NHFScheduleOfRatesCode | Responsive/Tap:Overhaul Any Type Of Tap | Responsive - Tap:Overhaul Any Type Of Tap, unit of measure NO | Responsive-631321 | Y | Y | Y | Y | Y
M3NHFScheduleOfRatesCode | Responsive/Tap:Renew Pair Basin Taps-Ceramic Disc Levers | Responsive - Tap:Renew Pair Basin Taps-Ceramic Disc Levers, unit of measure IT | Responsive-631327 | Y
M3NHFScheduleOfRatesCode | Responsive/Tap:Renew Pair Bath Taps-Ceramic Disc Levers | Responsive - Tap:Renew Pair Bath Taps-Ceramic Disc Levers, unit of measure IT | Responsive-631329 | Y
M3NHFScheduleOfRatesCode | Responsive/Tap:Renew Pair High Neck Sink-Ceramic Disc Levers | Responsive - Tap:Renew Pair High Neck Sink-Ceramic Disc Levers, unit of measure IT | Responsive-631331 | Y
M3NHFScheduleOfRatesCode | Responsive/Tap:Renew Bath Mixer | Responsive - Tap:Renew Bath Mixer, unit of measure IT | Responsive-631335 | Y | Y | Y | Y | Y
M3NHFScheduleOfRatesCode | Responsive/Tap:Renew Bath Mixer With Shower Attachment | Responsive - Tap:Renew Bath Mixer With Shower Attachment, unit of measure IT | Responsive-631337 | Y | Y | Y | Y | Y
M3NHFScheduleOfRatesCode | Responsive/Tap:Renew Sink Mixer | Responsive - Tap:Renew Sink Mixer, unit of measure IT | Responsive-631339 | Y | Y | Y | Y | Y
M3NHFScheduleOfRatesCode | Responsive/Tap:Install External Brass Bib Tap | Responsive - Tap:Install External Brass Bib Tap, unit of measure NO | Responsive-631341 | Y | Y | Y | Y | Y
M3NHFScheduleOfRatesCode | Responsive/Tap:Renew Basin Mixer | Responsive - Tap:Renew Basin Mixer, unit of measure IT | Responsive-631353 | Y | Y | Y | Y | Y
M3NHFScheduleOfRatesCode | Responsive/Tap:Overhaul Any Type Of Mixer | Responsive - Tap:Overhaul Any Type Of Mixer, unit of measure IT | Responsive-631355 | Y | Y | Y | Y | Y
M3NHFScheduleOfRatesCode | Responsive/Taps:Convert Basin To Levers - Pair | Responsive - Taps:Convert Basin To Levers - Pair, unit of measure IT | Responsive-631361 | Y | Y | Y | Y | Y
M3NHFScheduleOfRatesCode | Responsive/Taps:Convert Sink To Levers - Pair | Responsive - Taps:Convert Sink To Levers - Pair, unit of measure IT | Responsive-631363 | Y | Y | Y | Y | Y
M3NHFScheduleOfRatesCode | Responsive/Taps:Convert Bath To Levers - Pair | Responsive - Taps:Convert Bath To Levers - Pair, unit of measure IT | Responsive-631365 | Y | Y | Y | Y | Y
M3NHFScheduleOfRatesCode | Responsive/Taps:Renew Kitchen Sink Pair Low Flow 3-4 L/S | Responsive - Taps:Renew Kitchen Sink Pair Low Flow 3-4 L/S, unit of measure NO | Responsive-631371 | Y | Y | Y | Y
M3NHFScheduleOfRatesCode | Responsive/Taps:Renew Wash Basin Pair Low Flow 2-3 L/S | Responsive - Taps:Renew Wash Basin Pair Low Flow 2-3 L/S, unit of measure NO | Responsive-631373 | Y | Y | Y | Y
M3NHFScheduleOfRatesCode | Responsive/Mixer:Renew Thermostatic To Bath | Responsive - Mixer:Renew Thermostatic To Bath, unit of measure IT | Responsive-631401 | Y | Y | Y | Y
M3NHFScheduleOfRatesCode | Responsive/Mixer:Renew Thermostatic To Bath Shower Attachment | Responsive - Mixer:Renew Thermostatic To Bath Shower Attachment, unit of measure IT | Responsive-631403 | Y | Y | Y | Y
M3NHFScheduleOfRatesCode | Responsive/Mixer:Renew Thermostatic To Sink | Responsive - Mixer:Renew Thermostatic To Sink, unit of measure IT | Responsive-631405 | Y | Y | Y | Y
M3NHFScheduleOfRatesCode | Responsive/Mixer:Renew Thermostatic To Basin | Responsive - Mixer:Renew Thermostatic To Basin, unit of measure IT | Responsive-631407 | Y | Y | Y | Y
M3NHFScheduleOfRatesCode | Responsive/Mixer:Overhaul Any Type Of Thermostatic | Responsive - Mixer:Overhaul Any Type Of Thermostatic, unit of measure IT | Responsive-631409 | Y | Y | Y | Y
M3NHFScheduleOfRatesCode | Responsive/Sealant:Renew To Sides And Ends Of Bath | Responsive - Sealant:Renew To Sides And Ends Of Bath, unit of measure IT | Responsive-631501 | Y | Y | Y | Y | Y
M3NHFScheduleOfRatesCode | Responsive/Sealant:Renew To Shower Tray | Responsive - Sealant:Renew To Shower Tray, unit of measure IT | Responsive-631503 | Y | Y | Y | Y | Y
M3NHFScheduleOfRatesCode | Responsive/Sealant:Renew To Basin Or Sink | Responsive - Sealant:Renew To Basin Or Sink, unit of measure IT | Responsive-631505 | Y | Y | Y | Y | Y
M3NHFScheduleOfRatesCode | Responsive/Sealant:Apply To Worktop And Wall | Responsive - Sealant:Apply To Worktop And Wall, unit of measure LM | Responsive-631507 | Y | Y | Y | Y | Y
M3NHFScheduleOfRatesCode | Responsive/Sealant:Pvc Trim To Bath | Responsive - Sealant:Pvc Trim To Bath, unit of measure IT | Responsive-631515 | Y | Y | Y | Y | Y
M3NHFScheduleOfRatesCode | Responsive/Worktop:Fit Aluminium Joint Upstand Strip | Responsive - Worktop:Fit Aluminium Joint Upstand Strip, unit of measure LM | Responsive-631701 | Y | Y | Y | Y | Y
M3NHFScheduleOfRatesCode | Responsive/Worktop:Fit Pvc Joint Upstand Strip | Responsive - Worktop:Fit Pvc Joint Upstand Strip, unit of measure LM | Responsive-631703 | Y | Y | Y | Y | Y
M3NHFScheduleOfRatesCode | Responsive/Trim:Fit Chrome Cover Fillets | Responsive - Trim:Fit Chrome Cover Fillets, unit of measure LM | Responsive-631705 | Y
M3NHFScheduleOfRatesCode | Responsive/Washing Machine:Form New Waste Outlet | Responsive - Washing Machine:Form New Waste Outlet, unit of measure IT | Responsive-631901 | Y | Y | Y | Y | Y
M3NHFScheduleOfRatesCode | Responsive/Washing Machine:Supply Valves Or Stop Taps | Responsive - Washing Machine:Supply Valves Or Stop Taps, unit of measure IT | Responsive-631903 | Y | Y | Y | Y | Y
M3NHFScheduleOfRatesCode | Responsive/Washing Machine:Renew Individual Valve | Responsive - Washing Machine:Renew Individual Valve, unit of measure NO | Responsive-631905 | Y | Y | Y | Y | Y
M3NHFScheduleOfRatesCode | Responsive/Washing Machine:Renew Pair Stop Taps | Responsive - Washing Machine:Renew Pair Stop Taps, unit of measure IT | Responsive-631907 | Y | Y | Y | Y | Y
M3NHFScheduleOfRatesCode | Responsive/Pipe:Renew Or Install 15Mm Copper | Responsive - Pipe:Renew Or Install 15Mm Copper, unit of measure LM | Responsive-635001 | Y | Y | Y | Y | Y
M3NHFScheduleOfRatesCode | Responsive/Pipe:Renew Or Install 22Mm Copper | Responsive - Pipe:Renew Or Install 22Mm Copper, unit of measure LM | Responsive-635003 | Y | Y | Y | Y | Y
M3NHFScheduleOfRatesCode | Responsive/Pipe:Renew Or Install 28Mm Copper | Responsive - Pipe:Renew Or Install 28Mm Copper, unit of measure LM | Responsive-635005 | Y | Y | Y | Y | Y
M3NHFScheduleOfRatesCode | Responsive/Pipe:Renew Plastic Clip To Copper Pipe | Responsive - Pipe:Renew Plastic Clip To Copper Pipe, unit of measure NO | Responsive-635013 | Y | Y | Y | Y | Y
M3NHFScheduleOfRatesCode | Responsive/Pipe:Renew Or Provide Blank Cap | Responsive - Pipe:Renew Or Provide Blank Cap, unit of measure NO | Responsive-635015 | Y | Y | Y | Y | Y
M3NHFScheduleOfRatesCode | Responsive/Pipe:Remove Redundant | Responsive - Pipe:Remove Redundant, unit of measure LM | Responsive-635017 | Y
M3NHFScheduleOfRatesCode | Responsive/Pipe:Renew Or Install 15Mm Chromium Plated | Responsive - Pipe:Renew Or Install 15Mm Chromium Plated, unit of measure LM | Responsive-635019 | Y
M3NHFScheduleOfRatesCode | Responsive/Tee:Install 15Mm To Existing Copper Pipework | Responsive - Tee:Install 15Mm To Existing Copper Pipework, unit of measure NO | Responsive-635301 | Y | Y | Y | Y | Y
M3NHFScheduleOfRatesCode | Responsive/Tee:Install 22Mm To Existing Copper Pipework | Responsive - Tee:Install 22Mm To Existing Copper Pipework, unit of measure NO | Responsive-635303 | Y | Y | Y | Y | Y
M3NHFScheduleOfRatesCode | Responsive/Tee:Install 28Mm To Existing Copper Pipework | Responsive - Tee:Install 28Mm To Existing Copper Pipework, unit of measure NO | Responsive-635305 | Y | Y | Y | Y | Y
M3NHFScheduleOfRatesCode | Responsive/Burst:Repair Burst Pipe Ne 28Mm | Responsive - Burst:Repair Burst Pipe Ne 28Mm, unit of measure NO | Responsive-640001 | Y | Y | Y | Y | Y
M3NHFScheduleOfRatesCode | Responsive/Burst:Repair Leaking Fitting Ne 28Mm | Responsive - Burst:Repair Leaking Fitting Ne 28Mm, unit of measure NO | Responsive-640003 | Y | Y | Y | Y | Y
M3NHFScheduleOfRatesCode | Responsive/Burst:Repair To Lead Pipe | Responsive - Burst:Repair To Lead Pipe, unit of measure NO | Responsive-640005 | Y | Y | Y | Y | Y
M3NHFScheduleOfRatesCode | Responsive/Grey Water:Annual Inspection 1 Wc System | Responsive - Grey Water:Annual Inspection 1 Wc System, unit of measure IT | Responsive-640101 | Y | Y | Y | Y
M3NHFScheduleOfRatesCode | Responsive/Grey Water:Annual Inspection 2 Wc System | Responsive - Grey Water:Annual Inspection 2 Wc System, unit of measure IT | Responsive-640103 | Y | Y | Y | Y
M3NHFScheduleOfRatesCode | Responsive/Grey Water:Periodic Inspection | Responsive - Grey Water:Periodic Inspection, unit of measure IT | Responsive-640201 | Y | Y | Y | Y
M3NHFScheduleOfRatesCode | Responsive/Rainwater:Annual Inspection 1 Wc System | Responsive - Rainwater:Annual Inspection 1 Wc System, unit of measure IT | Responsive-640301 | Y | Y | Y | Y
M3NHFScheduleOfRatesCode | Responsive/Rainwater:Annual Inspection 2 Wc System | Responsive - Rainwater:Annual Inspection 2 Wc System, unit of measure IT | Responsive-640303 | Y | Y | Y | Y
M3NHFScheduleOfRatesCode | Responsive/Rainwater:Periodic Inspection | Responsive - Rainwater:Periodic Inspection, unit of measure IT | Responsive-640401 | Y | Y | Y | Y
M3NHFScheduleOfRatesCode | Responsive/Rainwater:Renew Or Install Ne250 Litre Water Butt | Responsive - Rainwater:Renew Or Install Ne250 Litre Water Butt, unit of measure NO | Responsive-640501 | Y | Y | Y | Y
M3NHFScheduleOfRatesCode | Responsive/Rainwater:Renew Or Install Ne500 Litre Water Butt | Responsive - Rainwater:Renew Or Install Ne500 Litre Water Butt, unit of measure NO | Responsive-640503 | Y | Y | Y | Y
M3NHFScheduleOfRatesCode | Responsive/Rainwater:Renew Or Install 20M Hose | Responsive - Rainwater:Renew Or Install 20M Hose, unit of measure IT | Responsive-640505 | Y | Y | Y | Y
M3NHFScheduleOfRatesCode | Responsive/Wall:Remove And Refix Wc Suite In Association | Responsive - Wall:Remove And Refix Wc Suite In Association, unit of measure IT | Responsive-640601 | Y | Y | Y | Y | Y
M3NHFScheduleOfRatesCode | Responsive/Insulation:Remove Existing From Pipe | Responsive - Insulation:Remove Existing From Pipe, unit of measure LM | Responsive-645007 | Y | Y | Y | Y | Y
M3NHFScheduleOfRatesCode | Responsive/Insulation:Renew Upto 22Mm Pipe | Responsive - Insulation:Renew Upto 22Mm Pipe, unit of measure LM | Responsive-645101 | Y | Y | Y | Y | Y
M3NHFScheduleOfRatesCode | Responsive/Insulation:Renew To 28Mm Pipe | Responsive - Insulation:Renew To 28Mm Pipe, unit of measure LM | Responsive-645103 | Y | Y | Y | Y | Y
M3NHFScheduleOfRatesCode | Responsive/Stopcock:Renew 15Mm Diameter | Responsive - Stopcock:Renew 15Mm Diameter, unit of measure NO | Responsive-650001 | Y | Y | Y | Y | Y
M3NHFScheduleOfRatesCode | Responsive/Stopcock:Renew 20Mm Diameter | Responsive - Stopcock:Renew 20Mm Diameter, unit of measure NO | Responsive-650003 | Y | Y | Y | Y | Y
M3NHFScheduleOfRatesCode | Responsive/Stopcock:Renew 22Mm Diameter | Responsive - Stopcock:Renew 22Mm Diameter, unit of measure NO | Responsive-650005 | Y | Y | Y | Y | Y
M3NHFScheduleOfRatesCode | Responsive/Stopcock:Renew 25Mm Diameter | Responsive - Stopcock:Renew 25Mm Diameter, unit of measure NO | Responsive-650007 | Y | Y | Y | Y | Y
M3NHFScheduleOfRatesCode | Responsive/Stopcock:Renew 28Mm Diameter | Responsive - Stopcock:Renew 28Mm Diameter, unit of measure NO | Responsive-650009 | Y | Y | Y | Y | Y
M3NHFScheduleOfRatesCode | Responsive/Stopcock:Overhaul Any Size And Type | Responsive - Stopcock:Overhaul Any Size And Type, unit of measure NO | Responsive-650013 | Y | Y | Y | Y | Y
M3NHFScheduleOfRatesCode | Responsive/Gatevalve:Renew 15Mm Diameter | Responsive - Gatevalve:Renew 15Mm Diameter, unit of measure NO | Responsive-655001 | Y | Y | Y | Y | Y
M3NHFScheduleOfRatesCode | Responsive/Gatevalve:Renew 22Mm Diameter | Responsive - Gatevalve:Renew 22Mm Diameter, unit of measure NO | Responsive-655003 | Y | Y | Y | Y | Y
M3NHFScheduleOfRatesCode | Responsive/Gatevalve:Renew 28Mm Diameter | Responsive - Gatevalve:Renew 28Mm Diameter, unit of measure NO | Responsive-655005 | Y | Y | Y | Y | Y
M3NHFScheduleOfRatesCode | Responsive/Gatevalve:Overhaul Any Size And Type | Responsive - Gatevalve:Overhaul Any Size And Type, unit of measure NO | Responsive-655009 | Y | Y | Y | Y | Y
M3NHFScheduleOfRatesCode | Responsive/Check Valve:Renew Or Install 15Mm Diameter | Responsive - Check Valve:Renew Or Install 15Mm Diameter, unit of measure NO | Responsive-655101 | Y | Y | Y | Y | Y
M3NHFScheduleOfRatesCode | Responsive/Service Valve:Renew Or Install 15Mm | Responsive - Service Valve:Renew Or Install 15Mm, unit of measure NO | Responsive-656001 | Y | Y | Y | Y | Y
M3NHFScheduleOfRatesCode | Responsive/Service Valve:Renew Or Install 22Mm | Responsive - Service Valve:Renew Or Install 22Mm, unit of measure NO | Responsive-656003 | Y | Y | Y | Y | Y
M3NHFScheduleOfRatesCode | Responsive/Service Valve:Overhaul Any Size Or Type | Responsive - Service Valve:Overhaul Any Size Or Type, unit of measure NO | Responsive-656005 | Y | Y | Y | Y | Y
M3NHFScheduleOfRatesCode | Responsive/Ballofix Valve:Renew Or Install 15Mm | Responsive - Ballofix Valve:Renew Or Install 15Mm, unit of measure NO | Responsive-657001 | Y | Y | Y | Y | Y
M3NHFScheduleOfRatesCode | Responsive/Ballofix Valve:Renew Or Install 22Mm | Responsive - Ballofix Valve:Renew Or Install 22Mm, unit of measure NO | Responsive-657003 | Y | Y | Y | Y | Y
M3NHFScheduleOfRatesCode | Responsive/Ballofix Valve:Renew Or Install 28Mm | Responsive - Ballofix Valve:Renew Or Install 28Mm, unit of measure NO | Responsive-657005 | Y | Y | Y | Y | Y
M3NHFScheduleOfRatesCode | Responsive/Draincock:Renew Ne 15Mm Drain Cock | Responsive - Draincock:Renew Ne 15Mm Drain Cock, unit of measure NO | Responsive-660001 | Y | Y | Y | Y | Y
M3NHFScheduleOfRatesCode | Responsive/Draincock:Renew Ne 22Mm Draincock | Responsive - Draincock:Renew Ne 22Mm Draincock, unit of measure NO | Responsive-660003 | Y
M3NHFScheduleOfRatesCode | Responsive/Surestop:Install 15Mm To Rising Main | Responsive - Surestop:Install 15Mm To Rising Main, unit of measure IT | Responsive-660101 | Y | Y | Y | Y
M3NHFScheduleOfRatesCode | Responsive/Surestop:Install 22Mm To Rising Main | Responsive - Surestop:Install 22Mm To Rising Main, unit of measure IT | Responsive-660103 | Y | Y | Y | Y
M3NHFScheduleOfRatesCode | Responsive/Surestop:Install 15Mm To Hot Or Cold Pipe | Responsive - Surestop:Install 15Mm To Hot Or Cold Pipe, unit of measure IT | Responsive-660105 | Y | Y | Y | Y
M3NHFScheduleOfRatesCode | Responsive/Surestop:Install 22Mm To Hot Or Cold Pipe | Responsive - Surestop:Install 22Mm To Hot Or Cold Pipe, unit of measure IT | Responsive-660107 | Y | Y | Y | Y
M3NHFScheduleOfRatesCode | Responsive/Tank:Renew With Ne 113Ltr Plastic | Responsive - Tank:Renew With Ne 113Ltr Plastic, unit of measure IT | Responsive-665001 | Y | Y | Y | Y | Y
M3NHFScheduleOfRatesCode | Responsive/Tank:Renew With Ne 227Ltr Plastic | Responsive - Tank:Renew With Ne 227Ltr Plastic, unit of measure IT | Responsive-665003 | Y | Y | Y | Y | Y
M3NHFScheduleOfRatesCode | Responsive/Tank:Renew 15Mm Ballvalve | Responsive - Tank:Renew 15Mm Ballvalve, unit of measure NO | Responsive-665005 | Y | Y | Y | Y | Y
M3NHFScheduleOfRatesCode | Responsive/Tank:Renew 22Mm Ballvalve | Responsive - Tank:Renew 22Mm Ballvalve, unit of measure NO | Responsive-665007 | Y | Y | Y | Y | Y
M3NHFScheduleOfRatesCode | Responsive/Tank:Renew 28Mm Ballvalve | Responsive - Tank:Renew 28Mm Ballvalve, unit of measure NO | Responsive-665009 | Y | Y | Y | Y | Y
M3NHFScheduleOfRatesCode | Responsive/Tank:Repair Leak To Tank Or Fitting | Responsive - Tank:Repair Leak To Tank Or Fitting, unit of measure NO | Responsive-665011 | Y | Y | Y | Y | Y
M3NHFScheduleOfRatesCode | Responsive/Tank:Drain Clean Out And Refill Cwst Tank | Responsive - Tank:Drain Clean Out And Refill Cwst Tank, unit of measure NO | Responsive-665015 | Y | Y | Y | Y | Y
M3NHFScheduleOfRatesCode | Responsive/Tank:Repair Ballvalve And Float | Responsive - Tank:Repair Ballvalve And Float, unit of measure NO | Responsive-665017 | Y | Y | Y | Y | Y
M3NHFScheduleOfRatesCode | Responsive/Tank:Renew 19Mm Overflow | Responsive - Tank:Renew 19Mm Overflow, unit of measure IT | Responsive-665019 | Y | Y | Y | Y | Y
M3NHFScheduleOfRatesCode | Responsive/Tank:Renew Lid To Ne 18 Litre Feed And Expansion | Responsive - Tank:Renew Lid To Ne 18 Litre Feed And Expansion, unit of measure IT | Responsive-665021 | Y | Y | Y | Y | Y
M3NHFScheduleOfRatesCode | Responsive/Tank:Renew Lid To Ne 113 Litre Cwst Tank | Responsive - Tank:Renew Lid To Ne 113 Litre Cwst Tank, unit of measure IT | Responsive-665023 | Y | Y | Y | Y | Y
M3NHFScheduleOfRatesCode | Responsive/Tank:Renew Lid To 227 Litre Cwst Tank | Responsive - Tank:Renew Lid To 227 Litre Cwst Tank, unit of measure IT | Responsive-665025 | Y | Y | Y | Y | Y
M3NHFScheduleOfRatesCode | Responsive/Tank:Inspection For Compliance | Responsive - Tank:Inspection For Compliance, unit of measure IT | Responsive-665027 | Y
M3NHFScheduleOfRatesCode | Responsive/Tank:Overhaul | Responsive - Tank:Overhaul, unit of measure IT | Responsive-665029 | Y
M3NHFScheduleOfRatesCode | Responsive/Tank:Renew Insulation To Ne 113 Litre | Responsive - Tank:Renew Insulation To Ne 113 Litre, unit of measure NO | Responsive-670001 | Y | Y | Y | Y | Y
M3NHFScheduleOfRatesCode | Responsive/Tank:Renew Insulation To Ne 227 Litre | Responsive - Tank:Renew Insulation To Ne 227 Litre, unit of measure NO | Responsive-670003 | Y | Y | Y | Y | Y
M3NHFScheduleOfRatesCode | Responsive/Tank:Remove, Set Aside, Refix Insulation | Responsive - Tank:Remove, Set Aside, Refix Insulation, unit of measure NO | Responsive-670005 | Y
M3NHFScheduleOfRatesCode | Responsive/Cylinder:Renew Direct Insulated New Heater | Responsive - Cylinder:Renew Direct Insulated New Heater, unit of measure NO | Responsive-675001 | Y | Y | Y | Y | Y
M3NHFScheduleOfRatesCode | Responsive/Cylinder:Renew Direct Insulated Refix Heater | Responsive - Cylinder:Renew Direct Insulated Refix Heater, unit of measure NO | Responsive-675003 | Y | Y | Y | Y | Y
M3NHFScheduleOfRatesCode | Responsive/Cylinder:Renew Indirect Insulated New Heater | Responsive - Cylinder:Renew Indirect Insulated New Heater, unit of measure NO | Responsive-675005 | Y | Y | Y | Y | Y
M3NHFScheduleOfRatesCode | Responsive/Cylinder:Renew Indirect Insulated Refix Heater | Responsive - Cylinder:Renew Indirect Insulated Refix Heater, unit of measure NO | Responsive-675007 | Y | Y | Y | Y | Y
M3NHFScheduleOfRatesCode | Responsive/Cylinder:Renew Direct Jacket New Heater | Responsive - Cylinder:Renew Direct Jacket New Heater, unit of measure NO | Responsive-675009 | Y | Y | Y | Y | Y
M3NHFScheduleOfRatesCode | Responsive/Cylinder:Renew Direct Jacket Refix Heater | Responsive - Cylinder:Renew Direct Jacket Refix Heater, unit of measure NO | Responsive-675011 | Y | Y | Y | Y | Y
M3NHFScheduleOfRatesCode | Responsive/Cylinder:Renew Indirect Jacket New Heater | Responsive - Cylinder:Renew Indirect Jacket New Heater, unit of measure NO | Responsive-675013 | Y | Y | Y | Y | Y
M3NHFScheduleOfRatesCode | Responsive/Cylinder:Renew Indirect Jacket Refix Heater | Responsive - Cylinder:Renew Indirect Jacket Refix Heater, unit of measure NO | Responsive-675015 | Y | Y | Y | Y | Y
M3NHFScheduleOfRatesCode | Responsive/Cylinder:Renew Primatic Jacket New Heater | Responsive - Cylinder:Renew Primatic Jacket New Heater, unit of measure NO | Responsive-675017 | Y | Y | Y | Y | Y
M3NHFScheduleOfRatesCode | Responsive/Cylinder:Renew Primatic Jacket Refix Heater | Responsive - Cylinder:Renew Primatic Jacket Refix Heater, unit of measure NO | Responsive-675019 | Y | Y | Y | Y | Y
M3NHFScheduleOfRatesCode | Responsive/Cylinder:Renew Fortic Direct New Heater | Responsive - Cylinder:Renew Fortic Direct New Heater, unit of measure NO | Responsive-675021 | Y | Y | Y | Y | Y
M3NHFScheduleOfRatesCode | Responsive/Cylinder:Renew Fortic Direct Refix Heater | Responsive - Cylinder:Renew Fortic Direct Refix Heater, unit of measure NO | Responsive-675023 | Y | Y | Y | Y | Y
M3NHFScheduleOfRatesCode | Responsive/Cylinder:Renew Fortic Indirect New Heater | Responsive - Cylinder:Renew Fortic Indirect New Heater, unit of measure NO | Responsive-675025 | Y | Y | Y | Y | Y
M3NHFScheduleOfRatesCode | Responsive/Cylinder:Renew Fortic Indirect Refix Heater | Responsive - Cylinder:Renew Fortic Indirect Refix Heater, unit of measure NO | Responsive-675027 | Y | Y | Y | Y | Y
M3NHFScheduleOfRatesCode | Responsive/Cylinder:Renew Economy 7 New Heaters | Responsive - Cylinder:Renew Economy 7 New Heaters, unit of measure NO | Responsive-675029 | Y | Y | Y | Y | Y
M3NHFScheduleOfRatesCode | Responsive/Cylinder:Renew Economy 7 Refix Heaters | Responsive - Cylinder:Renew Economy 7 Refix Heaters, unit of measure NO | Responsive-675031 | Y | Y | Y | Y | Y
M3NHFScheduleOfRatesCode | Responsive/Cylinder:Renew Elson Tank New Heaters | Responsive - Cylinder:Renew Elson Tank New Heaters, unit of measure NO | Responsive-675033 | Y | Y | Y | Y | Y
M3NHFScheduleOfRatesCode | Responsive/Cylinder:Renew Elson Tank Refix Heaters | Responsive - Cylinder:Renew Elson Tank Refix Heaters, unit of measure NO | Responsive-675035 | Y | Y | Y | Y | Y
M3NHFScheduleOfRatesCode | Responsive/Cylinder:Renew Leaking Fitting | Responsive - Cylinder:Renew Leaking Fitting, unit of measure NO | Responsive-675037 | Y | Y | Y | Y | Y
M3NHFScheduleOfRatesCode | Responsive/Cylinder:Repair Leak | Responsive - Cylinder:Repair Leak, unit of measure NO | Responsive-675039 | Y | Y | Y | Y | Y
M3NHFScheduleOfRatesCode | Responsive/Cylinder:Drain Descale Flush Out | Responsive - Cylinder:Drain Descale Flush Out, unit of measure NO | Responsive-675041 | Y | Y | Y | Y | Y
M3NHFScheduleOfRatesCode | Responsive/Cylinder:Renew Flange | Responsive - Cylinder:Renew Flange, unit of measure NO | Responsive-675043 | Y | Y | Y | Y | Y
M3NHFScheduleOfRatesCode | Responsive/Cylinder:Supply Pair Isolating Valves | Responsive - Cylinder:Supply Pair Isolating Valves, unit of measure IT | Responsive-675045 | Y | Y | Y | Y | Y
M3NHFScheduleOfRatesCode | Responsive/Cylinder:Service Pressurised Cylinder | Responsive - Cylinder:Service Pressurised Cylinder, unit of measure NO | Responsive-675047 | Y | Y | Y | Y | Y
M3NHFScheduleOfRatesCode | Responsive/Cylinder:Service Unvented Cylinder | Responsive - Cylinder:Service Unvented Cylinder, unit of measure NO | Responsive-675048 | Y
M3NHFScheduleOfRatesCode | Responsive/Cylinder:Renew Jacket | Responsive - Cylinder:Renew Jacket, unit of measure NO | Responsive-675049 | Y | Y | Y | Y | Y
M3NHFScheduleOfRatesCode | Responsive/Coil Heater:Renew To Megaflow | Responsive - Coil Heater:Renew To Megaflow, unit of measure IT | Responsive-675050 | Y
M3NHFScheduleOfRatesCode | Responsive/Plumbunit:Renew Std Dir 227Ltr Cold Ne 144Ltr Hot | Responsive - Plumbunit:Renew Std Dir 227Ltr Cold Ne 144Ltr Hot, unit of measure NO | Responsive-677001 | Y | Y | Y | Y | Y
M3NHFScheduleOfRatesCode | Responsive/Plumbunit:Renew Std Dir 227Ltr Cold Ne 210Ltr Hot | Responsive - Plumbunit:Renew Std Dir 227Ltr Cold Ne 210Ltr Hot, unit of measure NO | Responsive-677003 | Y | Y | Y | Y | Y
M3NHFScheduleOfRatesCode | Responsive/Plumbunit:Renew Std Ind 227Ltr Cold Ne 140Ltr Hot | Responsive - Plumbunit:Renew Std Ind 227Ltr Cold Ne 140Ltr Hot, unit of measure NO | Responsive-677011 | Y | Y | Y | Y | Y
M3NHFScheduleOfRatesCode | Responsive/Plumbunit:Renew Std Ind 227Ltr Cold Ne 162Ltr Hot | Responsive - Plumbunit:Renew Std Ind 227Ltr Cold Ne 162Ltr Hot, unit of measure NO | Responsive-677013 | Y | Y | Y | Y | Y
M3NHFScheduleOfRatesCode | Responsive/Plumbunit:Adaptation For Shower Booster Pump | Responsive - Plumbunit:Adaptation For Shower Booster Pump, unit of measure NO | Responsive-677021 | Y | Y | Y | Y | Y
M3NHFScheduleOfRatesCode | Responsive/Plumbunit:Adaptation For Heating Controls | Responsive - Plumbunit:Adaptation For Heating Controls, unit of measure NO | Responsive-677023 | Y | Y | Y | Y | Y
M3NHFScheduleOfRatesCode | Responsive/Plumbunit:Adaptation For Sealed Heating System | Responsive - Plumbunit:Adaptation For Sealed Heating System, unit of measure NO | Responsive-677025 | Y | Y | Y | Y | Y
M3NHFScheduleOfRatesCode | Responsive/Cylinder:Renew Unvented Eco 710 Pre-Insul 190 Ltr | Responsive - Cylinder:Renew Unvented Eco 710 Pre-Insul 190 Ltr, unit of measure NO | Responsive-679001 | Y | Y | Y
M3NHFScheduleOfRatesCode | Responsive/Cylinder:Renew Unvented Eco 710 Pre-Insul 210 Ltr | Responsive - Cylinder:Renew Unvented Eco 710 Pre-Insul 210 Ltr, unit of measure NO | Responsive-679003 | Y | Y | Y
M3NHFScheduleOfRatesCode | Responsive/Cylinder:Renew Unvented Eco 710 Pre-Insul 250 Ltr | Responsive - Cylinder:Renew Unvented Eco 710 Pre-Insul 250 Ltr, unit of measure NO | Responsive-679005 | Y | Y | Y
M3NHFScheduleOfRatesCode | Responsive/Cylinder:Renew Unvented Eco 710 Pre-Insul 300 Ltr | Responsive - Cylinder:Renew Unvented Eco 710 Pre-Insul 300 Ltr, unit of measure NO | Responsive-679007 | Y | Y | Y
M3NHFScheduleOfRatesCode | Responsive/Cylinder:Renew Unvented Indirect Pre-Insul 190 Ltr | Responsive - Cylinder:Renew Unvented Indirect Pre-Insul 190 Ltr, unit of measure NO | Responsive-679009 | Y | Y | Y
M3NHFScheduleOfRatesCode | Responsive/Cylinder:Renew Unvented Indirect Pre-Insul 210 Ltr | Responsive - Cylinder:Renew Unvented Indirect Pre-Insul 210 Ltr, unit of measure NO | Responsive-679011 | Y | Y | Y
M3NHFScheduleOfRatesCode | Responsive/Cylinder:Renew Unvented Indirect Pre-Insul 250 Ltr | Responsive - Cylinder:Renew Unvented Indirect Pre-Insul 250 Ltr, unit of measure NO | Responsive-679013 | Y | Y | Y
M3NHFScheduleOfRatesCode | Responsive/Cylinder:Renew Unvented Indirect Pre-Insul 300 Ltr | Responsive - Cylinder:Renew Unvented Indirect Pre-Insul 300 Ltr, unit of measure NO | Responsive-679015 | Y | Y | Y
M3NHFScheduleOfRatesCode | Responsive/Cylinder:Renew Vented Direct Insulated 100 Ltr | Responsive - Cylinder:Renew Vented Direct Insulated 100 Ltr, unit of measure NO | Responsive-679101 | Y | Y | Y
M3NHFScheduleOfRatesCode | Responsive/Cylinder:Renew Vented Direct Insulated 125 Ltr | Responsive - Cylinder:Renew Vented Direct Insulated 125 Ltr, unit of measure NO | Responsive-679103 | Y | Y | Y
M3NHFScheduleOfRatesCode | Responsive/Cylinder:Renew Vented Direct Insulated 150 Ltr | Responsive - Cylinder:Renew Vented Direct Insulated 150 Ltr, unit of measure NO | Responsive-679105 | Y | Y | Y
M3NHFScheduleOfRatesCode | Responsive/Cylinder:Renew Vented Direct Insulated 175 Ltr | Responsive - Cylinder:Renew Vented Direct Insulated 175 Ltr, unit of measure NO | Responsive-679107 | Y | Y | Y
M3NHFScheduleOfRatesCode | Responsive/Cylinder:Renew Vented Direct Insulated 210 Ltr | Responsive - Cylinder:Renew Vented Direct Insulated 210 Ltr, unit of measure NO | Responsive-679109 | Y | Y | Y
M3NHFScheduleOfRatesCode | Responsive/Cylinder:Renew Vented Direct Insulated 250 Ltr | Responsive - Cylinder:Renew Vented Direct Insulated 250 Ltr, unit of measure NO | Responsive-679111 | Y | Y | Y
M3NHFScheduleOfRatesCode | Responsive/Cylinder:Renew Unvented Direct Insulated 100 Ltr | Responsive - Cylinder:Renew Unvented Direct Insulated 100 Ltr, unit of measure NO | Responsive-679201 | Y | Y | Y
M3NHFScheduleOfRatesCode | Responsive/Cylinder:Renew Unvented Direct Insulated 125 Ltr | Responsive - Cylinder:Renew Unvented Direct Insulated 125 Ltr, unit of measure NO | Responsive-679203 | Y | Y | Y
M3NHFScheduleOfRatesCode | Responsive/Cylinder:Renew Unvented Direct Insulated 150 Ltr | Responsive - Cylinder:Renew Unvented Direct Insulated 150 Ltr, unit of measure NO | Responsive-679205 | Y | Y | Y
M3NHFScheduleOfRatesCode | Responsive/Cylinder:Renew Unvented Direct Pre-Insul 175 Ltr | Responsive - Cylinder:Renew Unvented Direct Pre-Insul 175 Ltr, unit of measure NO | Responsive-679207 | Y | Y | Y
M3NHFScheduleOfRatesCode | Responsive/Cylinder:Renew Unvented Direct Pre-Insul 210 Ltr | Responsive - Cylinder:Renew Unvented Direct Pre-Insul 210 Ltr, unit of measure NO | Responsive-679209 | Y | Y | Y
M3NHFScheduleOfRatesCode | Responsive/Cylinder:Renew Unvented Direct Pre-Insul 250 Ltr | Responsive - Cylinder:Renew Unvented Direct Pre-Insul 250 Ltr, unit of measure NO | Responsive-679211 | Y | Y | Y
M3NHFScheduleOfRatesCode | Responsive/Scale Reducer:Supply Magnetic Type | Responsive - Scale Reducer:Supply Magnetic Type, unit of measure IT | Responsive-680001 | Y | Y | Y | Y | Y
M3NHFScheduleOfRatesCode | Responsive/Scale Reducer:Supply Electrolytic Type | Responsive - Scale Reducer:Supply Electrolytic Type, unit of measure IT | Responsive-680003 | Y | Y | Y | Y | Y
M3NHFScheduleOfRatesCode | Responsive/Scale Reducer:Supply Chemical Type | Responsive - Scale Reducer:Supply Chemical Type, unit of measure IT | Responsive-680005 | Y | Y | Y | Y | Y
M3NHFScheduleOfRatesCode | Responsive/Scale Reducer:Recharge Chemical Type | Responsive - Scale Reducer:Recharge Chemical Type, unit of measure IT | Responsive-680007 | Y | Y | Y | Y | Y
M3NHFScheduleOfRatesCode | Responsive/Scale Reducer:Electro Magnetic Non Intrusive Type | Responsive - Scale Reducer:Electro Magnetic Non Intrusive Type, unit of measure IT | Responsive-680009 | Y | Y | Y | Y | Y
M3NHFScheduleOfRatesCode | Responsive/Water Hammer:Clear And Remedy Airlock | Responsive - Water Hammer:Clear And Remedy Airlock, unit of measure IT | Responsive-685001 | Y | Y | Y | Y | Y
M3NHFScheduleOfRatesCode | Responsive/Void:Drain Down Hot And Cold Water | Responsive - Void:Drain Down Hot And Cold Water, unit of measure IT | Responsive-690001 | Y | Y | Y | Y | Y
M3NHFScheduleOfRatesCode | Responsive/Void:Refill Hot And Cold Water | Responsive - Void:Refill Hot And Cold Water, unit of measure IT | Responsive-690003 | Y | Y | Y | Y | Y
M3NHFScheduleOfRatesCode | Responsive/Void:Safety Check Hot And Cold Water | Responsive - Void:Safety Check Hot And Cold Water, unit of measure IT | Responsive-690005 | Y | Y | Y | Y | Y
M3NHFScheduleOfRatesCode | Responsive/Panel:Remove And Refix For Client Inspections | Responsive - Panel:Remove And Refix For Client Inspections, unit of measure NO | Responsive-695001 | Y | Y | Y | Y | Y
M3NHFScheduleOfRatesCode | Responsive/Toilet Roll Holder:Renew Chromium Plated | Responsive - Toilet Roll Holder:Renew Chromium Plated, unit of measure NO | Responsive-696001 | Y | Y | Y | Y | Y
M3NHFScheduleOfRatesCode | Responsive/Toilet Roll Holder:Renew Plastic | Responsive - Toilet Roll Holder:Renew Plastic, unit of measure NO | Responsive-696003 | Y | Y | Y | Y | Y
M3NHFScheduleOfRatesCode | Responsive/Towel Rail:Renew | Responsive - Towel Rail:Renew, unit of measure NO | Responsive-696005 | Y | Y | Y | Y | Y
M3NHFScheduleOfRatesCode | Responsive/Towel Holder:Renew | Responsive - Towel Holder:Renew, unit of measure NO | Responsive-696007 | Y | Y | Y | Y | Y
M3NHFScheduleOfRatesCode | Responsive/Soap Dish:Renew | Responsive - Soap Dish:Renew, unit of measure NO | Responsive-696009 | Y | Y | Y | Y | Y
M3NHFScheduleOfRatesCode | Responsive/Toothbrush/Tumbler Holder:Renew | Responsive - Toothbrush/Tumbler Holder:Renew, unit of measure NO | Responsive-696011 | Y | Y | Y | Y | Y
M3NHFScheduleOfRatesCode | Responsive/Dryer:Renew Internal Tidydry | Responsive - Dryer:Renew Internal Tidydry, unit of measure NO | Responsive-696013 | Y | Y | Y | Y | Y
M3NHFScheduleOfRatesCode | Responsive/Dryer:Refix Internal Tidydry | Responsive - Dryer:Refix Internal Tidydry, unit of measure NO | Responsive-696015 | Y | Y | Y | Y | Y
M3NHFScheduleOfRatesCode | Responsive/Bathroom Cabinet:Renew | Responsive - Bathroom Cabinet:Renew, unit of measure NO | Responsive-696017 | Y | Y | Y | Y | Y
M3NHFScheduleOfRatesCode | Responsive/Glass Shelf:Renew | Responsive - Glass Shelf:Renew, unit of measure NO | Responsive-696021 | Y | Y | Y | Y | Y
M3NHFScheduleOfRatesCode | Responsive/Glass Shelf:Renew Including Brackets | Responsive - Glass Shelf:Renew Including Brackets, unit of measure NO | Responsive-696022 | Y | Y | Y | Y | Y
M3NHFScheduleOfRatesCode | Responsive/Glass Shelf Bracket:Renew | Responsive - Glass Shelf Bracket:Renew, unit of measure NO | Responsive-696023 | Y | Y | Y | Y | Y
M3NHFScheduleOfRatesCode | Responsive/Bathroom:Refix Ancillary | Responsive - Bathroom:Refix Ancillary, unit of measure NO | Responsive-696025 | Y | Y | Y | Y | Y
M3NHFScheduleOfRatesCode | Responsive/Client Inspection:Plumbing | Responsive - Client Inspection:Plumbing, unit of measure IT | Responsive-697001 | Y | Y | Y | Y | Y
M3NHFScheduleOfRatesCode | Responsive/Fire Extinguisher:Renew 9Ltr Water | Responsive - Fire Extinguisher:Renew 9Ltr Water, unit of measure IT | Responsive-698001 | Y | Y | Y | Y | Y
M3NHFScheduleOfRatesCode | Responsive/Fire Extinguisher:Renew 9Ltr Foam | Responsive - Fire Extinguisher:Renew 9Ltr Foam, unit of measure IT | Responsive-698003 | Y | Y | Y | Y | Y
M3NHFScheduleOfRatesCode | Responsive/Fire Extinguisher:Renew Dry Powder 1Kg | Responsive - Fire Extinguisher:Renew Dry Powder 1Kg, unit of measure IT | Responsive-698005 | Y | Y | Y | Y | Y
M3NHFScheduleOfRatesCode | Responsive/Fire Extinguisher:Renew Dry Powder 2Kg | Responsive - Fire Extinguisher:Renew Dry Powder 2Kg, unit of measure IT | Responsive-698007 | Y | Y | Y | Y | Y
M3NHFScheduleOfRatesCode | Responsive/Fire Extinguisher:Renew Carbon Dioxide | Responsive - Fire Extinguisher:Renew Carbon Dioxide, unit of measure IT | Responsive-698009 | Y | Y | Y | Y | Y
M3NHFScheduleOfRatesCode | Responsive/Fire Blanket:Renew Or Supply | Responsive - Fire Blanket:Renew Or Supply, unit of measure IT | Responsive-698011 | Y | Y | Y | Y | Y
M3NHFScheduleOfRatesCode | Responsive/Radiator Valve:Renew Valve And Drain Down | Responsive - Radiator Valve:Renew Valve And Drain Down, unit of measure IT | Responsive-701001 | Y | Y | Y | Y | Y
M3NHFScheduleOfRatesCode | Responsive/Radiator Valve:Renew Whilst System Drained | Responsive - Radiator Valve:Renew Whilst System Drained, unit of measure IT | Responsive-701003 | Y | Y | Y | Y | Y
M3NHFScheduleOfRatesCode | Responsive/Radiator Valve:Renew Thermostatic And Drain Down | Responsive - Radiator Valve:Renew Thermostatic And Drain Down, unit of measure IT | Responsive-701005 | Y | Y | Y | Y | Y
M3NHFScheduleOfRatesCode | Responsive/Radiator Valve:Renew Thermostatic System Drained | Responsive - Radiator Valve:Renew Thermostatic System Drained, unit of measure IT | Responsive-701007 | Y | Y | Y | Y | Y
M3NHFScheduleOfRatesCode | Responsive/Radiator Valve:Overhaul Any Type | Responsive - Radiator Valve:Overhaul Any Type, unit of measure NO | Responsive-701011 | Y | Y | Y | Y | Y
M3NHFScheduleOfRatesCode | Responsive/Pump:Renew Where Isolating Valves Fitted | Responsive - Pump:Renew Where Isolating Valves Fitted, unit of measure NO | Responsive-702001 | Y | Y | Y | Y | Y
M3NHFScheduleOfRatesCode | Responsive/Pump:Renew Including Supply Isolating Valves | Responsive - Pump:Renew Including Supply Isolating Valves, unit of measure NO | Responsive-702003 | Y | Y | Y | Y | Y
M3NHFScheduleOfRatesCode | Responsive/Pump:Supply New Including Isolating Valves | Responsive - Pump:Supply New Including Isolating Valves, unit of measure NO | Responsive-702005 | Y | Y | Y | Y | Y
M3NHFScheduleOfRatesCode | Responsive/Pump:Service And Overhaul | Responsive - Pump:Service And Overhaul, unit of measure NO | Responsive-702007 | Y | Y | Y | Y | Y
M3NHFScheduleOfRatesCode | Responsive/Pump:Renew Single Pump Valve | Responsive - Pump:Renew Single Pump Valve, unit of measure NO | Responsive-702009 | Y | Y | Y | Y | Y
M3NHFScheduleOfRatesCode | Responsive/Pump:Renew Pair Of Pump Valves | Responsive - Pump:Renew Pair Of Pump Valves, unit of measure NO | Responsive-702010 | Y | Y | Y | Y | Y
M3NHFScheduleOfRatesCode | Responsive/Motorised Valve:Renew 22Mm | Responsive - Motorised Valve:Renew 22Mm, unit of measure NO | Responsive-702501 | Y | Y | Y | Y | Y
M3NHFScheduleOfRatesCode | Responsive/Motorised Valve:Renew 28Mm | Responsive - Motorised Valve:Renew 28Mm, unit of measure NO | Responsive-702502 | Y | Y | Y | Y | Y
M3NHFScheduleOfRatesCode | Responsive/Motorised Valve:Renew Ne 28Mm Activator | Responsive - Motorised Valve:Renew Ne 28Mm Activator, unit of measure NO | Responsive-702506 | Y | Y | Y | Y | Y
M3NHFScheduleOfRatesCode | Responsive/Zone Valve:Renew 22Mm | Responsive - Zone Valve:Renew 22Mm, unit of measure NO | Responsive-702511 | Y | Y | Y | Y | Y
M3NHFScheduleOfRatesCode | Responsive/Zone Valve:Renew 28Mm | Responsive - Zone Valve:Renew 28Mm, unit of measure NO | Responsive-702512 | Y | Y | Y | Y | Y
M3NHFScheduleOfRatesCode | Responsive/Radiator:Vent Radiators | Responsive - Radiator:Vent Radiators, unit of measure IT | Responsive-703001 | Y | Y | Y | Y | Y
M3NHFScheduleOfRatesCode | Responsive/Radiator:Drain Down And Refill System | Responsive - Radiator:Drain Down And Refill System, unit of measure IT | Responsive-703003 | Y | Y | Y | Y | Y
M3NHFScheduleOfRatesCode | Responsive/Radiator:Make Good Connection | Responsive - Radiator:Make Good Connection, unit of measure NO | Responsive-703005 | Y | Y | Y | Y | Y
M3NHFScheduleOfRatesCode | Responsive/Radiator:Remove And Refix Valveless | Responsive - Radiator:Remove And Refix Valveless, unit of measure IT | Responsive-703007 | Y | Y | Y | Y | Y
M3NHFScheduleOfRatesCode | Responsive/Radiator:Remove And Refix | Responsive - Radiator:Remove And Refix, unit of measure IT | Responsive-703009 | Y | Y | Y | Y | Y
M3NHFScheduleOfRatesCode | Responsive/Radiator:Test And Balance System | Responsive - Radiator:Test And Balance System, unit of measure IT | Responsive-703011 | Y | Y | Y | Y | Y
M3NHFScheduleOfRatesCode | Responsive/Radiator:Renew And Refix Bracket | Responsive - Radiator:Renew And Refix Bracket, unit of measure NO | Responsive-703013 | Y | Y | Y | Y | Y
M3NHFScheduleOfRatesCode | Responsive/Radiator:Clean And Flush Out Single | Responsive - Radiator:Clean And Flush Out Single, unit of measure NO | Responsive-703015 | Y | Y | Y | Y | Y
M3NHFScheduleOfRatesCode | Responsive/Radiator:Renew Single Panel Ne 600X600 | Responsive - Radiator:Renew Single Panel Ne 600X600, unit of measure IT | Responsive-703017 | Y | Y | Y | Y | Y
M3NHFScheduleOfRatesCode | Responsive/Radiator:Renew Single Panel Ne 1200X600 | Responsive - Radiator:Renew Single Panel Ne 1200X600, unit of measure IT | Responsive-703019 | Y | Y | Y | Y | Y
M3NHFScheduleOfRatesCode | Responsive/Radiator:Renew Single Panel Ne 1800X600 | Responsive - Radiator:Renew Single Panel Ne 1800X600, unit of measure IT | Responsive-703021 | Y | Y | Y | Y | Y
M3NHFScheduleOfRatesCode | Responsive/Radiator:Renew Single Panel Over 1800X600 | Responsive - Radiator:Renew Single Panel Over 1800X600, unit of measure IT | Responsive-703023 | Y | Y | Y | Y | Y
M3NHFScheduleOfRatesCode | Responsive/Radiator:Renew Single Convector Ne 600X600 | Responsive - Radiator:Renew Single Convector Ne 600X600, unit of measure IT | Responsive-703025 | Y | Y | Y | Y | Y
M3NHFScheduleOfRatesCode | Responsive/Radiator:Renew Single Convector Ne 1200X600 | Responsive - Radiator:Renew Single Convector Ne 1200X600, unit of measure IT | Responsive-703027 | Y | Y | Y | Y | Y
M3NHFScheduleOfRatesCode | Responsive/Radiator:Renew Single Convector Ne 1800X600 | Responsive - Radiator:Renew Single Convector Ne 1800X600, unit of measure IT | Responsive-703029 | Y | Y | Y | Y | Y
M3NHFScheduleOfRatesCode | Responsive/Radiator:Renew Single Convector Over 1800X600 | Responsive - Radiator:Renew Single Convector Over 1800X600, unit of measure IT | Responsive-703031 | Y | Y | Y | Y | Y
M3NHFScheduleOfRatesCode | Responsive/Radiator:Renew Double Convector Ne 600X600 | Responsive - Radiator:Renew Double Convector Ne 600X600, unit of measure IT | Responsive-703033 | Y | Y | Y | Y | Y
M3NHFScheduleOfRatesCode | Responsive/Radiator:Renew Double Convector Ne 1200X600 | Responsive - Radiator:Renew Double Convector Ne 1200X600, unit of measure IT | Responsive-703035 | Y | Y | Y | Y | Y
M3NHFScheduleOfRatesCode | Responsive/Radiator:Renew Double Convector Ne 1800X600 | Responsive - Radiator:Renew Double Convector Ne 1800X600, unit of measure IT | Responsive-703037 | Y | Y | Y | Y | Y
M3NHFScheduleOfRatesCode | Responsive/Radiator:Renew Double Convector Over 1800X600 | Responsive - Radiator:Renew Double Convector Over 1800X600, unit of measure IT | Responsive-703039 | Y | Y | Y | Y | Y
M3NHFScheduleOfRatesCode | Responsive/Towel Rail:Renew Heated | Responsive - Towel Rail:Renew Heated, unit of measure IT | Responsive-703201 | Y | Y | Y | Y | Y
M3NHFScheduleOfRatesCode | Responsive/Airlocks:Clear Airlocks | Responsive - Airlocks:Clear Airlocks, unit of measure IT | Responsive-704001 | Y | Y | Y | Y | Y
M3NHFScheduleOfRatesCode | Responsive/Reprime:Reprime Pressurised System Complete | Responsive - Reprime:Reprime Pressurised System Complete, unit of measure IT | Responsive-704005 | Y | Y | Y | Y | Y
M3NHFScheduleOfRatesCode | Responsive/Tank:Renew 18 Litre Feed And Expansion | Responsive - Tank:Renew 18 Litre Feed And Expansion, unit of measure NO | Responsive-705001 | Y | Y | Y | Y | Y
M3NHFScheduleOfRatesCode | Responsive/Tank:Drain Clean Out Refill Feed And Expansion | Responsive - Tank:Drain Clean Out Refill Feed And Expansion, unit of measure NO | Responsive-705003 | Y | Y | Y | Y | Y
M3NHFScheduleOfRatesCode | Responsive/Tank:Renew Insulation To Feed And Expansion | Responsive - Tank:Renew Insulation To Feed And Expansion, unit of measure NO | Responsive-706001 | Y | Y | Y | Y | Y
M3NHFScheduleOfRatesCode | Responsive/Backboiler:Renew Mild Steel Complete | Responsive - Backboiler:Renew Mild Steel Complete, unit of measure IT | Responsive-707001 | Y | Y | Y | Y | Y
M3NHFScheduleOfRatesCode | Responsive/Backboiler:Descale And Overhaul | Responsive - Backboiler:Descale And Overhaul, unit of measure NO | Responsive-707003 | Y | Y | Y | Y | Y
M3NHFScheduleOfRatesCode | Responsive/Backboiler:Reset Thermostat | Responsive - Backboiler:Reset Thermostat, unit of measure IT | Responsive-707005 | Y | Y | Y | Y | Y
M3NHFScheduleOfRatesCode | Responsive/Backboiler:Renew Thermostat | Responsive - Backboiler:Renew Thermostat, unit of measure IT | Responsive-707007 | Y | Y | Y | Y | Y
M3NHFScheduleOfRatesCode | Responsive/Fire:Renew All Night Burner | Responsive - Fire:Renew All Night Burner, unit of measure NO | Responsive-708001 | Y | Y | Y | Y | Y
M3NHFScheduleOfRatesCode | Responsive/Flue:Install Flexible Liner Complete | Responsive - Flue:Install Flexible Liner Complete, unit of measure IT | Responsive-709001 | Y | Y | Y | Y | Y
M3NHFScheduleOfRatesCode | Responsive/Flue:Remove Flue Liner | Responsive - Flue:Remove Flue Liner, unit of measure IT | Responsive-709003 | Y | Y | Y | Y | Y
M3NHFScheduleOfRatesCode | Responsive/Flue:Renew Ve Cast Iron Pipe Bend | Responsive - Flue:Renew Ve Cast Iron Pipe Bend, unit of measure IT | Responsive-709007 | Y | Y | Y | Y | Y
M3NHFScheduleOfRatesCode | Responsive/Flue:Renew 125Mm Stainless Steel Pipe | Responsive - Flue:Renew 125Mm Stainless Steel Pipe, unit of measure IT | Responsive-709009 | Y | Y | Y | Y | Y
M3NHFScheduleOfRatesCode | Responsive/Flue:Renew Stainless Steel Elbow | Responsive - Flue:Renew Stainless Steel Elbow, unit of measure IT | Responsive-709011 | Y | Y | Y | Y | Y
M3NHFScheduleOfRatesCode | Responsive/Flue:Renew Metal Soffit Plate | Responsive - Flue:Renew Metal Soffit Plate, unit of measure IT | Responsive-709013 | Y | Y | Y | Y | Y
M3NHFScheduleOfRatesCode | Responsive/Flue:Renew Aluminium Soot Door | Responsive - Flue:Renew Aluminium Soot Door, unit of measure IT | Responsive-709015 | Y | Y | Y | Y | Y
M3NHFScheduleOfRatesCode | Responsive/Flue:Fix New Aluminium Soot Door | Responsive - Flue:Fix New Aluminium Soot Door, unit of measure IT | Responsive-709017 | Y | Y | Y | Y | Y
M3NHFScheduleOfRatesCode | Responsive/Boiler:Renew Thermostat | Responsive - Boiler:Renew Thermostat, unit of measure IT | Responsive-710001 | Y | Y | Y | Y | Y
M3NHFScheduleOfRatesCode | Responsive/Boiler:Renew Room Thermostat | Responsive - Boiler:Renew Room Thermostat, unit of measure IT | Responsive-710003 | Y | Y | Y | Y | Y
M3NHFScheduleOfRatesCode | Responsive/Boiler:Renew Programmer | Responsive - Boiler:Renew Programmer, unit of measure IT | Responsive-710005 | Y | Y | Y | Y | Y
M3NHFScheduleOfRatesCode | Responsive/Boiler:Renew Central Heating Time Clock | Responsive - Boiler:Renew Central Heating Time Clock, unit of measure IT | Responsive-710007 | Y | Y | Y | Y | Y
M3NHFScheduleOfRatesCode | Responsive/Boiler:Remedy Fault To Controls | Responsive - Boiler:Remedy Fault To Controls, unit of measure IT | Responsive-710009 | Y | Y | Y | Y | Y
M3NHFScheduleOfRatesCode | Responsive/Boiler:Renew Room Thermostat - Wireless | Responsive - Boiler:Renew Room Thermostat - Wireless, unit of measure IT | Responsive-710011 | Y | Y | Y
M3NHFScheduleOfRatesCode | Responsive/Boiler:Renew Programmer - Wireless | Responsive - Boiler:Renew Programmer - Wireless, unit of measure IT | Responsive-710013 | Y | Y | Y
M3NHFScheduleOfRatesCode | Responsive/Boiler:Renew Freestanding Multi-Fuel | Responsive - Boiler:Renew Freestanding Multi-Fuel, unit of measure IT | Responsive-711001 | Y | Y | Y | Y | Y
M3NHFScheduleOfRatesCode | Responsive/Boiler:Renew Inset Multi-Fuel | Responsive - Boiler:Renew Inset Multi-Fuel, unit of measure IT | Responsive-711003 | Y | Y | Y | Y | Y
M3NHFScheduleOfRatesCode | Responsive/Boiler:Renew With Parkray 99-Freestanding | Responsive - Boiler:Renew With Parkray 99-Freestanding, unit of measure IT | Responsive-712013 | Y | Y | Y | Y | Y
M3NHFScheduleOfRatesCode | Responsive/Boiler:Renew With Parkray 99-Inset | Responsive - Boiler:Renew With Parkray 99-Inset, unit of measure IT | Responsive-712015 | Y | Y | Y | Y | Y
M3NHFScheduleOfRatesCode | Responsive/Boiler:Renew With Parkray 111-Freestanding | Responsive - Boiler:Renew With Parkray 111-Freestanding, unit of measure IT | Responsive-712017 | Y | Y | Y | Y | Y
M3NHFScheduleOfRatesCode | Responsive/Boiler:Renew With Parkray 111-Inset | Responsive - Boiler:Renew With Parkray 111-Inset, unit of measure IT | Responsive-712019 | Y | Y | Y | Y | Y
M3NHFScheduleOfRatesCode | Responsive/Void:Drain Down Central Heating | Responsive - Void:Drain Down Central Heating, unit of measure IT | Responsive-713001 | Y | Y | Y | Y | Y
M3NHFScheduleOfRatesCode | Responsive/Void:Refill Central Heating | Responsive - Void:Refill Central Heating, unit of measure IT | Responsive-713003 | Y | Y | Y | Y | Y
M3NHFScheduleOfRatesCode | Responsive/Fire:Refix Loose Gas Fire | Responsive - Fire:Refix Loose Gas Fire, unit of measure NO | Responsive-721001 | Y | Y | Y | Y | Y
M3NHFScheduleOfRatesCode | Responsive/Fire:Renew Gas Fire | Responsive - Fire:Renew Gas Fire, unit of measure IT | Responsive-721003 | Y | Y | Y | Y | Y
M3NHFScheduleOfRatesCode | Responsive/Fire:Renew Gas Fire With Backboiler | Responsive - Fire:Renew Gas Fire With Backboiler, unit of measure IT | Responsive-721004 | Y | Y | Y | Y | Y
M3NHFScheduleOfRatesCode | Responsive/Fire:Renew Balanced Flue Gas Fire | Responsive - Fire:Renew Balanced Flue Gas Fire, unit of measure IT | Responsive-721005 | Y | Y | Y | Y | Y
M3NHFScheduleOfRatesCode | Responsive/Fire:Supply And Fix New Gas Fire | Responsive - Fire:Supply And Fix New Gas Fire, unit of measure IT | Responsive-721007 | Y | Y | Y | Y | Y
M3NHFScheduleOfRatesCode | Responsive/Fire:Supply And Fix New Balanced Flue Gas Fire | Responsive - Fire:Supply And Fix New Balanced Flue Gas Fire, unit of measure IT | Responsive-721009 | Y | Y | Y | Y | Y
M3NHFScheduleOfRatesCode | Responsive/Fire:Renew Radiants To Gas Fire | Responsive - Fire:Renew Radiants To Gas Fire, unit of measure IT | Responsive-721011 | Y | Y | Y | Y | Y
M3NHFScheduleOfRatesCode | Responsive/Water Heater:Renew Instantaneous To Sink | Responsive - Water Heater:Renew Instantaneous To Sink, unit of measure IT | Responsive-722001 | Y | Y | Y | Y | Y
M3NHFScheduleOfRatesCode | Responsive/Water Heater:Renew Gas Multipoint Type | Responsive - Water Heater:Renew Gas Multipoint Type, unit of measure IT | Responsive-722003 | Y | Y | Y | Y | Y
M3NHFScheduleOfRatesCode | Responsive/Water Heater:Supply Gas Instantaneous To Sink | Responsive - Water Heater:Supply Gas Instantaneous To Sink, unit of measure IT | Responsive-722005 | Y | Y | Y | Y | Y
M3NHFScheduleOfRatesCode | Responsive/Water Heater:Supply Gas Multipoint Type | Responsive - Water Heater:Supply Gas Multipoint Type, unit of measure IT | Responsive-722007 | Y | Y | Y | Y | Y
M3NHFScheduleOfRatesCode | Responsive/Gas Cooker:Response Call-Out | Responsive - Gas Cooker:Response Call-Out, unit of measure IT | Responsive-722101 | Y | Y | Y | Y | Y
M3NHFScheduleOfRatesCode | Responsive/Gas Cooker:Response And Rectify Call-Out | Responsive - Gas Cooker:Response And Rectify Call-Out, unit of measure IT | Responsive-722103 | Y | Y | Y | Y | Y
M3NHFScheduleOfRatesCode | Responsive/Gas Cooker:Response Call-Out Repair No Parts | Responsive - Gas Cooker:Response Call-Out Repair No Parts, unit of measure IT | Responsive-722105 | Y
M3NHFScheduleOfRatesCode | Responsive/Gas Cooker:Renew Freestanding Complete | Responsive - Gas Cooker:Renew Freestanding Complete, unit of measure NO | Responsive-722121 | Y | Y | Y | Y | Y
M3NHFScheduleOfRatesCode | Responsive/Gas Hob Unit:Renew Complete | Responsive - Gas Hob Unit:Renew Complete, unit of measure NO | Responsive-722123 | Y | Y | Y
M3NHFScheduleOfRatesCode | Responsive/Gas Cooker:Renew Grille Pan | Responsive - Gas Cooker:Renew Grille Pan, unit of measure NO | Responsive-722131 | Y | Y | Y | Y | Y
M3NHFScheduleOfRatesCode | Responsive/Gas Cooker:Renew Grille Pan Grid | Responsive - Gas Cooker:Renew Grille Pan Grid, unit of measure NO | Responsive-722132 | Y | Y | Y | Y | Y
M3NHFScheduleOfRatesCode | Responsive/Gas Cooker:Renew Top Plate | Responsive - Gas Cooker:Renew Top Plate, unit of measure NO | Responsive-722133 | Y | Y | Y | Y | Y
M3NHFScheduleOfRatesCode | Responsive/Gas Cooker:Renew Cake Tray | Responsive - Gas Cooker:Renew Cake Tray, unit of measure NO | Responsive-722134 | Y | Y | Y | Y | Y
M3NHFScheduleOfRatesCode | Responsive/Gas Cooker:Renew Burner | Responsive - Gas Cooker:Renew Burner, unit of measure NO | Responsive-722135 | Y | Y | Y | Y | Y
M3NHFScheduleOfRatesCode | Responsive/Gas Cooker:Renew Control Knob | Responsive - Gas Cooker:Renew Control Knob, unit of measure NO | Responsive-722136 | Y | Y | Y | Y | Y
M3NHFScheduleOfRatesCode | Responsive/Gas Cooker:Renew Door Handle | Responsive - Gas Cooker:Renew Door Handle, unit of measure NO | Responsive-722137 | Y | Y | Y | Y | Y
M3NHFScheduleOfRatesCode | Responsive/Gas Cooker:Renew Self Cleaning Panel | Responsive - Gas Cooker:Renew Self Cleaning Panel, unit of measure NO | Responsive-722138 | Y | Y | Y | Y | Y
M3NHFScheduleOfRatesCode | Responsive/Gas Cooker:Renew Lighter | Responsive - Gas Cooker:Renew Lighter, unit of measure NO | Responsive-722139 | Y | Y | Y | Y | Y
M3NHFScheduleOfRatesCode | Responsive/Gas Cooker:Renew Supply Hose 500Mm | Responsive - Gas Cooker:Renew Supply Hose 500Mm, unit of measure NO | Responsive-722141 | Y | Y | Y | Y | Y
M3NHFScheduleOfRatesCode | Responsive/Gas Cooker:Renew Supply Hose 1000Mm | Responsive - Gas Cooker:Renew Supply Hose 1000Mm, unit of measure NO | Responsive-722143 | Y | Y | Y | Y | Y
M3NHFScheduleOfRatesCode | Responsive/Boiler:Additional Making Good New Boiler Location | Responsive - Boiler:Additional Making Good New Boiler Location, unit of measure IT | Responsive-723101 | Y | Y | Y | Y | Y
M3NHFScheduleOfRatesCode | Responsive/Boiler:Renew With Combination Boiler - Existing | Responsive - Boiler:Renew With Combination Boiler - Existing, unit of measure IT | Responsive-723201 | Y | Y | Y | Y | Y
M3NHFScheduleOfRatesCode | Responsive/Boiler:Renew With Combination And Pressure Vessel | Responsive - Boiler:Renew With Combination And Pressure Vessel, unit of measure IT | Responsive-723203 | Y | Y | Y | Y | Y
M3NHFScheduleOfRatesCode | Responsive/Boiler:Renew With Condensing Boiler - Existing | Responsive - Boiler:Renew With Condensing Boiler - Existing, unit of measure IT | Responsive-723205 | Y | Y | Y | Y | Y
M3NHFScheduleOfRatesCode | Responsive/Boiler:Renew With Combination Boiler-New | Responsive - Boiler:Renew With Combination Boiler-New, unit of measure IT | Responsive-723301 | Y | Y | Y | Y | Y
M3NHFScheduleOfRatesCode | Responsive/Boiler:Renew Combination And Pressure Vessel-New | Responsive - Boiler:Renew Combination And Pressure Vessel-New, unit of measure IT | Responsive-723303 | Y | Y | Y | Y | Y
M3NHFScheduleOfRatesCode | Responsive/Boiler:Renew With Condensing Boiler - New | Responsive - Boiler:Renew With Condensing Boiler - New, unit of measure IT | Responsive-723305 | Y | Y | Y | Y | Y
M3NHFScheduleOfRatesCode | Responsive/Void:Remove Any Gas Appliance And Seal Supply | Responsive - Void:Remove Any Gas Appliance And Seal Supply, unit of measure IT | Responsive-730001 | Y | Y | Y | Y | Y
M3NHFScheduleOfRatesCode | Responsive/Void:Blank Off Redundant Point | Responsive - Void:Blank Off Redundant Point, unit of measure IT | Responsive-730003 | Y | Y | Y | Y | Y
M3NHFScheduleOfRatesCode | Responsive/Void:Test And Commission Central Heating System | Responsive - Void:Test And Commission Central Heating System, unit of measure IT | Responsive-730005 | Y | Y | Y | Y | Y
M3NHFScheduleOfRatesCode | Responsive/Void:Check And Test Gas Installation | Responsive - Void:Check And Test Gas Installation, unit of measure IT | Responsive-730007 | Y | Y | Y | Y | Y
M3NHFScheduleOfRatesCode | Responsive/Void:Safety Check And Test Gas Installation | Responsive - Void:Safety Check And Test Gas Installation, unit of measure IT | Responsive-730009 | Y | Y | Y | Y | Y
M3NHFScheduleOfRatesCode | Responsive/Void:Temporary Cap Gas Supply | Responsive - Void:Temporary Cap Gas Supply, unit of measure IT | Responsive-730011 | Y | Y | Y | Y | Y
M3NHFScheduleOfRatesCode | Responsive/Gas Cooker:Disconnect Bayonet Type Seal Make Safe | Responsive - Gas Cooker:Disconnect Bayonet Type Seal Make Safe, unit of measure NO | Responsive-740001 | Y | Y | Y | Y | Y
M3NHFScheduleOfRatesCode | Responsive/Gas Cooker:Disconnect Seal Cap Make Safe | Responsive - Gas Cooker:Disconnect Seal Cap Make Safe, unit of measure NO | Responsive-740003 | Y | Y | Y | Y | Y
M3NHFScheduleOfRatesCode | Responsive/Gas Cooker:Reconnect With Bayonet Test | Responsive - Gas Cooker:Reconnect With Bayonet Test, unit of measure NO | Responsive-740005 | Y | Y | Y | Y | Y
M3NHFScheduleOfRatesCode | Responsive/Gas Cooker:Reconnect And Test | Responsive - Gas Cooker:Reconnect And Test, unit of measure NO | Responsive-740007 | Y | Y | Y | Y | Y
M3NHFScheduleOfRatesCode | Responsive/Gas Cooker:Renew Stability Chain | Responsive - Gas Cooker:Renew Stability Chain, unit of measure NO | Responsive-740043 | Y | Y | Y | Y | Y
M3NHFScheduleOfRatesCode | Responsive/Gas Cooker:Supply Or Renew Supply Bayonet Fitting | Responsive - Gas Cooker:Supply Or Renew Supply Bayonet Fitting, unit of measure NO | Responsive-740045 | Y | Y | Y | Y | Y
M3NHFScheduleOfRatesCode | Responsive/Gas Cooker:Supply Or Renew Bayonet And Extend Pipe | Responsive - Gas Cooker:Supply Or Renew Bayonet And Extend Pipe, unit of measure NO | Responsive-740047 | Y | Y | Y | Y | Y
M3NHFScheduleOfRatesCode | Responsive/Boiler Cupboard:Construct | Responsive - Boiler Cupboard:Construct, unit of measure IT | Responsive-741001 | Y | Y | Y
M3NHFScheduleOfRatesCode | Responsive/Gas Vent:Install Proprietary Vent Kit | Responsive - Gas Vent:Install Proprietary Vent Kit, unit of measure NO | Responsive-741101 | Y
M3NHFScheduleOfRatesCode | Responsive/Gas Fire:Adapt For Gas | Responsive - Gas Fire:Adapt For Gas, unit of measure NO | Responsive-741103 | Y
M3NHFScheduleOfRatesCode | Responsive/Draughtproof:Provide To Doors | Responsive - Draughtproof:Provide To Doors, unit of measure LM | Responsive-741105 | Y
M3NHFScheduleOfRatesCode | Responsive/Draughtproof:Provide To Windows | Responsive - Draughtproof:Provide To Windows, unit of measure LM | Responsive-741107 | Y
M3NHFScheduleOfRatesCode | Responsive/Duct:Renew Plywood Sided Casing Ne 450Mm | Responsive - Duct:Renew Plywood Sided Casing Ne 450Mm, unit of measure LM | Responsive-741109 | Y
M3NHFScheduleOfRatesCode | Responsive/Duct:Renew Plywood Sided Casing - 300Mm | Responsive - Duct:Renew Plywood Sided Casing - 300Mm, unit of measure LM | Responsive-741111 | Y
M3NHFScheduleOfRatesCode | Responsive/Pipework:Prepare Prime Paint Small Heating | Responsive - Pipework:Prepare Prime Paint Small Heating, unit of measure LM | Responsive-741113 | Y
M3NHFScheduleOfRatesCode | Responsive/Radiator:Relocate Position | Responsive - Radiator:Relocate Position, unit of measure IT | Responsive-760001 | Y | Y | Y | Y | Y
M3NHFScheduleOfRatesCode | Responsive/Power Flush:Existing Heating System | Responsive - Power Flush:Existing Heating System, unit of measure IT | Responsive-760101 | Y | Y | Y | Y | Y
M3NHFScheduleOfRatesCode | Responsive/Solid Fuel Or Biomass Boiler:Annual Service | Responsive - Solid Fuel Or Biomass Boiler:Annual Service, unit of measure NO | Responsive-780101 | Y | Y | Y | Y
M3NHFScheduleOfRatesCode | Responsive/Solid Fuel Or Biomass Boiler:Breakdown No Parts | Responsive - Solid Fuel Or Biomass Boiler:Breakdown No Parts, unit of measure IT | Responsive-780201 | Y | Y | Y | Y
M3NHFScheduleOfRatesCode | Responsive/Solid Fuel Or Biomass Boiler:Breakdown Parts Ne£10 | Responsive - Solid Fuel Or Biomass Boiler:Breakdown Parts Ne£10, unit of measure IT | Responsive-780203 | Y | Y | Y | Y
M3NHFScheduleOfRatesCode | Responsive/Solid Fuel Or Biomass Boiler:Breakdown Parts Ne£50 | Responsive - Solid Fuel Or Biomass Boiler:Breakdown Parts Ne£50, unit of measure IT | Responsive-780205 | Y | Y | Y | Y
M3NHFScheduleOfRatesCode | Responsive/Solid Fuel/Biomass Boiler:Breakdown Parts Ne£100 | Responsive - Solid Fuel/Biomass Boiler:Breakdown Parts Ne£100, unit of measure IT | Responsive-780207 | Y | Y | Y | Y
M3NHFScheduleOfRatesCode | Responsive/Underfloor Heating:Investigate And Remedy Leaks | Responsive - Underfloor Heating:Investigate And Remedy Leaks, unit of measure IT | Responsive-780301 | Y | Y | Y | Y
M3NHFScheduleOfRatesCode | Responsive/Underfloor Heating:Renew Manifold 2 Loop System | Responsive - Underfloor Heating:Renew Manifold 2 Loop System, unit of measure IT | Responsive-780401 | Y | Y | Y | Y
M3NHFScheduleOfRatesCode | Responsive/Underfloor Heating:Renew Manifold 3 Loop System | Responsive - Underfloor Heating:Renew Manifold 3 Loop System, unit of measure IT | Responsive-780403 | Y | Y | Y | Y
M3NHFScheduleOfRatesCode | Responsive/Underfloor Heating:Renew Manifold 4 Loop System | Responsive - Underfloor Heating:Renew Manifold 4 Loop System, unit of measure IT | Responsive-780405 | Y | Y | Y | Y
M3NHFScheduleOfRatesCode | Responsive/Pv Solar Install On Roof:Annual Inspection 3 Panel | Responsive - Pv Solar Install On Roof:Annual Inspection 3 Panel, unit of measure IT | Responsive-800101 | Y | Y | Y | Y
M3NHFScheduleOfRatesCode | Responsive/Pv Solar Install On Roof:Annual Inspect 8-12 Panel | Responsive - Pv Solar Install On Roof:Annual Inspect 8-12 Panel, unit of measure IT | Responsive-800103 | Y | Y | Y | Y
M3NHFScheduleOfRatesCode | Responsive/Pv Solar Instal On Roof:Annual Inspect 14-18 Panel | Responsive - Pv Solar Instal On Roof:Annual Inspect 14-18 Panel, unit of measure IT | Responsive-800105 | Y | Y | Y | Y
M3NHFScheduleOfRatesCode | Responsive/Pv Solar Install In Roof:Annual Inspect 3 Panel | Responsive - Pv Solar Install In Roof:Annual Inspect 3 Panel, unit of measure IT | Responsive-800201 | Y | Y | Y | Y
M3NHFScheduleOfRatesCode | Responsive/Pv Solar Install In Roof:Annual Inspect 8-12 Panel | Responsive - Pv Solar Install In Roof:Annual Inspect 8-12 Panel, unit of measure IT | Responsive-800203 | Y | Y | Y | Y
M3NHFScheduleOfRatesCode | Responsive/Pv Solar Instal In Roof:Annual Inspect 14-18 Panel | Responsive - Pv Solar Instal In Roof:Annual Inspect 14-18 Panel, unit of measure IT | Responsive-800205 | Y | Y | Y | Y
M3NHFScheduleOfRatesCode | Responsive/Pv Solar Installation On Roof:Overhaul 3 Panel | Responsive - Pv Solar Installation On Roof:Overhaul 3 Panel, unit of measure IT | Responsive-800301 | Y | Y | Y | Y
M3NHFScheduleOfRatesCode | Responsive/Pv Solar Installation On Roof:Overhaul 8-12 Panel | Responsive - Pv Solar Installation On Roof:Overhaul 8-12 Panel, unit of measure IT | Responsive-800303 | Y | Y | Y | Y
M3NHFScheduleOfRatesCode | Responsive/Pv Solar Installation On Roof:Overhaul 14-18 Panel | Responsive - Pv Solar Installation On Roof:Overhaul 14-18 Panel, unit of measure IT | Responsive-800305 | Y | Y | Y | Y
M3NHFScheduleOfRatesCode | Responsive/Pv Solar Installation In Roof:Overhaul 3 Panel | Responsive - Pv Solar Installation In Roof:Overhaul 3 Panel, unit of measure NO | Responsive-800401 | Y | Y | Y | Y
M3NHFScheduleOfRatesCode | Responsive/Pv Solar Installation In Roof:Overhaul 8-12 Panel | Responsive - Pv Solar Installation In Roof:Overhaul 8-12 Panel, unit of measure NO | Responsive-800403 | Y | Y | Y | Y
M3NHFScheduleOfRatesCode | Responsive/Pv Solar Installation In Roof:Overhaul 14-18 Panel | Responsive - Pv Solar Installation In Roof:Overhaul 14-18 Panel, unit of measure NO | Responsive-800405 | Y | Y | Y | Y
M3NHFScheduleOfRatesCode | Responsive/Pv Solar Panel:Periodic Cleaning | Responsive - Pv Solar Panel:Periodic Cleaning, unit of measure NO | Responsive-800501 | Y | Y | Y | Y
M3NHFScheduleOfRatesCode | Responsive/Pv Solar Installation On Roof:Renew Panel | Responsive - Pv Solar Installation On Roof:Renew Panel, unit of measure NO | Responsive-800601 | Y | Y | Y | Y
M3NHFScheduleOfRatesCode | Responsive/Pv Solar Installation In Roof:Renew Panel | Responsive - Pv Solar Installation In Roof:Renew Panel, unit of measure NO | Responsive-800701 | Y | Y | Y | Y
M3NHFScheduleOfRatesCode | Responsive/Pv Solar Panel:Five-Year Inspection | Responsive - Pv Solar Panel:Five-Year Inspection, unit of measure IT | Responsive-800801 | Y | Y | Y | Y
M3NHFScheduleOfRatesCode | Responsive/Pv Solar Panel:Renew Inverter | Responsive - Pv Solar Panel:Renew Inverter, unit of measure NO | Responsive-800901 | Y | Y | Y | Y
M3NHFScheduleOfRatesCode | Responsive/Pv Solar Panel:Renew In Line Kwh Meter | Responsive - Pv Solar Panel:Renew In Line Kwh Meter, unit of measure NO | Responsive-800903 | Y | Y | Y | Y
M3NHFScheduleOfRatesCode | Responsive/Air Source Heat Pumps:Annual Inspection | Responsive - Air Source Heat Pumps:Annual Inspection, unit of measure IT | Responsive-801101 | Y | Y | Y | Y
M3NHFScheduleOfRatesCode | Responsive/Air Source Heat Pumps:Quarterly Inspection | Responsive - Air Source Heat Pumps:Quarterly Inspection, unit of measure IT | Responsive-801103 | Y | Y | Y | Y
M3NHFScheduleOfRatesCode | Responsive/Air Source Heat Pumps:Callout - No Parts Required | Responsive - Air Source Heat Pumps:Callout - No Parts Required, unit of measure IT | Responsive-801201 | Y | Y | Y | Y
M3NHFScheduleOfRatesCode | Responsive/Air Source Heat Pumps:Callout-Parts Ne £10.00 | Responsive - Air Source Heat Pumps:Callout-Parts Ne £10.00, unit of measure IT | Responsive-801203 | Y | Y | Y | Y
M3NHFScheduleOfRatesCode | Responsive/Air Source Heat Pumps:Callout-Parts Ne £50.00 | Responsive - Air Source Heat Pumps:Callout-Parts Ne £50.00, unit of measure IT | Responsive-801205 | Y | Y | Y | Y
M3NHFScheduleOfRatesCode | Responsive/Air Source Heat Pumps:Callout-Parts Ne £150.00 | Responsive - Air Source Heat Pumps:Callout-Parts Ne £150.00, unit of measure IT | Responsive-801207 | Y | Y | Y | Y
M3NHFScheduleOfRatesCode | Responsive/Air Source Heat Pumps:Renew Inverter | Responsive - Air Source Heat Pumps:Renew Inverter, unit of measure NO | Responsive-801301 | Y | Y | Y | Y
M3NHFScheduleOfRatesCode | Responsive/Ground Source Heat Pumps:Callout-No Parts Required | Responsive - Ground Source Heat Pumps:Callout-No Parts Required, unit of measure IT | Responsive-801401 | Y | Y | Y | Y
M3NHFScheduleOfRatesCode | Responsive/Ground Source Heat Pumps:Callout-Parts Ne £50.00 | Responsive - Ground Source Heat Pumps:Callout-Parts Ne £50.00, unit of measure IT | Responsive-801403 | Y | Y | Y | Y
M3NHFScheduleOfRatesCode | Responsive/Ground Source Heat Pumps:Renew Inverter | Responsive - Ground Source Heat Pumps:Renew Inverter, unit of measure IT | Responsive-801501 | Y | Y | Y | Y
M3NHFScheduleOfRatesCode | Responsive/Solar Hot Water Panels On Roof:Annual Inspection | Responsive - Solar Hot Water Panels On Roof:Annual Inspection, unit of measure NO | Responsive-801701 | Y | Y | Y | Y
M3NHFScheduleOfRatesCode | Responsive/Solar Hot Water Tubes On Roof:Inspection 20 Tubes | Responsive - Solar Hot Water Tubes On Roof:Inspection 20 Tubes, unit of measure NO | Responsive-801703 | Y | Y | Y | Y
M3NHFScheduleOfRatesCode | Responsive/Solar Hot Water Tubes On Roof:Inspection 30 Tubes | Responsive - Solar Hot Water Tubes On Roof:Inspection 30 Tubes, unit of measure NO | Responsive-801705 | Y | Y | Y | Y
M3NHFScheduleOfRatesCode | Responsive/Solar Hot Water Panel:Overhaul Panel | Responsive - Solar Hot Water Panel:Overhaul Panel, unit of measure IT | Responsive-801801 | Y | Y | Y | Y
M3NHFScheduleOfRatesCode | Responsive/Solar Hot Water Tubes On Roof:Overhaul 20 Tubes | Responsive - Solar Hot Water Tubes On Roof:Overhaul 20 Tubes, unit of measure IT | Responsive-801803 | Y | Y | Y | Y
M3NHFScheduleOfRatesCode | Responsive/Solar Hot Water Tubes On Roof:Overhaul 30 Tubes | Responsive - Solar Hot Water Tubes On Roof:Overhaul 30 Tubes, unit of measure IT | Responsive-801805 | Y | Y | Y | Y
M3NHFScheduleOfRatesCode | Responsive/Solar Hot Water Panel:Periodic Cleaning | Responsive - Solar Hot Water Panel:Periodic Cleaning, unit of measure IT | Responsive-801901 | Y | Y | Y | Y
M3NHFScheduleOfRatesCode | Responsive/Solar Hot Water Tubes:Periodic Cleaning 20 Tubes | Responsive - Solar Hot Water Tubes:Periodic Cleaning 20 Tubes, unit of measure IT | Responsive-801903 | Y | Y | Y | Y
M3NHFScheduleOfRatesCode | Responsive/Solar Hot Water Tubes:Periodic Cleaning | Responsive - Solar Hot Water Tubes:Periodic Cleaning, unit of measure IT | Responsive-801905 | Y | Y | Y | Y
M3NHFScheduleOfRatesCode | Responsive/Solar Hot Water Heating:Renew Pump | Responsive - Solar Hot Water Heating:Renew Pump, unit of measure IT | Responsive-802001 | Y | Y | Y | Y
M3NHFScheduleOfRatesCode | Responsive/Solar Hot Water Heating:Renew Controller | Responsive - Solar Hot Water Heating:Renew Controller, unit of measure IT | Responsive-802003 | Y | Y | Y | Y
M3NHFScheduleOfRatesCode | Responsive/Cylinder:Renew 190 Litre Insulated Solar Twin Coil | Responsive - Cylinder:Renew 190 Litre Insulated Solar Twin Coil, unit of measure NO | Responsive-802101 | Y | Y | Y | Y
M3NHFScheduleOfRatesCode | Responsive/Cylinder:Renew 210 Litre Insulated Solar Twin Coil | Responsive - Cylinder:Renew 210 Litre Insulated Solar Twin Coil, unit of measure NO | Responsive-802103 | Y
M3NHFScheduleOfRatesCode | Responsive/Cylinder:Renew 250 Litre Insulated Solar Twin Coil | Responsive - Cylinder:Renew 250 Litre Insulated Solar Twin Coil, unit of measure NO | Responsive-802105 | Y | Y | Y | Y
M3NHFScheduleOfRatesCode | Responsive/Cylinder:Renew 300 Litre Insulated Solar Twin Coil | Responsive - Cylinder:Renew 300 Litre Insulated Solar Twin Coil, unit of measure NO | Responsive-802107 | Y
M3NHFScheduleOfRatesCode | Responsive/Cylinder:Renew Indirect 190 Litre Solar Twin Coil | Responsive - Cylinder:Renew Indirect 190 Litre Solar Twin Coil, unit of measure NO | Responsive-802201 | Y | Y | Y | Y
M3NHFScheduleOfRatesCode | Responsive/Cylinder:Renew Indirect 210 Litre Solar Twin Coil | Responsive - Cylinder:Renew Indirect 210 Litre Solar Twin Coil, unit of measure NO | Responsive-802203 | Y
M3NHFScheduleOfRatesCode | Responsive/Cylinder:Renew Indirect 250 Litre Solar Twin Coil | Responsive - Cylinder:Renew Indirect 250 Litre Solar Twin Coil, unit of measure NO | Responsive-802205 | Y | Y | Y | Y
M3NHFScheduleOfRatesCode | Responsive/Cylinder:Renew Indirect 300 Litre Solar Twin Coil | Responsive - Cylinder:Renew Indirect 300 Litre Solar Twin Coil, unit of measure NO | Responsive-802207 | Y
M3NHFScheduleOfRatesCode | Responsive/Building Mounted Wind Turbines:Annual Inspection | Responsive - Building Mounted Wind Turbines:Annual Inspection, unit of measure IT | Responsive-802501 | Y | Y | Y | Y
M3NHFScheduleOfRatesCode | Responsive/Building Mounted Wind Turbines:Periodic Inspection | Responsive - Building Mounted Wind Turbines:Periodic Inspection, unit of measure IT | Responsive-802503 | Y | Y | Y | Y
M3NHFScheduleOfRatesCode | Responsive/Mast Mounted Wind Turbines:Annual Inspection | Responsive - Mast Mounted Wind Turbines:Annual Inspection, unit of measure IT | Responsive-802601 | Y | Y | Y | Y
M3NHFScheduleOfRatesCode | Responsive/Mast Mounted Wind Turbines:Periodic Inspection | Responsive - Mast Mounted Wind Turbines:Periodic Inspection, unit of measure IT | Responsive-802603 | Y | Y | Y | Y
M3NHFScheduleOfRatesCode | Responsive/Building Mounted Wind Turbines:Overhauls | Responsive - Building Mounted Wind Turbines:Overhauls, unit of measure IT | Responsive-802701 | Y | Y | Y | Y
M3NHFScheduleOfRatesCode | Responsive/Mast Mounted Wind Turbines:Overhauls No Parts | Responsive - Mast Mounted Wind Turbines:Overhauls No Parts, unit of measure IT | Responsive-802801 | Y | Y | Y | Y
M3NHFScheduleOfRatesCode | Responsive/Building Mounted Wind Turbines:Major Parts Renewal | Responsive - Building Mounted Wind Turbines:Major Parts Renewal, unit of measure IT | Responsive-802901 | Y | Y | Y | Y
M3NHFScheduleOfRatesCode | Responsive/Mast Mounted Wind Turbines:Overhauls Parts | Responsive - Mast Mounted Wind Turbines:Overhauls Parts, unit of measure IT | Responsive-803001 | Y | Y | Y | Y
M3NHFScheduleOfRatesCode | Responsive/Heater:Renew Ne 1.75Kw Storage Heater | Responsive - Heater:Renew Ne 1.75Kw Storage Heater, unit of measure NO | Responsive-810001 | Y | Y | Y | Y | Y
M3NHFScheduleOfRatesCode | Responsive/Heater:Renew Ne 0.6Kw Storage To Bathroom | Responsive - Heater:Renew Ne 0.6Kw Storage To Bathroom, unit of measure NO | Responsive-810002 | Y | Y | Y | Y | Y
M3NHFScheduleOfRatesCode | Responsive/Heater:Renew Ne 2.6Kw Storage Heater | Responsive - Heater:Renew Ne 2.6Kw Storage Heater, unit of measure NO | Responsive-810003 | Y | Y | Y | Y | Y
M3NHFScheduleOfRatesCode | Responsive/Heater:Renew Ne 3.4Kw Storage Heater | Responsive - Heater:Renew Ne 3.4Kw Storage Heater, unit of measure NO | Responsive-810005 | Y | Y | Y | Y | Y
M3NHFScheduleOfRatesCode | Responsive/Heater:Renew 1.75 And 1.0Kw Combined Storage | Responsive - Heater:Renew 1.75 And 1.0Kw Combined Storage, unit of measure NO | Responsive-811001 | Y | Y | Y | Y | Y
M3NHFScheduleOfRatesCode | Responsive/Heater:Renew 2.6 And 1.5Kw Combined Storage | Responsive - Heater:Renew 2.6 And 1.5Kw Combined Storage, unit of measure NO | Responsive-811003 | Y | Y | Y | Y | Y
M3NHFScheduleOfRatesCode | Responsive/Heater:Renew 3.4 And 2.0Kw Combined Storage | Responsive - Heater:Renew 3.4 And 2.0Kw Combined Storage, unit of measure NO | Responsive-811005 | Y | Y | Y | Y | Y
M3NHFScheduleOfRatesCode | Responsive/Heater:Renew Any Parts To Storage [Per Heater] | Responsive - Heater:Renew Any Parts To Storage [Per Heater], unit of measure IT | Responsive-813006 | Y | Y | Y | Y | Y
M3NHFScheduleOfRatesCode | Responsive/Heater:Resite And Reconnect | Responsive - Heater:Resite And Reconnect, unit of measure NO | Responsive-813019 | Y | Y | Y | Y | Y
M3NHFScheduleOfRatesCode | Responsive/Heater:Disconnect And Remove | Responsive - Heater:Disconnect And Remove, unit of measure NO | Responsive-813021 | Y | Y | Y | Y | Y
M3NHFScheduleOfRatesCode | Responsive/Thermostat:Renew Room Type To Electric Heating | Responsive - Thermostat:Renew Room Type To Electric Heating, unit of measure NO | Responsive-813035 | Y | Y | Y | Y | Y
M3NHFScheduleOfRatesCode | Responsive/Heater:Service Any Type Of Storage Heater | Responsive - Heater:Service Any Type Of Storage Heater, unit of measure NO | Responsive-813039 | Y | Y | Y | Y | Y
M3NHFScheduleOfRatesCode | Responsive/Heater:Renew Ne 0.75Kw Space Heater | Responsive - Heater:Renew Ne 0.75Kw Space Heater, unit of measure NO | Responsive-814001 | Y | Y | Y
M3NHFScheduleOfRatesCode | Responsive/Heater:Renew Ne 1.0Kw Space To Bathroom | Responsive - Heater:Renew Ne 1.0Kw Space To Bathroom, unit of measure NO | Responsive-814003 | Y | Y | Y
M3NHFScheduleOfRatesCode | Responsive/Heater:Renew Ne 1.25Kw Space Heater | Responsive - Heater:Renew Ne 1.25Kw Space Heater, unit of measure NO | Responsive-814005 | Y | Y | Y
M3NHFScheduleOfRatesCode | Responsive/Heater:Renew Ne 1.5Kw Space Heater | Responsive - Heater:Renew Ne 1.5Kw Space Heater, unit of measure NO | Responsive-814007 | Y | Y | Y
M3NHFScheduleOfRatesCode | Responsive/Fire:Renew Ne 2.5Kw Radiant Fire | Responsive - Fire:Renew Ne 2.5Kw Radiant Fire, unit of measure NO | Responsive-815001 | Y | Y | Y | Y | Y
M3NHFScheduleOfRatesCode | Responsive/Fire:Install Ne 3.0Kw Inset Focal Fan Heater | Responsive - Fire:Install Ne 3.0Kw Inset Focal Fan Heater, unit of measure IT | Responsive-815002 | Y
M3NHFScheduleOfRatesCode | Responsive/Heater:Renew 2.5Kw Fan Convector Heater | Responsive - Heater:Renew 2.5Kw Fan Convector Heater, unit of measure NO | Responsive-815003 | Y | Y | Y | Y | Y
M3NHFScheduleOfRatesCode | Responsive/Heater:Renew 2.5Kw Fan Convector With Timer | Responsive - Heater:Renew 2.5Kw Fan Convector With Timer, unit of measure NO | Responsive-815005 | Y | Y | Y | Y | Y
M3NHFScheduleOfRatesCode | Responsive/Heater:Renew Ne 1Kw Panel Heater | Responsive - Heater:Renew Ne 1Kw Panel Heater, unit of measure NO | Responsive-815007 | Y | Y | Y | Y | Y
M3NHFScheduleOfRatesCode | Responsive/Heater:Renew Ne 1Kw Panel Heater With Timer | Responsive - Heater:Renew Ne 1Kw Panel Heater With Timer, unit of measure NO | Responsive-815009 | Y | Y | Y | Y | Y
M3NHFScheduleOfRatesCode | Responsive/Heater:Renew Ne 2Kw Panel Heater | Responsive - Heater:Renew Ne 2Kw Panel Heater, unit of measure NO | Responsive-815011 | Y | Y | Y | Y | Y
M3NHFScheduleOfRatesCode | Responsive/Heater:Renew Ne 2Kw Panel Heater With Timer | Responsive - Heater:Renew Ne 2Kw Panel Heater With Timer, unit of measure NO | Responsive-815013 | Y | Y | Y | Y | Y
M3NHFScheduleOfRatesCode | Responsive/Heater:Renew Ne 3Kw Panel Heater | Responsive - Heater:Renew Ne 3Kw Panel Heater, unit of measure NO | Responsive-815015 | Y | Y | Y | Y | Y
M3NHFScheduleOfRatesCode | Responsive/Heater:Renew Ne 3Kw Panel Heater With Timer | Responsive - Heater:Renew Ne 3Kw Panel Heater With Timer, unit of measure NO | Responsive-815017 | Y | Y | Y | Y | Y
M3NHFScheduleOfRatesCode | Responsive/Fire:Renew Ne 1Kw Infra Red Heater | Responsive - Fire:Renew Ne 1Kw Infra Red Heater, unit of measure NO | Responsive-815019 | Y | Y | Y | Y | Y
M3NHFScheduleOfRatesCode | Responsive/Heater:Service Any Type Of Panel Heater | Responsive - Heater:Service Any Type Of Panel Heater, unit of measure NO | Responsive-815020 | Y | Y | Y | Y | Y
M3NHFScheduleOfRatesCode | Responsive/Fire:Renew Ne 2Kw Infra Red Heater | Responsive - Fire:Renew Ne 2Kw Infra Red Heater, unit of measure NO | Responsive-815021 | Y | Y | Y | Y | Y
M3NHFScheduleOfRatesCode | Responsive/Heater:Renew 2Kw Wall Fan Heater | Responsive - Heater:Renew 2Kw Wall Fan Heater, unit of measure NO | Responsive-815023 | Y | Y | Y | Y | Y
M3NHFScheduleOfRatesCode | Responsive/Heater:Renew 2Kw Wall Fan Heater With Timer | Responsive - Heater:Renew 2Kw Wall Fan Heater With Timer, unit of measure NO | Responsive-815025 | Y | Y | Y | Y | Y
M3NHFScheduleOfRatesCode | Responsive/Fire:Install Ne 2.5Kw Radiant Focal Fire | Responsive - Fire:Install Ne 2.5Kw Radiant Focal Fire, unit of measure NO | Responsive-815051 | Y | Y | Y
M3NHFScheduleOfRatesCode | Responsive/Heater:Renew Radiant Element | Responsive - Heater:Renew Radiant Element, unit of measure NO | Responsive-817001 | Y | Y | Y | Y | Y
M3NHFScheduleOfRatesCode | Responsive/Heater:Renew Radiant Reflector | Responsive - Heater:Renew Radiant Reflector, unit of measure NO | Responsive-817003 | Y | Y | Y | Y | Y
M3NHFScheduleOfRatesCode | Responsive/Heater:Renew Dp Switch | Responsive - Heater:Renew Dp Switch, unit of measure NO | Responsive-817007 | Y | Y | Y | Y | Y
M3NHFScheduleOfRatesCode | Responsive/Fire Or Radiant Heater:Service Any Type | Responsive - Fire Or Radiant Heater:Service Any Type, unit of measure NO | Responsive-817011 | Y | Y | Y | Y | Y
M3NHFScheduleOfRatesCode | Responsive/Towel Rail:Renew Ne 175 Watt Electric | Responsive - Towel Rail:Renew Ne 175 Watt Electric, unit of measure NO | Responsive-819001 | Y | Y | Y | Y | Y
M3NHFScheduleOfRatesCode | Responsive/Immersion Heater:Renew 3Kw Alloy (Top) | Responsive - Immersion Heater:Renew 3Kw Alloy (Top), unit of measure NO | Responsive-820003 | Y | Y | Y | Y | Y
M3NHFScheduleOfRatesCode | Responsive/Immersion Heater:Renew Ne 3Kw Alloy (Bottom) | Responsive - Immersion Heater:Renew Ne 3Kw Alloy (Bottom), unit of measure NO | Responsive-820007 | Y | Y | Y | Y | Y
M3NHFScheduleOfRatesCode | Responsive/Immersion Heater:Renew Cylinder Thermostat | Responsive - Immersion Heater:Renew Cylinder Thermostat, unit of measure NO | Responsive-820009 | Y | Y | Y | Y | Y
M3NHFScheduleOfRatesCode | Responsive/Immersion Heater:Disconnect | Responsive - Immersion Heater:Disconnect, unit of measure NO | Responsive-820011 | Y | Y | Y | Y | Y
M3NHFScheduleOfRatesCode | Responsive/Immersion Heater:Remove And Seal Boss | Responsive - Immersion Heater:Remove And Seal Boss, unit of measure IT | Responsive-820013 | Y | Y | Y | Y | Y
M3NHFScheduleOfRatesCode | Responsive/Immersion Heater:Reconnect And Test | Responsive - Immersion Heater:Reconnect And Test, unit of measure IT | Responsive-820015 | Y | Y | Y | Y | Y
M3NHFScheduleOfRatesCode | Responsive/Immersion Heater:Test And Reset Thermostat | Responsive - Immersion Heater:Test And Reset Thermostat, unit of measure IT | Responsive-820017 | Y | Y | Y | Y | Y
M3NHFScheduleOfRatesCode | Responsive/Immersion Heater:Renew Circuit And Switch | Responsive - Immersion Heater:Renew Circuit And Switch, unit of measure NO | Responsive-820019 | Y | Y | Y | Y | Y
M3NHFScheduleOfRatesCode | Responsive/Immersion Heater:Renew Flex Connection | Responsive - Immersion Heater:Renew Flex Connection, unit of measure NO | Responsive-820021 | Y | Y | Y | Y | Y
M3NHFScheduleOfRatesCode | Responsive/Immersion Heater:Renew 20A Dp/Tp Indicator Switch | Responsive - Immersion Heater:Renew 20A Dp/Tp Indicator Switch, unit of measure NO | Responsive-820023 | Y | Y | Y | Y | Y
M3NHFScheduleOfRatesCode | Responsive/Immersion Heater:Renew Booster Switch | Responsive - Immersion Heater:Renew Booster Switch, unit of measure NO | Responsive-820025 | Y | Y | Y | Y | Y
M3NHFScheduleOfRatesCode | Responsive/Water Heater:Renew 3Kw 7 Litre | Responsive - Water Heater:Renew 3Kw 7 Litre, unit of measure NO | Responsive-825001 | Y | Y | Y | Y | Y
M3NHFScheduleOfRatesCode | Responsive/Water Heater:Renew 3Kw 100 Litre | Responsive - Water Heater:Renew 3Kw 100 Litre, unit of measure NO | Responsive-825003 | Y | Y | Y | Y | Y
M3NHFScheduleOfRatesCode | Responsive/Water Heater:Renew 3Kw Ne 30 Litre | Responsive - Water Heater:Renew 3Kw Ne 30 Litre, unit of measure NO | Responsive-825005 | Y | Y | Y | Y | Y
M3NHFScheduleOfRatesCode | Responsive/Water Heater:Renew Switch | Responsive - Water Heater:Renew Switch, unit of measure NO | Responsive-825007 | Y | Y | Y | Y | Y
M3NHFScheduleOfRatesCode | Responsive/Water Heater:Renew Ec7 Timer Switch | Responsive - Water Heater:Renew Ec7 Timer Switch, unit of measure NO | Responsive-825009 | Y | Y | Y | Y | Y
M3NHFScheduleOfRatesCode | Responsive/Water Heater:Renew Control Spindles | Responsive - Water Heater:Renew Control Spindles, unit of measure NO | Responsive-826001 | Y | Y | Y | Y | Y
M3NHFScheduleOfRatesCode | Responsive/Programmer:Renew Heating Contol Time Clock | Responsive - Programmer:Renew Heating Contol Time Clock, unit of measure NO | Responsive-827001 | Y | Y | Y | Y | Y
M3NHFScheduleOfRatesCode | Responsive/Shower:Install New Ne 8.7Kw Unit | Responsive - Shower:Install New Ne 8.7Kw Unit, unit of measure NO | Responsive-830001 | Y | Y | Y | Y | Y
M3NHFScheduleOfRatesCode | Responsive/Shower:Renew Ne 8.7Kw Unit | Responsive - Shower:Renew Ne 8.7Kw Unit, unit of measure NO | Responsive-830003 | Y | Y | Y | Y | Y
M3NHFScheduleOfRatesCode | Responsive/Shower:Overhaul Electric | Responsive - Shower:Overhaul Electric, unit of measure NO | Responsive-830005 | Y | Y | Y | Y | Y
M3NHFScheduleOfRatesCode | Responsive/Shower:Disconnect Seal And Make Safe | Responsive - Shower:Disconnect Seal And Make Safe, unit of measure NO | Responsive-830007 | Y | Y | Y | Y | Y
M3NHFScheduleOfRatesCode | Responsive/Shower:Reconnect And Test | Responsive - Shower:Reconnect And Test, unit of measure NO | Responsive-830009 | Y | Y | Y | Y | Y
M3NHFScheduleOfRatesCode | Responsive/Shower:Renew Circuit | Responsive - Shower:Renew Circuit, unit of measure NO | Responsive-830011 | Y | Y | Y | Y | Y
M3NHFScheduleOfRatesCode | Responsive/Shower:Renew 45A Ceiling Switch | Responsive - Shower:Renew 45A Ceiling Switch, unit of measure NO | Responsive-830013 | Y | Y | Y | Y | Y
M3NHFScheduleOfRatesCode | Responsive/Pump:Install Shower System With Curtain | Responsive - Pump:Install Shower System With Curtain, unit of measure NO | Responsive-830015 | Y | Y | Y | Y
M3NHFScheduleOfRatesCode | Responsive/Pump:Renew Shower System | Responsive - Pump:Renew Shower System, unit of measure NO | Responsive-830017 | Y | Y | Y | Y
M3NHFScheduleOfRatesCode | Responsive/Pump:Install Shower System Over Bath | Responsive - Pump:Install Shower System Over Bath, unit of measure NO | Responsive-830019 | Y | Y | Y | Y
M3NHFScheduleOfRatesCode | Responsive/Pump:Renew Boosted Shower Controller | Responsive - Pump:Renew Boosted Shower Controller, unit of measure NO | Responsive-830021 | Y | Y | Y | Y
M3NHFScheduleOfRatesCode | Responsive/Pump:Renew Boosted Shower Pump | Responsive - Pump:Renew Boosted Shower Pump, unit of measure NO | Responsive-830023 | Y | Y | Y | Y
M3NHFScheduleOfRatesCode | Responsive/Shower:Renew 9.5 Kw Complete | Responsive - Shower:Renew 9.5 Kw Complete, unit of measure NO | Responsive-830025 | Y
M3NHFScheduleOfRatesCode | Responsive/Shower:Install 9.5 Kw Complete | Responsive - Shower:Install 9.5 Kw Complete, unit of measure NO | Responsive-830027 | Y
M3NHFScheduleOfRatesCode | Responsive/Shower:Renew 9.5 Kw Audio Visual Complete | Responsive - Shower:Renew 9.5 Kw Audio Visual Complete, unit of measure NO | Responsive-830029 | Y
M3NHFScheduleOfRatesCode | Responsive/Shower:Install 9.5 Kw Audio Visual Complete | Responsive - Shower:Install 9.5 Kw Audio Visual Complete, unit of measure NO | Responsive-830031 | Y
M3NHFScheduleOfRatesCode | Responsive/Electric Cooker:Disconnect Seal And Make Safe | Responsive - Electric Cooker:Disconnect Seal And Make Safe, unit of measure NO | Responsive-835001 | Y | Y | Y | Y | Y
M3NHFScheduleOfRatesCode | Responsive/Electric Cooker:Reconnect And Test | Responsive - Electric Cooker:Reconnect And Test, unit of measure NO | Responsive-835003 | Y | Y | Y | Y | Y
M3NHFScheduleOfRatesCode | Responsive/Cooker Control Unit:Remove Repair And Refix | Responsive - Cooker Control Unit:Remove Repair And Refix, unit of measure NO | Responsive-835005 | Y | Y | Y | Y | Y
M3NHFScheduleOfRatesCode | Responsive/Electric Cooker:Renew Circuit | Responsive - Electric Cooker:Renew Circuit, unit of measure NO | Responsive-835007 | Y | Y | Y | Y | Y
M3NHFScheduleOfRatesCode | Responsive/Electric Cooker:Renew Unit And Circuit | Responsive - Electric Cooker:Renew Unit And Circuit, unit of measure NO | Responsive-835009 | Y | Y | Y | Y | Y
M3NHFScheduleOfRatesCode | Responsive/Electric Cooker:Renew Control Unit And Switch | Responsive - Electric Cooker:Renew Control Unit And Switch, unit of measure NO | Responsive-835011 | Y | Y | Y | Y | Y
M3NHFScheduleOfRatesCode | Responsive/Electric Cooker:Renew Control Unit Socket + Switch | Responsive - Electric Cooker:Renew Control Unit Socket + Switch, unit of measure NO | Responsive-835012 | Y
M3NHFScheduleOfRatesCode | Responsive/Electric Cooker:Renew Metal Control Unit | Responsive - Electric Cooker:Renew Metal Control Unit, unit of measure NO | Responsive-835013 | Y | Y | Y | Y | Y
M3NHFScheduleOfRatesCode | Responsive/Electric Cooker:Renew Control Plate | Responsive - Electric Cooker:Renew Control Plate, unit of measure NO | Responsive-835015 | Y | Y | Y | Y | Y
M3NHFScheduleOfRatesCode | Responsive/Electric Cooker:Renew Cooker Outlet Plate | Responsive - Electric Cooker:Renew Cooker Outlet Plate, unit of measure NO | Responsive-835019 | Y | Y | Y | Y | Y
M3NHFScheduleOfRatesCode | Responsive/Electric Cooker Hood:Service Any Type | Responsive - Electric Cooker Hood:Service Any Type, unit of measure NO | Responsive-836001 | Y | Y | Y | Y | Y
M3NHFScheduleOfRatesCode | Responsive/Electric Cooker Hood:Renew Extractor Unit | Responsive - Electric Cooker Hood:Renew Extractor Unit, unit of measure NO | Responsive-836003 | Y
M3NHFScheduleOfRatesCode | Responsive/Electric Cooker Hood:Renew Complete | Responsive - Electric Cooker Hood:Renew Complete, unit of measure NO | Responsive-836005 | Y
M3NHFScheduleOfRatesCode | Responsive/Fan:Renew Minimum 60Ltr Per Second | Responsive - Fan:Renew Minimum 60Ltr Per Second, unit of measure NO | Responsive-840001 | Y | Y | Y | Y | Y
M3NHFScheduleOfRatesCode | Responsive/Fan:Renew Built In Wall Fan | Responsive - Fan:Renew Built In Wall Fan, unit of measure NO | Responsive-840003 | Y | Y | Y | Y | Y
M3NHFScheduleOfRatesCode | Responsive/Fan:Renew 2 Speed Wall Or Duct Fan | Responsive - Fan:Renew 2 Speed Wall Or Duct Fan, unit of measure NO | Responsive-840005 | Y | Y | Y | Y | Y
M3NHFScheduleOfRatesCode | Responsive/Fan:Renew Single Speed Wall Or Duct Fan | Responsive - Fan:Renew Single Speed Wall Or Duct Fan, unit of measure NO | Responsive-840007 | Y | Y | Y | Y | Y
M3NHFScheduleOfRatesCode | Responsive/Fan:Renew In Line Duct Fan | Responsive - Fan:Renew In Line Duct Fan, unit of measure NO | Responsive-840009 | Y | Y | Y | Y | Y
M3NHFScheduleOfRatesCode | Responsive/Fan:Renew Ceiling Or Duct Fan | Responsive - Fan:Renew Ceiling Or Duct Fan, unit of measure NO | Responsive-840011 | Y | Y | Y | Y | Y
M3NHFScheduleOfRatesCode | Responsive/Fan:Renew Fire Damp Ceiling Or Duct Fan | Responsive - Fan:Renew Fire Damp Ceiling Or Duct Fan, unit of measure NO | Responsive-840013 | Y | Y | Y | Y | Y
M3NHFScheduleOfRatesCode | Responsive/Fan:Renew Toilet Or Bathroom Fan | Responsive - Fan:Renew Toilet Or Bathroom Fan, unit of measure NO | Responsive-840015 | Y | Y | Y | Y | Y
M3NHFScheduleOfRatesCode | Responsive/Fan:Renew Circuit And Outlet | Responsive - Fan:Renew Circuit And Outlet, unit of measure NO | Responsive-840017 | Y | Y | Y | Y | Y
M3NHFScheduleOfRatesCode | Responsive/Fan:Renew Flex Connection | Responsive - Fan:Renew Flex Connection, unit of measure NO | Responsive-840019 | Y | Y | Y | Y | Y
M3NHFScheduleOfRatesCode | Responsive/Fan:Install Wall Fan | Responsive - Fan:Install Wall Fan, unit of measure NO | Responsive-840031 | Y | Y | Y | Y | Y
M3NHFScheduleOfRatesCode | Responsive/Fan:Renew 2 Speed Condensation Control | Responsive - Fan:Renew 2 Speed Condensation Control, unit of measure NO | Responsive-841001 | Y | Y | Y | Y | Y
M3NHFScheduleOfRatesCode | Responsive/Fan:Renew Variable Speed Condensation Control | Responsive - Fan:Renew Variable Speed Condensation Control, unit of measure NO | Responsive-841003 | Y | Y | Y | Y | Y
M3NHFScheduleOfRatesCode | Responsive/Fan:Renew Variable Speed Timer | Responsive - Fan:Renew Variable Speed Timer, unit of measure NO | Responsive-841005 | Y | Y | Y | Y | Y
M3NHFScheduleOfRatesCode | Responsive/Fan:Overhaul Domestic Extract | Responsive - Fan:Overhaul Domestic Extract, unit of measure NO | Responsive-841007 | Y | Y | Y | Y | Y
M3NHFScheduleOfRatesCode | Responsive/Fan:Renew With Low Voltage Transformer Type | Responsive - Fan:Renew With Low Voltage Transformer Type, unit of measure NO | Responsive-841009 | Y | Y | Y | Y | Y
M3NHFScheduleOfRatesCode | Responsive/Fan:Install Low Voltage Transformer Type | Responsive - Fan:Install Low Voltage Transformer Type, unit of measure NO | Responsive-841011 | Y | Y | Y | Y | Y
M3NHFScheduleOfRatesCode | Responsive/Fan:Install 2 Speed Condensation Control | Responsive - Fan:Install 2 Speed Condensation Control, unit of measure NO | Responsive-841013 | Y | Y | Y | Y | Y
M3NHFScheduleOfRatesCode | Responsive/Fan:Renew Or Refix Domestic Extract Ext Grille | Responsive - Fan:Renew Or Refix Domestic Extract Ext Grille, unit of measure NO | Responsive-841021 | Y | Y | Y
M3NHFScheduleOfRatesCode | Responsive/Vent Unit:Install Loft Ventilation | Responsive - Vent Unit:Install Loft Ventilation, unit of measure IT | Responsive-841101 | Y | Y | Y | Y | Y
M3NHFScheduleOfRatesCode | Responsive/Vent Unit:Install Loft Ventilation With Heater | Responsive - Vent Unit:Install Loft Ventilation With Heater, unit of measure IT | Responsive-841102 | Y
M3NHFScheduleOfRatesCode | Responsive/Vent Unit:Install Whole House | Responsive - Vent Unit:Install Whole House, unit of measure IT | Responsive-841103 | Y | Y | Y | Y | Y
M3NHFScheduleOfRatesCode | Responsive/Vent Unit:Install Whole House With Heater | Responsive - Vent Unit:Install Whole House With Heater, unit of measure IT | Responsive-841104 | Y
M3NHFScheduleOfRatesCode | Responsive/Vent Unit:Overhaul | Responsive - Vent Unit:Overhaul, unit of measure IT | Responsive-841105 | Y | Y | Y | Y | Y
M3NHFScheduleOfRatesCode | Responsive/Heat Recovery Unit:Overhaul | Responsive - Heat Recovery Unit:Overhaul, unit of measure IT | Responsive-841207 | Y | Y | Y | Y
M3NHFScheduleOfRatesCode | Responsive/Domestic Appliance:Disconnect And Reconnect | Responsive - Domestic Appliance:Disconnect And Reconnect, unit of measure NO | Responsive-842001 | Y | Y | Y | Y | Y
M3NHFScheduleOfRatesCode | Responsive/Conduit:Install Ne 25Mm Pvc Make Good | Responsive - Conduit:Install Ne 25Mm Pvc Make Good, unit of measure LM | Responsive-850503 | Y | Y | Y | Y | Y
M3NHFScheduleOfRatesCode | Responsive/Conduit:Install Ne 25Mm Steel Make Good | Responsive - Conduit:Install Ne 25Mm Steel Make Good, unit of measure LM | Responsive-851003 | Y | Y | Y | Y | Y
M3NHFScheduleOfRatesCode | Responsive/Trunking:Install Ne 3600Mm2 Aluminium | Responsive - Trunking:Install Ne 3600Mm2 Aluminium, unit of measure LM | Responsive-851101 | Y
M3NHFScheduleOfRatesCode | Responsive/Trunking:Install Ne 6000Mm2 Aluminium | Responsive - Trunking:Install Ne 6000Mm2 Aluminium, unit of measure LM | Responsive-851103 | Y
M3NHFScheduleOfRatesCode | Responsive/Trunking:Install Ne 3600Mm2 Pvc | Responsive - Trunking:Install Ne 3600Mm2 Pvc, unit of measure LM | Responsive-851201 | Y
M3NHFScheduleOfRatesCode | Responsive/Trunking:Install Ne 6000Mm2 Pvc | Responsive - Trunking:Install Ne 6000Mm2 Pvc, unit of measure LM | Responsive-851203 | Y
M3NHFScheduleOfRatesCode | Responsive/Trunking:Install Ne 600Mm2 Mini Pvc | Responsive - Trunking:Install Ne 600Mm2 Mini Pvc, unit of measure LM | Responsive-851301 | Y
M3NHFScheduleOfRatesCode | Responsive/Trunking:Install Ne 1200Mm2 Mini Pvc | Responsive - Trunking:Install Ne 1200Mm2 Mini Pvc, unit of measure LM | Responsive-851303 | Y
M3NHFScheduleOfRatesCode | Responsive/Trunking:Install Ne 600Mm2 Mini Pvc Computer | Responsive - Trunking:Install Ne 600Mm2 Mini Pvc Computer, unit of measure LM | Responsive-851305 | Y
M3NHFScheduleOfRatesCode | Responsive/Trunking:Install Ne 1200Mm2 Mini Pvc Computer | Responsive - Trunking:Install Ne 1200Mm2 Mini Pvc Computer, unit of measure LM | Responsive-851307 | Y
M3NHFScheduleOfRatesCode | Responsive/Trunking:Install Ne 600Mm2 Mini It | Responsive - Trunking:Install Ne 600Mm2 Mini It, unit of measure LM | Responsive-851309 | Y
M3NHFScheduleOfRatesCode | Responsive/Trunking:Install Ne 1200Mm2 Mini It | Responsive - Trunking:Install Ne 1200Mm2 Mini It, unit of measure LM | Responsive-851311 | Y
M3NHFScheduleOfRatesCode | Responsive/Trunking:Install Ne 2500Mm2 Twin Compartments | Responsive - Trunking:Install Ne 2500Mm2 Twin Compartments, unit of measure LM | Responsive-851321 | Y
M3NHFScheduleOfRatesCode | Responsive/Trunking:Install Ne 2500Mm2 Cornice | Responsive - Trunking:Install Ne 2500Mm2 Cornice, unit of measure LM | Responsive-851331 | Y
M3NHFScheduleOfRatesCode | Responsive/Cable:Draw Upto 6Mm Single Cable | Responsive - Cable:Draw Upto 6Mm Single Cable, unit of measure LM | Responsive-851505 | Y | Y | Y | Y | Y
M3NHFScheduleOfRatesCode | Responsive/Cable:Draw 10Mm Single Cable | Responsive - Cable:Draw 10Mm Single Cable, unit of measure LM | Responsive-851507 | Y | Y | Y | Y | Y
M3NHFScheduleOfRatesCode | Responsive/Cable:Draw 16Mm Single Cable | Responsive - Cable:Draw 16Mm Single Cable, unit of measure LM | Responsive-851509 | Y | Y | Y | Y | Y
M3NHFScheduleOfRatesCode | Responsive/Cable:Draw 1.5Mm2 Or 2.5Mm2 Pvc Flat T And E | Responsive - Cable:Draw 1.5Mm2 Or 2.5Mm2 Pvc Flat T And E, unit of measure LM | Responsive-851513 | Y | Y | Y | Y | Y
M3NHFScheduleOfRatesCode | Responsive/Cable:Draw 6Mm Pvc Flat T And E | Responsive - Cable:Draw 6Mm Pvc Flat T And E, unit of measure LM | Responsive-851515 | Y | Y | Y | Y | Y
M3NHFScheduleOfRatesCode | Responsive/Cable:Install 1.5Mm Or 2.5Mm Single Cable | Responsive - Cable:Install 1.5Mm Or 2.5Mm Single Cable, unit of measure LM | Responsive-852003 | Y | Y | Y | Y | Y
M3NHFScheduleOfRatesCode | Responsive/Cable:Install 6Mm Single Cable | Responsive - Cable:Install 6Mm Single Cable, unit of measure LM | Responsive-852005 | Y | Y | Y | Y | Y
M3NHFScheduleOfRatesCode | Responsive/Cable:Install 10Mm2 Single Cable | Responsive - Cable:Install 10Mm2 Single Cable, unit of measure LM | Responsive-852007 | Y | Y | Y | Y | Y
M3NHFScheduleOfRatesCode | Responsive/Cable:Install 16Mm2 Single Cable | Responsive - Cable:Install 16Mm2 Single Cable, unit of measure LM | Responsive-852009 | Y | Y | Y | Y | Y
M3NHFScheduleOfRatesCode | Responsive/Cable:Install 1.5Mm2 Or 2.5Mm2 T And E | Responsive - Cable:Install 1.5Mm2 Or 2.5Mm2 T And E, unit of measure LM | Responsive-852013 | Y | Y | Y | Y | Y
M3NHFScheduleOfRatesCode | Responsive/Cable:Install Ne 6Mm2 T And E | Responsive - Cable:Install Ne 6Mm2 T And E, unit of measure LM | Responsive-852015 | Y | Y | Y | Y | Y
M3NHFScheduleOfRatesCode | Responsive/Cable:Install 10Mm2 T And E | Responsive - Cable:Install 10Mm2 T And E, unit of measure LM | Responsive-852017 | Y | Y | Y | Y | Y
M3NHFScheduleOfRatesCode | Responsive/Cable:Fix 1.5Mm Or 2.5Mm T And E And Conduit | Responsive - Cable:Fix 1.5Mm Or 2.5Mm T And E And Conduit, unit of measure LM | Responsive-852509 | Y | Y | Y | Y | Y
M3NHFScheduleOfRatesCode | Responsive/Cable:Fix 6Mm T And E And Conduit | Responsive - Cable:Fix 6Mm T And E And Conduit, unit of measure LM | Responsive-852511 | Y | Y | Y | Y | Y
M3NHFScheduleOfRatesCode | Responsive/Cable:Fix 1.5Mm Or 2.5Mm T And E And Mini-Trunking | Responsive - Cable:Fix 1.5Mm Or 2.5Mm T And E And Mini-Trunking, unit of measure LM | Responsive-853009 | Y | Y | Y | Y | Y
M3NHFScheduleOfRatesCode | Responsive/Cable:Fix 6.0Mm T And E And Mini-Trunking | Responsive - Cable:Fix 6.0Mm T And E And Mini-Trunking, unit of measure LM | Responsive-853011 | Y | Y | Y | Y | Y
M3NHFScheduleOfRatesCode | Responsive/Micc:Install 2L 1.5Mm Or 2.5Mm Cable | Responsive - Micc:Install 2L 1.5Mm Or 2.5Mm Cable, unit of measure LM | Responsive-853501 | Y | Y | Y | Y | Y
M3NHFScheduleOfRatesCode | Responsive/Micc:Terminate 2L 1.5Mm Or 2.5Mm Cable | Responsive - Micc:Terminate 2L 1.5Mm Or 2.5Mm Cable, unit of measure NO | Responsive-853505 | Y | Y | Y | Y | Y
M3NHFScheduleOfRatesCode | Responsive/Light:Renew Ground Floor Circuit 1 Way | Responsive - Light:Renew Ground Floor Circuit 1 Way, unit of measure NO | Responsive-854501 | Y | Y | Y | Y | Y
M3NHFScheduleOfRatesCode | Responsive/Light:Renew Ground Floor Circuit 2 Way | Responsive - Light:Renew Ground Floor Circuit 2 Way, unit of measure NO | Responsive-854503 | Y | Y | Y | Y | Y
M3NHFScheduleOfRatesCode | Responsive/Light:Renew Upper Floor Circuit 1 Way | Responsive - Light:Renew Upper Floor Circuit 1 Way, unit of measure NO | Responsive-854505 | Y | Y | Y | Y | Y
M3NHFScheduleOfRatesCode | Responsive/Light:Renew Upper Floor Circuit 2 Way | Responsive - Light:Renew Upper Floor Circuit 2 Way, unit of measure NO | Responsive-854507 | Y | Y | Y | Y | Y
M3NHFScheduleOfRatesCode | Responsive/Light:Renew Hall/Stairway Circuit 2 Way | Responsive - Light:Renew Hall/Stairway Circuit 2 Way, unit of measure NO | Responsive-854709 | Y | Y | Y | Y | Y
M3NHFScheduleOfRatesCode | Responsive/Power:Renew Ring Main Ground Ne 4 No Sockets | Responsive - Power:Renew Ring Main Ground Ne 4 No Sockets, unit of measure NO | Responsive-855001 | Y | Y | Y | Y | Y
M3NHFScheduleOfRatesCode | Responsive/Power:Renew Ring Main Ground 4-8 No Sockets | Responsive - Power:Renew Ring Main Ground 4-8 No Sockets, unit of measure NO | Responsive-855003 | Y | Y | Y | Y | Y
M3NHFScheduleOfRatesCode | Responsive/Power:Renew Ring Main Ground 8-12 No Sockets | Responsive - Power:Renew Ring Main Ground 8-12 No Sockets, unit of measure NO | Responsive-855004 | Y | Y | Y | Y | Y
M3NHFScheduleOfRatesCode | Responsive/Power:Renew Upper Ring Main Ne 4 No Sockets | Responsive - Power:Renew Upper Ring Main Ne 4 No Sockets, unit of measure NO | Responsive-855005 | Y | Y | Y | Y | Y
M3NHFScheduleOfRatesCode | Responsive/Power:Renew Upper Ring Main 4-8 No Sockets | Responsive - Power:Renew Upper Ring Main 4-8 No Sockets, unit of measure NO | Responsive-855007 | Y | Y | Y | Y | Y
M3NHFScheduleOfRatesCode | Responsive/Power:Renew Upper Ring Main 8-12 No Sockets | Responsive - Power:Renew Upper Ring Main 8-12 No Sockets, unit of measure NO | Responsive-855008 | Y | Y | Y | Y | Y
M3NHFScheduleOfRatesCode | Responsive/Power:Renew Spur Outlet Ground Floor Ne 10M | Responsive - Power:Renew Spur Outlet Ground Floor Ne 10M, unit of measure NO | Responsive-855009 | Y | Y | Y | Y | Y
M3NHFScheduleOfRatesCode | Responsive/Power:New Spur Outlet Ground Floor Ne 10M | Responsive - Power:New Spur Outlet Ground Floor Ne 10M, unit of measure NO | Responsive-855010 | Y | Y | Y | Y | Y
M3NHFScheduleOfRatesCode | Responsive/Power:Renew Spur Outlet Upper Floor Ne 10M | Responsive - Power:Renew Spur Outlet Upper Floor Ne 10M, unit of measure NO | Responsive-855011 | Y | Y | Y | Y | Y
M3NHFScheduleOfRatesCode | Responsive/Power:New Spur Upper Floor Ne 10M | Responsive - Power:New Spur Upper Floor Ne 10M, unit of measure NO | Responsive-855012 | Y | Y | Y | Y | Y
M3NHFScheduleOfRatesCode | Responsive/Power:Renew Socket Outlet-Ground Floor | Responsive - Power:Renew Socket Outlet-Ground Floor, unit of measure NO | Responsive-855013 | Y | Y | Y | Y | Y
M3NHFScheduleOfRatesCode | Responsive/Power:Renew Socket Outlet-Upper Floor | Responsive - Power:Renew Socket Outlet-Upper Floor, unit of measure NO | Responsive-855015 | Y | Y | Y | Y | Y
M3NHFScheduleOfRatesCode | Responsive/Power:Renew Boiler Outlet Ground Ne 10M | Responsive - Power:Renew Boiler Outlet Ground Ne 10M, unit of measure NO | Responsive-855017 | Y | Y | Y | Y | Y
M3NHFScheduleOfRatesCode | Responsive/Power:New Boiler Outlet Ground Ne 10M | Responsive - Power:New Boiler Outlet Ground Ne 10M, unit of measure NO | Responsive-855019 | Y | Y | Y | Y | Y
M3NHFScheduleOfRatesCode | Responsive/Ccu:Renew Ne 6 Way Moulded Unit | Responsive - Ccu:Renew Ne 6 Way Moulded Unit, unit of measure NO | Responsive-855502 |  | Y | Y | Y | Y
M3NHFScheduleOfRatesCode | Responsive/Ccu:Renew 7 To 12 Way Moulded Unit | Responsive - Ccu:Renew 7 To 12 Way Moulded Unit, unit of measure NO | Responsive-855503 |  | Y | Y | Y | Y
M3NHFScheduleOfRatesCode | Responsive/Ccu:Install Any Size Rcd New Meter Tails | Responsive - Ccu:Install Any Size Rcd New Meter Tails, unit of measure NO | Responsive-855509 | Y | Y | Y | Y | Y
M3NHFScheduleOfRatesCode | Responsive/Ccu:Install New Meter Tails | Responsive - Ccu:Install New Meter Tails, unit of measure IT | Responsive-855510 | Y | Y | Y | Y | Y
M3NHFScheduleOfRatesCode | Responsive/Ccu:Install Any Size Rcd | Responsive - Ccu:Install Any Size Rcd, unit of measure NO | Responsive-855511 | Y | Y | Y | Y | Y
M3NHFScheduleOfRatesCode | Responsive/Ccu:Install Rcbo To Bathroom Circuits | Responsive - Ccu:Install Rcbo To Bathroom Circuits, unit of measure IT | Responsive-855512 | Y | Y | Y | Y | Y
M3NHFScheduleOfRatesCode | Responsive/Ccu:Renew Any Size Mcb | Responsive - Ccu:Renew Any Size Mcb, unit of measure NO | Responsive-855513 | Y | Y | Y | Y | Y
M3NHFScheduleOfRatesCode | Responsive/Ccu:Renew Or Install 100Amp Dp Isolator | Responsive - Ccu:Renew Or Install 100Amp Dp Isolator, unit of measure NO | Responsive-855514 | Y | Y | Y
M3NHFScheduleOfRatesCode | Responsive/Ccu:Renew Fuse Carrier Or Shield | Responsive - Ccu:Renew Fuse Carrier Or Shield, unit of measure NO | Responsive-855515 | Y | Y | Y | Y | Y
M3NHFScheduleOfRatesCode | Responsive/Ccu:Renew Or Install 100Amp Dp Isolator Switch | Responsive - Ccu:Renew Or Install 100Amp Dp Isolator Switch, unit of measure NO | Responsive-855516 | Y
M3NHFScheduleOfRatesCode | Responsive/Ccu:Install Rcbo | Responsive - Ccu:Install Rcbo, unit of measure NO | Responsive-855517 | Y
M3NHFScheduleOfRatesCode | Responsive/Ccu:Renew Or Install 100Amp Service Connection Box | Responsive - Ccu:Renew Or Install 100Amp Service Connection Box, unit of measure NO | Responsive-855518 | Y
M3NHFScheduleOfRatesCode | Responsive/Ccu:Renew Hrc Fuse | Responsive - Ccu:Renew Hrc Fuse, unit of measure NO | Responsive-855521 | Y | Y | Y | Y | Y
M3NHFScheduleOfRatesCode | Responsive/Ccu:Renew Mounting Board | Responsive - Ccu:Renew Mounting Board, unit of measure NO | Responsive-855525 | Y | Y | Y | Y | Y
M3NHFScheduleOfRatesCode | Responsive/Ccu:Modify Backboard | Responsive - Ccu:Modify Backboard, unit of measure NO | Responsive-855527 | Y | Y | Y | Y | Y
M3NHFScheduleOfRatesCode | Responsive/Ccu:Renew Ne 10 Way Moulded Split Load Unit | Responsive - Ccu:Renew Ne 10 Way Moulded Split Load Unit, unit of measure NO | Responsive-855551 |  | Y | Y | Y | Y
M3NHFScheduleOfRatesCode | Responsive/Ccu:Renew 11 To 14 Way Moulded Split Load Unit | Responsive - Ccu:Renew 11 To 14 Way Moulded Split Load Unit, unit of measure NO | Responsive-855553 |  | Y | Y | Y | Y
M3NHFScheduleOfRatesCode | Responsive/Ccu:Renew 1 Way Moulded Metalclad Unit | Responsive - Ccu:Renew 1 Way Moulded Metalclad Unit, unit of measure NO | Responsive-855600 | Y
M3NHFScheduleOfRatesCode | Responsive/Ccu:Renew 2 Way Moulded Metalclad Unit | Responsive - Ccu:Renew 2 Way Moulded Metalclad Unit, unit of measure NO | Responsive-855601 | Y
M3NHFScheduleOfRatesCode | Responsive/Ccu:Renew Ne 4 Way Moulded Metalclad Unit | Responsive - Ccu:Renew Ne 4 Way Moulded Metalclad Unit, unit of measure NO | Responsive-855603 | Y
M3NHFScheduleOfRatesCode | Responsive/Ccu:Renew Ne 6 Way Moulded Metalclad Unit | Responsive - Ccu:Renew Ne 6 Way Moulded Metalclad Unit, unit of measure NO | Responsive-855605 | Y
M3NHFScheduleOfRatesCode | Responsive/Ccu:Renew 7-12 Way Moulded Metalclad Unit | Responsive - Ccu:Renew 7-12 Way Moulded Metalclad Unit, unit of measure NO | Responsive-855607 | Y
M3NHFScheduleOfRatesCode | Responsive/Ccu:Ren Ne10 Way Moulded Metalclad Split Load Unit | Responsive - Ccu:Ren Ne10 Way Moulded Metalclad Split Load Unit, unit of measure NO | Responsive-855609 | Y
M3NHFScheduleOfRatesCode | Responsive/Ccu:Ren 11-14 Way Moulded Metaclad Split Load Unit | Responsive - Ccu:Ren 11-14 Way Moulded Metaclad Split Load Unit, unit of measure NO | Responsive-855611 | Y
M3NHFScheduleOfRatesCode | Responsive/Switchgear:Renew 100 Amp On/Off | Responsive - Switchgear:Renew 100 Amp On/Off, unit of measure NO | Responsive-855613 | Y
M3NHFScheduleOfRatesCode | Responsive/Light:Renew Flex Lampholder Rose | Responsive - Light:Renew Flex Lampholder Rose, unit of measure NO | Responsive-856103 | Y | Y | Y | Y | Y
M3NHFScheduleOfRatesCode | Responsive/Light:Renew Batten Holder | Responsive - Light:Renew Batten Holder, unit of measure NO | Responsive-856105 | Y | Y | Y | Y | Y
M3NHFScheduleOfRatesCode | Responsive/Lamp Or Batten Holder:Remove And Refix | Responsive - Lamp Or Batten Holder:Remove And Refix, unit of measure NO | Responsive-856107 | Y | Y | Y | Y
M3NHFScheduleOfRatesCode | Responsive/Light Fitting:Renew 2X8W Bulkhead Type | Responsive - Light Fitting:Renew 2X8W Bulkhead Type, unit of measure NO | Responsive-856603 | Y | Y | Y | Y | Y
M3NHFScheduleOfRatesCode | Responsive/Light Fitting:Renew Rampart Light-70 W Type | Responsive - Light Fitting:Renew Rampart Light-70 W Type, unit of measure NO | Responsive-856605 | Y | Y | Y | Y | Y
M3NHFScheduleOfRatesCode | Responsive/Light Fitting:Renew 1000W Security Type | Responsive - Light Fitting:Renew 1000W Security Type, unit of measure NO | Responsive-856607 | Y | Y | Y | Y | Y
M3NHFScheduleOfRatesCode | Responsive/Light Fitting:Renew 16W Lv Bulkhead Type | Responsive - Light Fitting:Renew 16W Lv Bulkhead Type, unit of measure NO | Responsive-856609 | Y | Y | Y | Y | Y
M3NHFScheduleOfRatesCode | Responsive/Light Fitting:Renew 28W Lv Bulkhead Type | Responsive - Light Fitting:Renew 28W Lv Bulkhead Type, unit of measure NO | Responsive-856611 | Y | Y | Y | Y | Y
M3NHFScheduleOfRatesCode | Responsive/Light Fitting:Renew Son-T 70W Amenity Type | Responsive - Light Fitting:Renew Son-T 70W Amenity Type, unit of measure NO | Responsive-856612 | Y
M3NHFScheduleOfRatesCode | Responsive/Light Fitting:Remove And Refix Any Type | Responsive - Light Fitting:Remove And Refix Any Type, unit of measure NO | Responsive-856613 | Y | Y | Y | Y | Y
M3NHFScheduleOfRatesCode | Responsive/Bathroom Light Fitting:Renew With Sealed Unit | Responsive - Bathroom Light Fitting:Renew With Sealed Unit, unit of measure NO | Responsive-856615 | Y | Y | Y | Y | Y
M3NHFScheduleOfRatesCode | Responsive/Light Fitting:Remove And Refix Any Internal Type | Responsive - Light Fitting:Remove And Refix Any Internal Type, unit of measure NO | Responsive-856701 | Y | Y | Y | Y
M3NHFScheduleOfRatesCode | Responsive/Lamp:Renew Ne 100W Bulkhead Lamp | Responsive - Lamp:Renew Ne 100W Bulkhead Lamp, unit of measure NO | Responsive-857001 | Y | Y | Y | Y | Y
M3NHFScheduleOfRatesCode | Responsive/Lamp:Renew 8 Watt Bulkhead Lamp | Responsive - Lamp:Renew 8 Watt Bulkhead Lamp, unit of measure NO | Responsive-857003 | Y | Y | Y | Y | Y
M3NHFScheduleOfRatesCode | Responsive/Lamp:Renew 500W Halogen Lamp | Responsive - Lamp:Renew 500W Halogen Lamp, unit of measure NO | Responsive-857005 | Y | Y | Y | Y | Y
M3NHFScheduleOfRatesCode | Responsive/Lamp:Renew 150W Halogen Lamp | Responsive - Lamp:Renew 150W Halogen Lamp, unit of measure NO | Responsive-857006 | Y | Y | Y | Y | Y
M3NHFScheduleOfRatesCode | Responsive/Lamp:Renew 1000W Halogen Lamp | Responsive - Lamp:Renew 1000W Halogen Lamp, unit of measure NO | Responsive-857007 | Y | Y | Y | Y | Y
M3NHFScheduleOfRatesCode | Responsive/Lamp:Renew 70W Son-T Lamp | Responsive - Lamp:Renew 70W Son-T Lamp, unit of measure NO | Responsive-857015 | Y | Y | Y | Y | Y
M3NHFScheduleOfRatesCode | Responsive/Lamp:Renew 16 Watt 2D Lamp | Responsive - Lamp:Renew 16 Watt 2D Lamp, unit of measure NO | Responsive-857017 | Y | Y | Y | Y | Y
M3NHFScheduleOfRatesCode | Responsive/Lamp:Renew 28 Watt 2D Lamp | Responsive - Lamp:Renew 28 Watt 2D Lamp, unit of measure NO | Responsive-857019 | Y | Y | Y | Y | Y
M3NHFScheduleOfRatesCode | Responsive/Light Fitting:Renew Bulkhead Diffuser | Responsive - Light Fitting:Renew Bulkhead Diffuser, unit of measure NO | Responsive-857501 | Y | Y | Y | Y | Y
M3NHFScheduleOfRatesCode | Responsive/Light Fitting:Renew Single Fluorescent With Tube | Responsive - Light Fitting:Renew Single Fluorescent With Tube, unit of measure NO | Responsive-858101 | Y | Y | Y | Y | Y
M3NHFScheduleOfRatesCode | Responsive/Light Fitting:Renew Double Fluorescent With Tubes | Responsive - Light Fitting:Renew Double Fluorescent With Tubes, unit of measure NO | Responsive-858103 | Y | Y | Y | Y | Y
M3NHFScheduleOfRatesCode | Responsive/Light Fitting:Remove Refix Any Fluorescent Type | Responsive - Light Fitting:Remove Refix Any Fluorescent Type, unit of measure NO | Responsive-858107 | Y | Y | Y | Y | Y
M3NHFScheduleOfRatesCode | Responsive/Light Fitting:Overhaul Fluorescent Any Type | Responsive - Light Fitting:Overhaul Fluorescent Any Type, unit of measure IT | Responsive-858111 | Y | Y | Y | Y | Y
M3NHFScheduleOfRatesCode | Responsive/Light Fitting:Renew Single Fluorescent Diffuser | Responsive - Light Fitting:Renew Single Fluorescent Diffuser, unit of measure NO | Responsive-858301 | Y | Y | Y | Y | Y
M3NHFScheduleOfRatesCode | Responsive/Light Fitting:Renew Double Fluorescent Diffuser | Responsive - Light Fitting:Renew Double Fluorescent Diffuser, unit of measure NO | Responsive-858303 | Y | Y | Y | Y | Y
M3NHFScheduleOfRatesCode | Responsive/Light Fitting:Renew Any Size Fluorescent Tube | Responsive - Light Fitting:Renew Any Size Fluorescent Tube, unit of measure NO | Responsive-858501 | Y | Y | Y | Y | Y
M3NHFScheduleOfRatesCode | Responsive/Lamp:Renew With Pl Low Energy | Responsive - Lamp:Renew With Pl Low Energy, unit of measure NO | Responsive-858701 | Y | Y | Y | Y | Y
M3NHFScheduleOfRatesCode | Responsive/Lamp:Renew With Sl Low Energy | Responsive - Lamp:Renew With Sl Low Energy, unit of measure NO | Responsive-858703 | Y | Y | Y | Y | Y
M3NHFScheduleOfRatesCode | Responsive/Lamp:Renew With Plce To Bulkhead | Responsive - Lamp:Renew With Plce To Bulkhead, unit of measure NO | Responsive-858705 | Y | Y | Y | Y | Y
M3NHFScheduleOfRatesCode | Responsive/Switch Or Outlet:Remove And Refix | Responsive - Switch Or Outlet:Remove And Refix, unit of measure NO | Responsive-860501 | Y | Y | Y | Y | Y
M3NHFScheduleOfRatesCode | Responsive/Switch Or Outlet:Fix Blank Plate | Responsive - Switch Or Outlet:Fix Blank Plate, unit of measure NO | Responsive-860503 | Y | Y | Y | Y | Y
M3NHFScheduleOfRatesCode | Responsive/Switch Or Outlet:Dry Lining Box | Responsive - Switch Or Outlet:Dry Lining Box, unit of measure NO | Responsive-860505 | Y | Y | Y | Y | Y
M3NHFScheduleOfRatesCode | Responsive/Switch Or Outlet:Secure Loose | Responsive - Switch Or Outlet:Secure Loose, unit of measure NO | Responsive-860507 | Y | Y | Y | Y | Y
M3NHFScheduleOfRatesCode | Responsive/Switch:Renew Flush Box | Responsive - Switch:Renew Flush Box, unit of measure NO | Responsive-861001 | Y | Y | Y | Y | Y
M3NHFScheduleOfRatesCode | Responsive/Switch:Renew Surface Box | Responsive - Switch:Renew Surface Box, unit of measure NO | Responsive-861003 | Y | Y | Y | Y | Y
M3NHFScheduleOfRatesCode | Responsive/Switch:Renew 5 Amp Ne 3 Gang Plate | Responsive - Switch:Renew 5 Amp Ne 3 Gang Plate, unit of measure NO | Responsive-861005 | Y | Y | Y | Y | Y
M3NHFScheduleOfRatesCode | Responsive/Switch:Renew 5Amp Ne 3 Gang 2 Way Plate | Responsive - Switch:Renew 5Amp Ne 3 Gang 2 Way Plate, unit of measure NO | Responsive-861007 | Y | Y | Y | Y | Y
M3NHFScheduleOfRatesCode | Responsive/Switch:Renew 5Amp Ne 3 Gang Plate And Box | Responsive - Switch:Renew 5Amp Ne 3 Gang Plate And Box, unit of measure NO | Responsive-861009 | Y | Y | Y | Y | Y
M3NHFScheduleOfRatesCode | Responsive/Switch:Renew 5Amp Ne 3 Gang 2 Way Plate And Box | Responsive - Switch:Renew 5Amp Ne 3 Gang 2 Way Plate And Box, unit of measure NO | Responsive-861011 | Y | Y | Y | Y | Y
M3NHFScheduleOfRatesCode | Responsive/Switch:Renew Ceiling Pull Switch | Responsive - Switch:Renew Ceiling Pull Switch, unit of measure NO | Responsive-861013 | Y | Y | Y | Y | Y
M3NHFScheduleOfRatesCode | Responsive/Switch:Renew Pull Switch Cord | Responsive - Switch:Renew Pull Switch Cord, unit of measure NO | Responsive-861015 | Y | Y | Y | Y | Y
M3NHFScheduleOfRatesCode | Responsive/Socket:Renew Flush Box | Responsive - Socket:Renew Flush Box, unit of measure NO | Responsive-861501 | Y | Y | Y | Y | Y
M3NHFScheduleOfRatesCode | Responsive/Socket:Renew Surface Box | Responsive - Socket:Renew Surface Box, unit of measure NO | Responsive-861503 | Y | Y | Y | Y | Y
M3NHFScheduleOfRatesCode | Responsive/Socket:Renew 13A Single Plate | Responsive - Socket:Renew 13A Single Plate, unit of measure NO | Responsive-861505 | Y | Y | Y | Y | Y
M3NHFScheduleOfRatesCode | Responsive/Socket:Renew 13A Double Plate | Responsive - Socket:Renew 13A Double Plate, unit of measure NO | Responsive-861507 | Y | Y | Y | Y | Y
M3NHFScheduleOfRatesCode | Responsive/Socket:Renew Single Outlet Plate And Box | Responsive - Socket:Renew Single Outlet Plate And Box, unit of measure NO | Responsive-861509 | Y | Y | Y | Y | Y
M3NHFScheduleOfRatesCode | Responsive/Socket:Renew Double Outlet Plate And Box | Responsive - Socket:Renew Double Outlet Plate And Box, unit of measure NO | Responsive-861511 | Y | Y | Y | Y | Y
M3NHFScheduleOfRatesCode | Responsive/Socket:Renew 13A Rcd Outlet | Responsive - Socket:Renew 13A Rcd Outlet, unit of measure NO | Responsive-861513 | Y | Y | Y | Y | Y
M3NHFScheduleOfRatesCode | Responsive/Socket:Single Surface Outlet Plate And Box | Responsive - Socket:Single Surface Outlet Plate And Box, unit of measure NO | Responsive-861515 | Y | Y | Y | Y | Y
M3NHFScheduleOfRatesCode | Responsive/Socket:Install 13A Double Outlet Plate And Box | Responsive - Socket:Install 13A Double Outlet Plate And Box, unit of measure NO | Responsive-861517 | Y | Y | Y | Y | Y
M3NHFScheduleOfRatesCode | Responsive/Socket:Renew Single Unswitched Outlet Plate + Box | Responsive - Socket:Renew Single Unswitched Outlet Plate + Box, unit of measure NO | Responsive-861519 | Y
M3NHFScheduleOfRatesCode | Responsive/Switch:Renew 20A Dp Switch | Responsive - Switch:Renew 20A Dp Switch, unit of measure NO | Responsive-862001 | Y | Y | Y | Y | Y
M3NHFScheduleOfRatesCode | Responsive/Switch:Renew Ne 20A Dp Ceiling Switch | Responsive - Switch:Renew Ne 20A Dp Ceiling Switch, unit of measure NO | Responsive-862003 | Y | Y | Y | Y | Y
M3NHFScheduleOfRatesCode | Responsive/Switch:Renew 15A/45A Dp Ceiling Switch | Responsive - Switch:Renew 15A/45A Dp Ceiling Switch, unit of measure NO | Responsive-862004 | Y
M3NHFScheduleOfRatesCode | Responsive/Socket:Renew 13A Dp Plate With Outlet | Responsive - Socket:Renew 13A Dp Plate With Outlet, unit of measure NO | Responsive-862005 | Y | Y | Y | Y | Y
M3NHFScheduleOfRatesCode | Responsive/Socket:Renew 13A Dp Plate With Indicator | Responsive - Socket:Renew 13A Dp Plate With Indicator, unit of measure NO | Responsive-862007 | Y | Y | Y | Y | Y
M3NHFScheduleOfRatesCode | Responsive/Switch:Renew 20A Dp Switch With Neon | Responsive - Switch:Renew 20A Dp Switch With Neon, unit of measure NO | Responsive-862008 | Y
M3NHFScheduleOfRatesCode | Responsive/Switch:Renew 20A Dp Switch With Neon And Marking | Responsive - Switch:Renew 20A Dp Switch With Neon And Marking, unit of measure NO | Responsive-862010 | Y
M3NHFScheduleOfRatesCode | Responsive/Connection Unit:Renew 13A Fused Switch | Responsive - Connection Unit:Renew 13A Fused Switch, unit of measure NO | Responsive-862012 | Y
M3NHFScheduleOfRatesCode | Responsive/Connection Unit:Renew 13A Fused Switch Neon | Responsive - Connection Unit:Renew 13A Fused Switch Neon, unit of measure NO | Responsive-862014 | Y
M3NHFScheduleOfRatesCode | Responsive/Connection Unit:Renew 13A Fused Unswitched | Responsive - Connection Unit:Renew 13A Fused Unswitched, unit of measure NO | Responsive-862016 | Y
M3NHFScheduleOfRatesCode | Responsive/Connection Unit:Renew 13A Fused Unswitched Neon | Responsive - Connection Unit:Renew 13A Fused Unswitched Neon, unit of measure NO | Responsive-862018 | Y
M3NHFScheduleOfRatesCode | Responsive/Shaver:Renew Shaver Supply Unit | Responsive - Shaver:Renew Shaver Supply Unit, unit of measure NO | Responsive-863001 | Y | Y | Y | Y | Y
M3NHFScheduleOfRatesCode | Responsive/Shaver Light:Install Complete | Responsive - Shaver Light:Install Complete, unit of measure NO | Responsive-863003 | Y | Y | Y | Y | Y
M3NHFScheduleOfRatesCode | Responsive/Shaver Light:Renew Complete | Responsive - Shaver Light:Renew Complete, unit of measure NO | Responsive-863005 | Y | Y | Y | Y | Y
M3NHFScheduleOfRatesCode | Responsive/Lamp:Renew Shaver Lamp | Responsive - Lamp:Renew Shaver Lamp, unit of measure NO | Responsive-863007 | Y | Y | Y | Y | Y
M3NHFScheduleOfRatesCode | Responsive/Cable:Install Bell Wire | Responsive - Cable:Install Bell Wire, unit of measure LM | Responsive-870501 | Y | Y | Y | Y | Y
M3NHFScheduleOfRatesCode | Responsive/Door Bell:Renew Underdome Complete | Responsive - Door Bell:Renew Underdome Complete, unit of measure NO | Responsive-870503 | Y | Y | Y | Y | Y
M3NHFScheduleOfRatesCode | Responsive/Door Bell:Renew Transformer | Responsive - Door Bell:Renew Transformer, unit of measure NO | Responsive-870505 | Y | Y | Y | Y | Y
M3NHFScheduleOfRatesCode | Responsive/Door Bell:Renew Bell Push | Responsive - Door Bell:Renew Bell Push, unit of measure NO | Responsive-870507 | Y | Y | Y | Y | Y
M3NHFScheduleOfRatesCode | Responsive/Door Bell:Overhaul Repair Relocate | Responsive - Door Bell:Overhaul Repair Relocate, unit of measure NO | Responsive-870509 | Y | Y | Y | Y | Y
M3NHFScheduleOfRatesCode | Responsive/Door Bell:Renew Battery Type | Responsive - Door Bell:Renew Battery Type, unit of measure NO | Responsive-870511 | Y | Y | Y | Y | Y
M3NHFScheduleOfRatesCode | Responsive/Door Bell:Renew Wireless Type | Responsive - Door Bell:Renew Wireless Type, unit of measure NO | Responsive-870513 | Y | Y | Y | Y | Y
M3NHFScheduleOfRatesCode | Responsive/Door Entry:Renew Intercom Kit | Responsive - Door Entry:Renew Intercom Kit, unit of measure NO | Responsive-871003 | Y | Y | Y | Y | Y
M3NHFScheduleOfRatesCode | Responsive/Door Entry:Install Extra Phone | Responsive - Door Entry:Install Extra Phone, unit of measure NO | Responsive-871007 | Y | Y | Y | Y | Y
M3NHFScheduleOfRatesCode | Responsive/Door Entry:Renew Electric Latch | Responsive - Door Entry:Renew Electric Latch, unit of measure NO | Responsive-871009 | Y | Y | Y | Y | Y
M3NHFScheduleOfRatesCode | Responsive/Door Entry:Renew Electric Latch Keeper | Responsive - Door Entry:Renew Electric Latch Keeper, unit of measure NO | Responsive-871010 | Y
M3NHFScheduleOfRatesCode | Responsive/Door Entry:Renew 6 Core Cabling | Responsive - Door Entry:Renew 6 Core Cabling, unit of measure LM | Responsive-871011 | Y | Y | Y | Y | Y
M3NHFScheduleOfRatesCode | Responsive/Door Entry:Renew 8 Core Cabling | Responsive - Door Entry:Renew 8 Core Cabling, unit of measure LM | Responsive-871013 | Y
M3NHFScheduleOfRatesCode | Responsive/Door Entry:Renew Transformer | Responsive - Door Entry:Renew Transformer, unit of measure NO | Responsive-871014 | Y
M3NHFScheduleOfRatesCode | Responsive/Fire Alarm:Renew Break Glass Unit | Responsive - Fire Alarm:Renew Break Glass Unit, unit of measure NO | Responsive-871101 | Y | Y | Y | Y | Y
M3NHFScheduleOfRatesCode | Responsive/Fire Alarm:Renew Xenon Flasher | Responsive - Fire Alarm:Renew Xenon Flasher, unit of measure NO | Responsive-871103 | Y | Y | Y | Y | Y
M3NHFScheduleOfRatesCode | Responsive/Fire Alarm:Renew 150Mm Bell | Responsive - Fire Alarm:Renew 150Mm Bell, unit of measure NO | Responsive-871105 | Y | Y | Y | Y | Y
M3NHFScheduleOfRatesCode | Responsive/Fire Alarm:Renew 225Mm Bell | Responsive - Fire Alarm:Renew 225Mm Bell, unit of measure NO | Responsive-871107 | Y | Y | Y | Y | Y
M3NHFScheduleOfRatesCode | Responsive/Fire Alarm:Renew Buzzer | Responsive - Fire Alarm:Renew Buzzer, unit of measure NO | Responsive-871109 | Y | Y | Y | Y | Y
M3NHFScheduleOfRatesCode | Responsive/Fire Alarm:Renew Siren | Responsive - Fire Alarm:Renew Siren, unit of measure NO | Responsive-871111 | Y | Y | Y | Y | Y
M3NHFScheduleOfRatesCode | Responsive/Fire Alarm:Renew Warbler | Responsive - Fire Alarm:Renew Warbler, unit of measure NO | Responsive-871113 | Y | Y | Y | Y | Y
M3NHFScheduleOfRatesCode | Responsive/Fire Alarm:Renew Door Release Unit | Responsive - Fire Alarm:Renew Door Release Unit, unit of measure NO | Responsive-871115 | Y | Y | Y | Y | Y
M3NHFScheduleOfRatesCode | Responsive/Fire Alarm:Renew 6 Zones Panel | Responsive - Fire Alarm:Renew 6 Zones Panel, unit of measure IT | Responsive-871117 | Y | Y | Y | Y | Y
M3NHFScheduleOfRatesCode | Responsive/Fire Alarm:Service Any Type | Responsive - Fire Alarm:Service Any Type, unit of measure IT | Responsive-871118 | Y | Y | Y | Y | Y
M3NHFScheduleOfRatesCode | Responsive/Burglar Alarm:Service Any Type | Responsive - Burglar Alarm:Service Any Type, unit of measure IT | Responsive-871401 | Y | Y | Y | Y | Y
M3NHFScheduleOfRatesCode | Responsive/Burglar Alarm:Reset Codes | Responsive - Burglar Alarm:Reset Codes, unit of measure IT | Responsive-871403 | Y | Y | Y | Y | Y
M3NHFScheduleOfRatesCode | Responsive/Tv Outlet:Remove, Reconnect, Refix | Responsive - Tv Outlet:Remove, Reconnect, Refix, unit of measure NO | Responsive-871501 | Y | Y | Y | Y | Y
M3NHFScheduleOfRatesCode | Responsive/Tv Outlet:Renew Flush Or Surface Box | Responsive - Tv Outlet:Renew Flush Or Surface Box, unit of measure NO | Responsive-871503 | Y | Y | Y | Y | Y
M3NHFScheduleOfRatesCode | Responsive/Tv Aerial:Rewire Coaxial Ne 10M | Responsive - Tv Aerial:Rewire Coaxial Ne 10M, unit of measure IT | Responsive-871505 | Y | Y | Y | Y | Y
M3NHFScheduleOfRatesCode | Responsive/Tv Aerial:Rewire Coaxial 10-20M | Responsive - Tv Aerial:Rewire Coaxial 10-20M, unit of measure IT | Responsive-871507 | Y | Y | Y | Y | Y
M3NHFScheduleOfRatesCode | Responsive/Tv Aerial:Rewire Coaxial Over 20M | Responsive - Tv Aerial:Rewire Coaxial Over 20M, unit of measure IT | Responsive-871509 | Y | Y | Y | Y | Y
M3NHFScheduleOfRatesCode | Responsive/Tv Aerial:Loft Installation Complete | Responsive - Tv Aerial:Loft Installation Complete, unit of measure IT | Responsive-871513 | Y | Y | Y | Y | Y
M3NHFScheduleOfRatesCode | Responsive/Communal Tv Aerial:Attend Fault | Responsive - Communal Tv Aerial:Attend Fault, unit of measure IT | Responsive-871515 | Y | Y | Y | Y | Y
M3NHFScheduleOfRatesCode | Responsive/Cctv:Service Any Type | Responsive - Cctv:Service Any Type, unit of measure IT | Responsive-871603 | Y | Y | Y | Y | Y
M3NHFScheduleOfRatesCode | Responsive/Smoke Detector:Install Battery Operated Type | Responsive - Smoke Detector:Install Battery Operated Type, unit of measure NO | Responsive-872003 | Y | Y | Y | Y | Y
M3NHFScheduleOfRatesCode | Responsive/Smoke Detector:Install Mains Optical Type | Responsive - Smoke Detector:Install Mains Optical Type, unit of measure NO | Responsive-872008 | Y | Y | Y | Y | Y
M3NHFScheduleOfRatesCode | Responsive/Smoke Detector:Install Mains Ionisation Type | Responsive - Smoke Detector:Install Mains Ionisation Type, unit of measure NO | Responsive-872010 | Y | Y | Y | Y | Y
M3NHFScheduleOfRatesCode | Responsive/Smoke Detectors:Install Optical Ionisation System | Responsive - Smoke Detectors:Install Optical Ionisation System, unit of measure IT | Responsive-872015 | Y | Y | Y | Y | Y
M3NHFScheduleOfRatesCode | Responsive/Smoke Detector:Install Additional Detector | Responsive - Smoke Detector:Install Additional Detector, unit of measure NO | Responsive-872017 | Y | Y | Y | Y | Y
M3NHFScheduleOfRatesCode | Responsive/Smoke Detector:Renew With Optical Type | Responsive - Smoke Detector:Renew With Optical Type, unit of measure NO | Responsive-872020 | Y | Y | Y | Y | Y
M3NHFScheduleOfRatesCode | Responsive/Smoke Detector:Renew With Ionisation Type | Responsive - Smoke Detector:Renew With Ionisation Type, unit of measure NO | Responsive-872023 | Y | Y | Y | Y | Y
M3NHFScheduleOfRatesCode | Responsive/Smoke Detector:Service And Overhaul Hard Wire | Responsive - Smoke Detector:Service And Overhaul Hard Wire, unit of measure NO | Responsive-872025 | Y | Y | Y | Y | Y
M3NHFScheduleOfRatesCode | Responsive/Smoke Detector:Service And Overhaul Battery | Responsive - Smoke Detector:Service And Overhaul Battery, unit of measure NO | Responsive-872027 | Y | Y | Y | Y | Y
M3NHFScheduleOfRatesCode | Responsive/Smoke Detector:Install Wireless Optical Type | Responsive - Smoke Detector:Install Wireless Optical Type, unit of measure NO | Responsive-872031 | Y | Y | Y
M3NHFScheduleOfRatesCode | Responsive/Smoke Detector:Install Wireless Ionisation Type | Responsive - Smoke Detector:Install Wireless Ionisation Type, unit of measure NO | Responsive-872033 | Y | Y | Y
M3NHFScheduleOfRatesCode | Responsive/Smoke Detectors:Install Wireless System | Responsive - Smoke Detectors:Install Wireless System, unit of measure IT | Responsive-872035 | Y | Y | Y
M3NHFScheduleOfRatesCode | Responsive/Smoke Detector:Install Additional Wireless | Responsive - Smoke Detector:Install Additional Wireless, unit of measure NO | Responsive-872037 | Y | Y | Y
M3NHFScheduleOfRatesCode | Responsive/Smoke Detector:Renew With Wireless Optical | Responsive - Smoke Detector:Renew With Wireless Optical, unit of measure NO | Responsive-872039 | Y | Y | Y
M3NHFScheduleOfRatesCode | Responsive/Smoke Detector:Renew With Wireless Ionisation | Responsive - Smoke Detector:Renew With Wireless Ionisation, unit of measure NO | Responsive-872041 | Y | Y | Y
M3NHFScheduleOfRatesCode | Responsive/Smoke/Heat Detector:Renew Circuit | Responsive - Smoke/Heat Detector:Renew Circuit, unit of measure NO | Responsive-872043 | Y
M3NHFScheduleOfRatesCode | Responsive/Smoke/Heat Detector:Renew Circuit Disabled | Responsive - Smoke/Heat Detector:Renew Circuit Disabled, unit of measure NO | Responsive-872045 | Y
M3NHFScheduleOfRatesCode | Responsive/Heat Detector:Install | Responsive - Heat Detector:Install, unit of measure NO | Responsive-872101 | Y | Y | Y | Y | Y
M3NHFScheduleOfRatesCode | Responsive/Heat Detector:Install Wireless | Responsive - Heat Detector:Install Wireless, unit of measure NO | Responsive-872103 | Y | Y | Y
M3NHFScheduleOfRatesCode | Responsive/Heat Detector:Service And Overhaul Hard Wire | Responsive - Heat Detector:Service And Overhaul Hard Wire, unit of measure IT | Responsive-872105 | Y
M3NHFScheduleOfRatesCode | Responsive/Carbon Monoxide Detector:Install Mains Operated | Responsive - Carbon Monoxide Detector:Install Mains Operated, unit of measure NO | Responsive-872201 | Y | Y | Y | Y | Y
M3NHFScheduleOfRatesCode | Responsive/Carbon Monoxide Detector:Install Wireless | Responsive - Carbon Monoxide Detector:Install Wireless, unit of measure NO | Responsive-872202 | Y | Y | Y
M3NHFScheduleOfRatesCode | Responsive/Carbon Monoxide Detector:Service Overhaul Wired | Responsive - Carbon Monoxide Detector:Service Overhaul Wired, unit of measure NO | Responsive-872203 | Y | Y | Y | Y | Y
M3NHFScheduleOfRatesCode | Responsive/Carbon Monoxide Detector:Install Battery Type | Responsive - Carbon Monoxide Detector:Install Battery Type, unit of measure NO | Responsive-872205 | Y | Y | Y | Y | Y
M3NHFScheduleOfRatesCode | Responsive/Gas Detector:Install | Responsive - Gas Detector:Install, unit of measure NO | Responsive-872301 | Y | Y | Y | Y | Y
M3NHFScheduleOfRatesCode | Responsive/Gas Detector:Install Wireless | Responsive - Gas Detector:Install Wireless, unit of measure NO | Responsive-872303 | Y | Y | Y
M3NHFScheduleOfRatesCode | Responsive/Waste Disposal:Response And Repair | Responsive - Waste Disposal:Response And Repair, unit of measure NO | Responsive-872523 | Y | Y | Y | Y | Y
M3NHFScheduleOfRatesCode | Responsive/Time Switch:Reset Clock Or Switch | Responsive - Time Switch:Reset Clock Or Switch, unit of measure NO | Responsive-880101 | Y | Y | Y | Y | Y
M3NHFScheduleOfRatesCode | Responsive/Time Switch:Repair Switch Clock | Responsive - Time Switch:Repair Switch Clock, unit of measure NO | Responsive-880103 | Y | Y | Y | Y | Y
M3NHFScheduleOfRatesCode | Responsive/Time Switch:Renew Switch Clock | Responsive - Time Switch:Renew Switch Clock, unit of measure NO | Responsive-880105 | Y | Y | Y | Y | Y
M3NHFScheduleOfRatesCode | Responsive/Time Switch:Renew Photo Electric Type | Responsive - Time Switch:Renew Photo Electric Type, unit of measure NO | Responsive-880107 | Y | Y | Y | Y | Y
M3NHFScheduleOfRatesCode | Responsive/Time Switch:Renew With Photo Electric Type | Responsive - Time Switch:Renew With Photo Electric Type, unit of measure NO | Responsive-880109 | Y | Y | Y | Y | Y
M3NHFScheduleOfRatesCode | Responsive/Time Switch:Renew Passive Infra Red | Responsive - Time Switch:Renew Passive Infra Red, unit of measure NO | Responsive-880111 | Y | Y | Y | Y | Y
M3NHFScheduleOfRatesCode | Responsive/External Light:Install 150W Pir Unit Complete | Responsive - External Light:Install 150W Pir Unit Complete, unit of measure NO | Responsive-880112 | Y | Y | Y | Y | Y
M3NHFScheduleOfRatesCode | Responsive/External Light:Install 1000W Pir Unit Complete | Responsive - External Light:Install 1000W Pir Unit Complete, unit of measure NO | Responsive-880113 | Y | Y | Y | Y | Y
M3NHFScheduleOfRatesCode | Responsive/External Light:Install 500W Pir Unit Complete | Responsive - External Light:Install 500W Pir Unit Complete, unit of measure NO | Responsive-880114 | Y | Y | Y | Y | Y
M3NHFScheduleOfRatesCode | Responsive/Time Switch:Renew With Time Lag Switch | Responsive - Time Switch:Renew With Time Lag Switch, unit of measure NO | Responsive-880115 | Y | Y | Y | Y | Y
M3NHFScheduleOfRatesCode | Responsive/Time Switch:Reset Clock Switch To Car Park Lights | Responsive - Time Switch:Reset Clock Switch To Car Park Lights, unit of measure IT | Responsive-880501 | Y | Y | Y | Y
M3NHFScheduleOfRatesCode | Responsive/Lighting Column:Overhaul Bollard Type | Responsive - Lighting Column:Overhaul Bollard Type, unit of measure IT | Responsive-880601 | Y | Y | Y | Y
M3NHFScheduleOfRatesCode | Responsive/Lighting Column:Overhaul Bollard Type - Ballast | Responsive - Lighting Column:Overhaul Bollard Type - Ballast, unit of measure IT | Responsive-880602 | Y | Y | Y
M3NHFScheduleOfRatesCode | Responsive/Lighting Column:Overhaul Street Light Type | Responsive - Lighting Column:Overhaul Street Light Type, unit of measure IT | Responsive-880603 | Y | Y | Y | Y
M3NHFScheduleOfRatesCode | Responsive/Lighting Column:Overhaul Street Light Type-Ballast | Responsive - Lighting Column:Overhaul Street Light Type-Ballast, unit of measure IT | Responsive-880604 | Y | Y | Y
M3NHFScheduleOfRatesCode | Responsive/Emergency Lighting:Renew Self Contained Fitting | Responsive - Emergency Lighting:Renew Self Contained Fitting, unit of measure NO | Responsive-881001 | Y | Y | Y | Y | Y
M3NHFScheduleOfRatesCode | Responsive/Emergency Lighting:Renew Exit Sign | Responsive - Emergency Lighting:Renew Exit Sign, unit of measure NO | Responsive-881003 | Y | Y | Y | Y | Y
M3NHFScheduleOfRatesCode | Responsive/Emergency Lighting:Service Any Type | Responsive - Emergency Lighting:Service Any Type, unit of measure NO | Responsive-881004 | Y | Y | Y | Y | Y
M3NHFScheduleOfRatesCode | Responsive/Emergency Lighting:Renew Battery To Fitting | Responsive - Emergency Lighting:Renew Battery To Fitting, unit of measure NO | Responsive-881009 | Y | Y | Y | Y | Y
M3NHFScheduleOfRatesCode | Responsive/Electric Cooker:Locate Fault | Responsive - Electric Cooker:Locate Fault, unit of measure IT | Responsive-882001 | Y | Y | Y | Y | Y
M3NHFScheduleOfRatesCode | Responsive/Electric Cooker:Locate Fault And Repair | Responsive - Electric Cooker:Locate Fault And Repair, unit of measure IT | Responsive-882011 | Y | Y | Y | Y | Y
M3NHFScheduleOfRatesCode | Responsive/Electric Cooker:Renewal 4 Plate Type | Responsive - Electric Cooker:Renewal 4 Plate Type, unit of measure NO | Responsive-882021 | Y | Y | Y | Y | Y
M3NHFScheduleOfRatesCode | Responsive/Electric Cooker:Renew 2 Plate Type Hob Unit | Responsive - Electric Cooker:Renew 2 Plate Type Hob Unit, unit of measure NO | Responsive-882023 | Y | Y | Y | Y | Y
M3NHFScheduleOfRatesCode | Responsive/Electric Cooker:Renew Built In Hob Unit | Responsive - Electric Cooker:Renew Built In Hob Unit, unit of measure NO | Responsive-882025 | Y | Y | Y
M3NHFScheduleOfRatesCode | Responsive/Electric Cooker:Renew Grill Pan | Responsive - Electric Cooker:Renew Grill Pan, unit of measure NO | Responsive-882031 | Y | Y | Y | Y | Y
M3NHFScheduleOfRatesCode | Responsive/Electric Cooker:Renew Grill Pan Grid | Responsive - Electric Cooker:Renew Grill Pan Grid, unit of measure NO | Responsive-882032 | Y | Y | Y | Y | Y
M3NHFScheduleOfRatesCode | Responsive/Electric Cooker:Renew Top Plate | Responsive - Electric Cooker:Renew Top Plate, unit of measure NO | Responsive-882033 | Y | Y | Y | Y | Y
M3NHFScheduleOfRatesCode | Responsive/Electric Cooker:Renew Cake Tray | Responsive - Electric Cooker:Renew Cake Tray, unit of measure NO | Responsive-882034 | Y | Y | Y | Y | Y
M3NHFScheduleOfRatesCode | Responsive/Electric Cooker:Renew Control Knob | Responsive - Electric Cooker:Renew Control Knob, unit of measure NO | Responsive-882035 | Y | Y | Y | Y | Y
M3NHFScheduleOfRatesCode | Responsive/Electric Cooker:Renew Grill Pan Handle | Responsive - Electric Cooker:Renew Grill Pan Handle, unit of measure NO | Responsive-882036 | Y | Y | Y | Y | Y
M3NHFScheduleOfRatesCode | Responsive/Electric Cooker:Renew Oven Door | Responsive - Electric Cooker:Renew Oven Door, unit of measure NO | Responsive-882037 | Y | Y | Y | Y | Y
M3NHFScheduleOfRatesCode | Responsive/Electric Cooker:Renew Self Cleaning Panel | Responsive - Electric Cooker:Renew Self Cleaning Panel, unit of measure NO | Responsive-882038 | Y | Y | Y | Y | Y
M3NHFScheduleOfRatesCode | Responsive/Electric Cooker:Renew Built In Oven Unit | Responsive - Electric Cooker:Renew Built In Oven Unit, unit of measure NO | Responsive-882051 | Y | Y | Y
M3NHFScheduleOfRatesCode | Responsive/Washing Machine:Renew | Responsive - Washing Machine:Renew, unit of measure NO | Responsive-882121 | Y | Y | Y | Y | Y
M3NHFScheduleOfRatesCode | Responsive/Tumble Dryer:Renew | Responsive - Tumble Dryer:Renew, unit of measure NO | Responsive-882123 | Y | Y | Y | Y | Y
M3NHFScheduleOfRatesCode | Responsive/Refrigerator:Renew Ne 150 Litre | Responsive - Refrigerator:Renew Ne 150 Litre, unit of measure NO | Responsive-882221 | Y | Y | Y | Y | Y
M3NHFScheduleOfRatesCode | Responsive/Refrigerator:Renew Ne 200 Litre | Responsive - Refrigerator:Renew Ne 200 Litre, unit of measure NO | Responsive-882223 | Y | Y | Y | Y | Y
M3NHFScheduleOfRatesCode | Responsive/Refrigerator:Renew Ne 300 Litre | Responsive - Refrigerator:Renew Ne 300 Litre, unit of measure NO | Responsive-882225 | Y | Y | Y | Y | Y
M3NHFScheduleOfRatesCode | Responsive/Refrigerator:Renew Freeze Door | Responsive - Refrigerator:Renew Freeze Door, unit of measure NO | Responsive-882231 | Y | Y | Y | Y | Y
M3NHFScheduleOfRatesCode | Responsive/Refrigerator:Renew Glass Shelf | Responsive - Refrigerator:Renew Glass Shelf, unit of measure NO | Responsive-882232 | Y | Y | Y | Y | Y
M3NHFScheduleOfRatesCode | Responsive/Refrigerator:Renew Wire Shelf | Responsive - Refrigerator:Renew Wire Shelf, unit of measure NO | Responsive-882233 | Y | Y | Y | Y | Y
M3NHFScheduleOfRatesCode | Responsive/Refrigerator:Renew Drip Shelf | Responsive - Refrigerator:Renew Drip Shelf, unit of measure NO | Responsive-882234 | Y | Y | Y | Y | Y
M3NHFScheduleOfRatesCode | Responsive/Refrigerator:Renew Butter Tray Flap | Responsive - Refrigerator:Renew Butter Tray Flap, unit of measure NO | Responsive-882235 | Y | Y | Y | Y | Y
M3NHFScheduleOfRatesCode | Responsive/Refrigerator:Renew Salad Box/Tray | Responsive - Refrigerator:Renew Salad Box/Tray, unit of measure NO | Responsive-882236 | Y | Y | Y | Y | Y
M3NHFScheduleOfRatesCode | Responsive/Refrigerator:Renew Bottle Rail | Responsive - Refrigerator:Renew Bottle Rail, unit of measure NO | Responsive-882237 | Y | Y | Y | Y | Y
M3NHFScheduleOfRatesCode | Responsive/Refrigerator:Renew Door Insert | Responsive - Refrigerator:Renew Door Insert, unit of measure NO | Responsive-882238 | Y | Y | Y | Y | Y
M3NHFScheduleOfRatesCode | Responsive/Deep Freeze:Renew 200 Litre | Responsive - Deep Freeze:Renew 200 Litre, unit of measure NO | Responsive-882321 | Y | Y | Y | Y | Y
M3NHFScheduleOfRatesCode | Responsive/Deep Freeze:Renew 350 Litre | Responsive - Deep Freeze:Renew 350 Litre, unit of measure NO | Responsive-882323 | Y | Y | Y | Y | Y
M3NHFScheduleOfRatesCode | Responsive/Domestic Appliance:Annual Test | Responsive - Domestic Appliance:Annual Test, unit of measure NO | Responsive-882411 | Y | Y | Y | Y | Y
M3NHFScheduleOfRatesCode | Responsive/Domestic Appliance:Response Call-Out | Responsive - Domestic Appliance:Response Call-Out, unit of measure IT | Responsive-882503 | Y | Y | Y | Y | Y
M3NHFScheduleOfRatesCode | Responsive/Domestic Appliance:Response And Repair Ne £35.00 | Responsive - Domestic Appliance:Response And Repair Ne £35.00, unit of measure IT | Responsive-882505 | Y | Y | Y | Y | Y
M3NHFScheduleOfRatesCode | Responsive/Domestic Appliance:Response And Repair Upto £85.00 | Responsive - Domestic Appliance:Response And Repair Upto £85.00, unit of measure IT | Responsive-882507 | Y | Y | Y | Y | Y
M3NHFScheduleOfRatesCode | Responsive/Dishwashing Machine:Renew Freestanding | Responsive - Dishwashing Machine:Renew Freestanding, unit of measure NO | Responsive-882601 | Y | Y | Y
M3NHFScheduleOfRatesCode | Responsive/Dishwashing Machine:Renew Integrated | Responsive - Dishwashing Machine:Renew Integrated, unit of measure NO | Responsive-882603 | Y | Y | Y
M3NHFScheduleOfRatesCode | Responsive/Inspect:Landlords Lights Ne 4 Floors | Responsive - Inspect:Landlords Lights Ne 4 Floors, unit of measure IT | Responsive-885001 | Y | Y | Y | Y | Y
M3NHFScheduleOfRatesCode | Responsive/Testing:Three Monthly Test Emergency Lighting | Responsive - Testing:Three Monthly Test Emergency Lighting, unit of measure IT | Responsive-885003 | Y | Y | Y | Y | Y
M3NHFScheduleOfRatesCode | Responsive/Testing:Monthly Test Emergency Lighting | Responsive - Testing:Monthly Test Emergency Lighting, unit of measure IT | Responsive-885005 | Y | Y | Y | Y | Y
M3NHFScheduleOfRatesCode | Responsive/Power:Temporary Connection | Responsive - Power:Temporary Connection, unit of measure NO | Responsive-891001 | Y | Y | Y | Y | Y
M3NHFScheduleOfRatesCode | Responsive/Light:Temporary Connection | Responsive - Light:Temporary Connection, unit of measure NO | Responsive-891003 | Y | Y | Y | Y | Y
M3NHFScheduleOfRatesCode | Responsive/Power And Light:Temporary Connection | Responsive - Power And Light:Temporary Connection, unit of measure NO | Responsive-891005 | Y | Y | Y | Y | Y
M3NHFScheduleOfRatesCode | Responsive/Heater:Supply Temporary 3Kw Heater [Rate Per Week] | Responsive - Heater:Supply Temporary 3Kw Heater [Rate Per Week], unit of measure WK | Responsive-891007 | Y | Y | Y | Y | Y
M3NHFScheduleOfRatesCode | Responsive/Water Heater:Supply Temporary [Rate Per Week] | Responsive - Water Heater:Supply Temporary [Rate Per Week], unit of measure WK | Responsive-891009 | Y | Y | Y | Y | Y
M3NHFScheduleOfRatesCode | Responsive/De-Humidifier:Supply Temporary [Rate Per Week] | Responsive - De-Humidifier:Supply Temporary [Rate Per Week], unit of measure WK | Responsive-891011 | Y | Y | Y | Y | Y
M3NHFScheduleOfRatesCode | Responsive/Wet-Vac:Supply Temporary [Rate Per Week] | Responsive - Wet-Vac:Supply Temporary [Rate Per Week], unit of measure WK | Responsive-891013 | Y | Y | Y | Y | Y
M3NHFScheduleOfRatesCode | Responsive/Earth:Cross Bond Plumbing | Responsive - Earth:Cross Bond Plumbing, unit of measure IT | Responsive-892001 | Y | Y | Y | Y | Y
M3NHFScheduleOfRatesCode | Responsive/Earth:Renew Main Equipotential Bonding | Responsive - Earth:Renew Main Equipotential Bonding, unit of measure IT | Responsive-892019 | Y | Y | Y | Y | Y
M3NHFScheduleOfRatesCode | Responsive/Earth:Install Electrode And Cable | Responsive - Earth:Install Electrode And Cable, unit of measure NO | Responsive-892023 | Y | Y | Y | Y | Y
M3NHFScheduleOfRatesCode | Responsive/Earth:Refix Electrode | Responsive - Earth:Refix Electrode, unit of measure NO | Responsive-892025 | Y | Y | Y | Y | Y
M3NHFScheduleOfRatesCode | Responsive/Earth:Install Earthbond Complete | Responsive - Earth:Install Earthbond Complete, unit of measure IT | Responsive-892027 | Y | Y | Y | Y | Y
M3NHFScheduleOfRatesCode | Responsive/Earth:Cross Bond Bathroom/Wetroom | Responsive - Earth:Cross Bond Bathroom/Wetroom, unit of measure IT | Responsive-892050 | Y | Y | Y | Y | Y
M3NHFScheduleOfRatesCode | Responsive/Earth:Supplementary Equipotential Bonding Any Item | Responsive - Earth:Supplementary Equipotential Bonding Any Item, unit of measure IT | Responsive-892107 | Y | Y | Y | Y | Y
M3NHFScheduleOfRatesCode | Responsive/Earth:Install 16Mm Cable | Responsive - Earth:Install 16Mm Cable, unit of measure LM | Responsive-892109 | Y | Y | Y | Y | Y
M3NHFScheduleOfRatesCode | Responsive/Earth:Reconnect Earth Bond | Responsive - Earth:Reconnect Earth Bond, unit of measure IT | Responsive-892111 | Y | Y | Y | Y | Y
M3NHFScheduleOfRatesCode | Responsive/Test:Occupied Property Certificate | Responsive - Test:Occupied Property Certificate, unit of measure IT | Responsive-895001 | Y | Y | Y | Y | Y
M3NHFScheduleOfRatesCode | Responsive/Test:Occupied Property Post Repairs Certificate | Responsive - Test:Occupied Property Post Repairs Certificate, unit of measure IT | Responsive-895002 | Y | Y | Y | Y | Y
M3NHFScheduleOfRatesCode | Responsive/Test:Occupied Property And Report | Responsive - Test:Occupied Property And Report, unit of measure IT | Responsive-895003 | Y | Y | Y | Y | Y
M3NHFScheduleOfRatesCode | Responsive/Portable Appliance:Annual Test - Only Item | Responsive - Portable Appliance:Annual Test - Only Item, unit of measure NO | Responsive-895501 | Y | Y | Y | Y | Y
M3NHFScheduleOfRatesCode | Responsive/Portable Appliance:Annual Test - 2-3 Items | Responsive - Portable Appliance:Annual Test - 2-3 Items, unit of measure NO | Responsive-895503 | Y | Y | Y | Y | Y
M3NHFScheduleOfRatesCode | Responsive/Portable Appliance:Annual Test - 4-10 Items | Responsive - Portable Appliance:Annual Test - 4-10 Items, unit of measure NO | Responsive-895505 | Y | Y | Y | Y | Y
M3NHFScheduleOfRatesCode | Responsive/Portable Appliance:Annual Test - Over 10 Items | Responsive - Portable Appliance:Annual Test - Over 10 Items, unit of measure NO | Responsive-895507 | Y | Y | Y | Y | Y
M3NHFScheduleOfRatesCode | Responsive/Test:Unoccupied Property Certificate | Responsive - Test:Unoccupied Property Certificate, unit of measure IT | Responsive-896001 | Y | Y | Y | Y | Y
M3NHFScheduleOfRatesCode | Responsive/Test:Unoccupied Property Report | Responsive - Test:Unoccupied Property Report, unit of measure IT | Responsive-896003 | Y | Y | Y | Y | Y
M3NHFScheduleOfRatesCode | Responsive/Severe Penetration:Disconnect Repair Test | Responsive - Severe Penetration:Disconnect Repair Test, unit of measure IT | Responsive-897003 | Y | Y | Y | Y | Y
M3NHFScheduleOfRatesCode | Responsive/Client Inspection:Electrical | Responsive - Client Inspection:Electrical, unit of measure IT | Responsive-898001 | Y | Y | Y | Y | Y
M3NHFScheduleOfRatesCode | Responsive/Electrical Fault:Inspect, Test, Reset | Responsive - Electrical Fault:Inspect, Test, Reset, unit of measure IT | Responsive-898051 | Y
M3NHFScheduleOfRatesCode | Responsive/Stairlift:Obtain Quote And Attend | Responsive - Stairlift:Obtain Quote And Attend, unit of measure IT | Responsive-910001 | Y | Y | Y | Y | Y
M3NHFScheduleOfRatesCode | Responsive/Stairlift:Install Fused Spur | Responsive - Stairlift:Install Fused Spur, unit of measure NO | Responsive-910003 | Y | Y | Y | Y | Y
M3NHFScheduleOfRatesCode | Responsive/Stairlift:Install Fused Spur And Way | Responsive - Stairlift:Install Fused Spur And Way, unit of measure NO | Responsive-910005 | Y | Y | Y | Y | Y
M3NHFScheduleOfRatesCode | Responsive/Consumer Unit:Reposition | Responsive - Consumer Unit:Reposition, unit of measure IT | Responsive-921001 | Y | Y | Y | Y | Y
M3NHFScheduleOfRatesCode | Responsive/Socket:Raise Height-Mini Trunk Or Kit | Responsive - Socket:Raise Height-Mini Trunk Or Kit, unit of measure IT | Responsive-922001 | Y | Y | Y | Y | Y
M3NHFScheduleOfRatesCode | Responsive/Socket:Lower Height-Mini Trunk Or Kit | Responsive - Socket:Lower Height-Mini Trunk Or Kit, unit of measure IT | Responsive-922004 | Y
M3NHFScheduleOfRatesCode | Responsive/Switch:Replace With Wide Rocker | Responsive - Switch:Replace With Wide Rocker, unit of measure NO | Responsive-923001 | Y | Y | Y | Y | Y
M3NHFScheduleOfRatesCode | Responsive/Switch:Lower Any Switch | Responsive - Switch:Lower Any Switch, unit of measure IT | Responsive-923003 | Y | Y | Y | Y | Y
M3NHFScheduleOfRatesCode | Responsive/Thermostat:Lower Position | Responsive - Thermostat:Lower Position, unit of measure IT | Responsive-924001 | Y | Y | Y | Y | Y
M3NHFScheduleOfRatesCode | Responsive/Door Entry:Remote Lock System | Responsive - Door Entry:Remote Lock System, unit of measure IT | Responsive-931001 | Y | Y | Y | Y | Y
M3NHFScheduleOfRatesCode | Responsive/Door Entry:Supply And Fix Visual Aid | Responsive - Door Entry:Supply And Fix Visual Aid, unit of measure IT | Responsive-931003 | Y | Y | Y | Y | Y
M3NHFScheduleOfRatesCode | Responsive/Telephone:Supply And Fix Visual Aid | Responsive - Telephone:Supply And Fix Visual Aid, unit of measure IT | Responsive-931005 | Y | Y | Y | Y | Y
M3NHFScheduleOfRatesCode | Responsive/Smoke Detector:Install Visual Aid Type | Responsive - Smoke Detector:Install Visual Aid Type, unit of measure NO | Responsive-932001 | Y | Y | Y | Y | Y
M3NHFScheduleOfRatesCode | Responsive/Smoke Detector:Install Visual Aid Vibrating Pads | Responsive - Smoke Detector:Install Visual Aid Vibrating Pads, unit of measure NO | Responsive-932003 | Y
M3NHFScheduleOfRatesCode | Responsive/Smoke Detector:Renew With Visual Aid Type | Responsive - Smoke Detector:Renew With Visual Aid Type, unit of measure NO | Responsive-932004 | Y
M3NHFScheduleOfRatesCode | Responsive/Grab Bar:Supply 305Mm Straight | Responsive - Grab Bar:Supply 305Mm Straight, unit of measure NO | Responsive-941001 | Y | Y | Y | Y | Y
M3NHFScheduleOfRatesCode | Responsive/Grab Bar:Supply 450Mm Straight | Responsive - Grab Bar:Supply 450Mm Straight, unit of measure NO | Responsive-941002 | Y | Y | Y | Y | Y
M3NHFScheduleOfRatesCode | Responsive/Grab Bar:Supply Ne 610Mm Straight | Responsive - Grab Bar:Supply Ne 610Mm Straight, unit of measure NO | Responsive-941003 | Y | Y | Y | Y | Y
M3NHFScheduleOfRatesCode | Responsive/Grab Bar:Supply Ne 1219Mm Straight | Responsive - Grab Bar:Supply Ne 1219Mm Straight, unit of measure NO | Responsive-941005 | Y | Y | Y | Y | Y
M3NHFScheduleOfRatesCode | Responsive/Grab Bar:Supply 305/305Mm Angled | Responsive - Grab Bar:Supply 305/305Mm Angled, unit of measure NO | Responsive-941007 | Y | Y | Y | Y | Y
M3NHFScheduleOfRatesCode | Responsive/Grab Bar:Supply 213/813Mm Angled | Responsive - Grab Bar:Supply 213/813Mm Angled, unit of measure NO | Responsive-941009 | Y | Y | Y | Y | Y
M3NHFScheduleOfRatesCode | Responsive/Grab Bar:Supply 406/813Mm Angled | Responsive - Grab Bar:Supply 406/813Mm Angled, unit of measure NO | Responsive-941011 | Y | Y | Y | Y | Y
M3NHFScheduleOfRatesCode | Responsive/Grab Bar:Supply 508/1016Mm Angled | Responsive - Grab Bar:Supply 508/1016Mm Angled, unit of measure NO | Responsive-941013 | Y | Y | Y | Y | Y
M3NHFScheduleOfRatesCode | Responsive/Grab Bar:Supply 762/838Mm Freestanding | Responsive - Grab Bar:Supply 762/838Mm Freestanding, unit of measure NO | Responsive-941015 | Y | Y | Y | Y | Y
M3NHFScheduleOfRatesCode | Responsive/Grab Bar:Supply Overlap Bath | Responsive - Grab Bar:Supply Overlap Bath, unit of measure NO | Responsive-941017 | Y | Y | Y | Y | Y
M3NHFScheduleOfRatesCode | Responsive/Grab Bar:Supply 914/305Mm Bath | Responsive - Grab Bar:Supply 914/305Mm Bath, unit of measure NO | Responsive-941019 | Y | Y | Y | Y | Y
M3NHFScheduleOfRatesCode | Responsive/Grab Bar:Supply Ne1219/305Mm Bath | Responsive - Grab Bar:Supply Ne1219/305Mm Bath, unit of measure NO | Responsive-941021 | Y | Y | Y | Y | Y
M3NHFScheduleOfRatesCode | Responsive/Grab Bar:Supply 914/305/813 Bath | Responsive - Grab Bar:Supply 914/305/813 Bath, unit of measure NO | Responsive-941023 | Y | Y | Y | Y | Y
M3NHFScheduleOfRatesCode | Responsive/Grab Bar:Supply 914/305/305 Bath | Responsive - Grab Bar:Supply 914/305/305 Bath, unit of measure NO | Responsive-941025 | Y | Y | Y | Y | Y
M3NHFScheduleOfRatesCode | Responsive/Grab Bar:Supply 610/610/508 Wc | Responsive - Grab Bar:Supply 610/610/508 Wc, unit of measure NO | Responsive-941027 | Y | Y | Y | Y | Y
M3NHFScheduleOfRatesCode | Responsive/Grab Bar:Supply 610/610/813 Shower | Responsive - Grab Bar:Supply 610/610/813 Shower, unit of measure NO | Responsive-941029 | Y | Y | Y | Y | Y
M3NHFScheduleOfRatesCode | Responsive/Grab Bar:Supply 508/1016/813 Shower | Responsive - Grab Bar:Supply 508/1016/813 Shower, unit of measure NO | Responsive-941031 | Y | Y | Y | Y | Y
M3NHFScheduleOfRatesCode | Responsive/Grab Bar:Supply 610/1219/813 Shower | Responsive - Grab Bar:Supply 610/1219/813 Shower, unit of measure NO | Responsive-941033 | Y | Y | Y | Y | Y
M3NHFScheduleOfRatesCode | Responsive/Grab Bar:Supply 914/914/813 Shower | Responsive - Grab Bar:Supply 914/914/813 Shower, unit of measure NO | Responsive-941035 | Y | Y | Y | Y | Y
M3NHFScheduleOfRatesCode | Responsive/Grab Bar:Supply Swing Aside | Responsive - Grab Bar:Supply Swing Aside, unit of measure NO | Responsive-941037 | Y | Y | Y | Y | Y
M3NHFScheduleOfRatesCode | Responsive/Grab Bar:Supply Swing Up | Responsive - Grab Bar:Supply Swing Up, unit of measure NO | Responsive-941039 | Y | Y | Y | Y | Y
M3NHFScheduleOfRatesCode | Responsive/Grab Bar:Remove And Refix | Responsive - Grab Bar:Remove And Refix, unit of measure NO | Responsive-941041 | Y | Y | Y | Y | Y
M3NHFScheduleOfRatesCode | Responsive/Grab Bar:Return To Store | Responsive - Grab Bar:Return To Store, unit of measure NO | Responsive-941043 | Y | Y | Y | Y | Y
M3NHFScheduleOfRatesCode | Responsive/Grab Bar:Supply Vertical Pole | Responsive - Grab Bar:Supply Vertical Pole, unit of measure NO | Responsive-941045 | Y | Y | Y | Y | Y
M3NHFScheduleOfRatesCode | Responsive/Grab Bar:Supply Double Bar With Foot Support | Responsive - Grab Bar:Supply Double Bar With Foot Support, unit of measure NO | Responsive-941047 | Y
M3NHFScheduleOfRatesCode | Responsive/Grab Bar:Supply Sgl Folding Toilet Roll Fitment | Responsive - Grab Bar:Supply Sgl Folding Toilet Roll Fitment, unit of measure NO | Responsive-941049 | Y
M3NHFScheduleOfRatesCode | Responsive/Grab Bar:Supply Dbl Folding Toilet Roll Fitment | Responsive - Grab Bar:Supply Dbl Folding Toilet Roll Fitment, unit of measure NO | Responsive-941051 | Y
M3NHFScheduleOfRatesCode | Responsive/Handrail:Supply Proprietary To Wall | Responsive - Handrail:Supply Proprietary To Wall, unit of measure LM | Responsive-943001 | Y | Y | Y | Y | Y
M3NHFScheduleOfRatesCode | Responsive/Balustrade:Supply And Fix Proprietary 1.1M High | Responsive - Balustrade:Supply And Fix Proprietary 1.1M High, unit of measure LM | Responsive-943005 | Y | Y | Y | Y | Y
M3NHFScheduleOfRatesCode | Responsive/Handrail:Supply And Fix Mopstick On Brackets | Responsive - Handrail:Supply And Fix Mopstick On Brackets, unit of measure LM | Responsive-943009 | Y | Y | Y | Y | Y
M3NHFScheduleOfRatesCode | Responsive/Handrail:Supply And Fix Kee Klamp To Wall | Responsive - Handrail:Supply And Fix Kee Klamp To Wall, unit of measure LM | Responsive-943017 | Y | Y | Y | Y | Y
M3NHFScheduleOfRatesCode | Responsive/Balustrade:Supply And Fix Kee Klamp Disabled | Responsive - Balustrade:Supply And Fix Kee Klamp Disabled, unit of measure LM | Responsive-943019 | Y | Y | Y | Y | Y
M3NHFScheduleOfRatesCode | Responsive/Wc Suite:Install Special Needs Type | Responsive - Wc Suite:Install Special Needs Type, unit of measure NO | Responsive-951001 | Y | Y | Y | Y | Y
M3NHFScheduleOfRatesCode | Responsive/Wc Suite:Install Close Coupled Special Needs Type | Responsive - Wc Suite:Install Close Coupled Special Needs Type, unit of measure NO | Responsive-951003 | Y | Y | Y | Y | Y
M3NHFScheduleOfRatesCode | Responsive/Wc Pan:Install Special Needs Type | Responsive - Wc Pan:Install Special Needs Type, unit of measure NO | Responsive-951005 | Y | Y | Y | Y | Y
M3NHFScheduleOfRatesCode | Responsive/Basin:Install Adjustable Height Type Taps | Responsive - Basin:Install Adjustable Height Type Taps, unit of measure NO | Responsive-951007 | Y | Y | Y | Y | Y
M3NHFScheduleOfRatesCode | Responsive/Bath:Install Special Needs Bath | Responsive - Bath:Install Special Needs Bath, unit of measure NO | Responsive-951009 | Y | Y | Y | Y | Y
M3NHFScheduleOfRatesCode | Responsive/Bath:Install Special Needs Hip Type | Responsive - Bath:Install Special Needs Hip Type, unit of measure NO | Responsive-951011 | Y | Y | Y | Y | Y
M3NHFScheduleOfRatesCode | Responsive/Taps:Renew With Basin Levers - Pair | Responsive - Taps:Renew With Basin Levers - Pair, unit of measure IT | Responsive-952001 | Y | Y | Y | Y | Y
M3NHFScheduleOfRatesCode | Responsive/Taps:Renew With Sink Levers - Pair | Responsive - Taps:Renew With Sink Levers - Pair, unit of measure IT | Responsive-952003 | Y | Y | Y | Y | Y
M3NHFScheduleOfRatesCode | Responsive/Taps:Renew With Bath Levers - Pair | Responsive - Taps:Renew With Bath Levers - Pair, unit of measure IT | Responsive-952005 | Y | Y | Y | Y | Y
M3NHFScheduleOfRatesCode | Responsive/Stop Tap:Resite And Renew With Lever | Responsive - Stop Tap:Resite And Renew With Lever, unit of measure IT | Responsive-952007 | Y | Y | Y | Y | Y
M3NHFScheduleOfRatesCode | Responsive/Seat:Supply And Fix Shower Seat | Responsive - Seat:Supply And Fix Shower Seat, unit of measure NO | Responsive-961001 | Y | Y | Y | Y | Y
M3NHFScheduleOfRatesCode | Responsive/Seat:Remove And Refix | Responsive - Seat:Remove And Refix, unit of measure NO | Responsive-961003 | Y
M3NHFScheduleOfRatesCode | Responsive/Seat:Supply And Fix Hinged With Leg | Responsive - Seat:Supply And Fix Hinged With Leg, unit of measure NO | Responsive-961019 | Y | Y | Y | Y | Y
M3NHFScheduleOfRatesCode | Responsive/Soap Dish:Supply And Fix Wheelchair Height | Responsive - Soap Dish:Supply And Fix Wheelchair Height, unit of measure NO | Responsive-962001 | Y | Y | Y | Y | Y
M3NHFScheduleOfRatesCode | Responsive/Disabled Shower:Renew 9.5 Kw Complete | Responsive - Disabled Shower:Renew 9.5 Kw Complete, unit of measure IT | Responsive-963001 | Y | Y | Y | Y | Y
M3NHFScheduleOfRatesCode | Responsive/Disabled Shower:Install 9.5 Kw Complete | Responsive - Disabled Shower:Install 9.5 Kw Complete, unit of measure IT | Responsive-963003 | Y | Y | Y | Y | Y
M3NHFScheduleOfRatesCode | Responsive/Disabled Shower:Renew 9.5 Kw Audio Visual Complete | Responsive - Disabled Shower:Renew 9.5 Kw Audio Visual Complete, unit of measure IT | Responsive-963005 | Y
M3NHFScheduleOfRatesCode | Responsive/Disabled Shower:Install 9.5 Kw Audio Visual Compl | Responsive - Disabled Shower:Install 9.5 Kw Audio Visual Compl, unit of measure IT | Responsive-963007 | Y
M3NHFScheduleOfRatesCode | Responsive/Shower Room:Convert With Floor Drain | Responsive - Shower Room:Convert With Floor Drain, unit of measure IT | Responsive-964001 | Y | Y | Y | Y | Y
M3NHFScheduleOfRatesCode | Responsive/Shower Room:Convert With Shower Tray | Responsive - Shower Room:Convert With Shower Tray, unit of measure IT | Responsive-964003 | Y | Y | Y | Y | Y
M3NHFScheduleOfRatesCode | Responsive/Disabled Shower:Renew Rails And Curtains | Responsive - Disabled Shower:Renew Rails And Curtains, unit of measure IT | Responsive-965001 | Y | Y | Y | Y | Y
M3NHFScheduleOfRatesCode | Responsive/Disabled Shower:Renew Curtain | Responsive - Disabled Shower:Renew Curtain, unit of measure IT | Responsive-965003 | Y | Y | Y | Y | Y
M3NHFScheduleOfRatesCode | Responsive/Unit:Remove Any Unit And Clear Away | Responsive - Unit:Remove Any Unit And Clear Away, unit of measure NO | Responsive-970001 | Y | Y | Y | Y | Y
M3NHFScheduleOfRatesCode | Responsive/Base Unit:Supply 300Mm Long Adjustable Height | Responsive - Base Unit:Supply 300Mm Long Adjustable Height, unit of measure NO | Responsive-970003 | Y | Y | Y | Y | Y
M3NHFScheduleOfRatesCode | Responsive/Base Unit:Supply 400Mm Long Adjustable Height | Responsive - Base Unit:Supply 400Mm Long Adjustable Height, unit of measure NO | Responsive-970005 | Y | Y | Y | Y | Y
M3NHFScheduleOfRatesCode | Responsive/Base Unit:Supply 500Mm Long Adjustable Height | Responsive - Base Unit:Supply 500Mm Long Adjustable Height, unit of measure NO | Responsive-970007 | Y | Y | Y | Y | Y
M3NHFScheduleOfRatesCode | Responsive/Base Unit:Supply 600Mm Long Adjustable Height | Responsive - Base Unit:Supply 600Mm Long Adjustable Height, unit of measure NO | Responsive-970009 | Y | Y | Y | Y | Y
M3NHFScheduleOfRatesCode | Responsive/Base Unit:Supply 1000Mm Long Adjustable Height | Responsive - Base Unit:Supply 1000Mm Long Adjustable Height, unit of measure NO | Responsive-970011 | Y | Y | Y | Y | Y
M3NHFScheduleOfRatesCode | Responsive/Sink Top:Renew Adjustable Height Complete | Responsive - Sink Top:Renew Adjustable Height Complete, unit of measure NO | Responsive-970013 | Y | Y | Y | Y | Y
M3NHFScheduleOfRatesCode | Responsive/Wall Unit:Supply 300Mm Long Adjustable Height | Responsive - Wall Unit:Supply 300Mm Long Adjustable Height, unit of measure NO | Responsive-970015 | Y | Y | Y | Y | Y
M3NHFScheduleOfRatesCode | Responsive/Wall Unit:Supply 400Mm Long Adjustable Height | Responsive - Wall Unit:Supply 400Mm Long Adjustable Height, unit of measure NO | Responsive-970017 | Y | Y | Y | Y | Y
M3NHFScheduleOfRatesCode | Responsive/Wall Unit:Supply 500Mm Long Adjustable Height | Responsive - Wall Unit:Supply 500Mm Long Adjustable Height, unit of measure NO | Responsive-970019 | Y | Y | Y | Y | Y
M3NHFScheduleOfRatesCode | Responsive/Wall Unit:Supply 600Mm Long Adjustable Height | Responsive - Wall Unit:Supply 600Mm Long Adjustable Height, unit of measure NO | Responsive-970021 | Y | Y | Y | Y | Y
M3NHFScheduleOfRatesCode | Responsive/Wall Unit:Supply 1000Mm Long Adjustable Height | Responsive - Wall Unit:Supply 1000Mm Long Adjustable Height, unit of measure NO | Responsive-970023 | Y | Y | Y | Y | Y
M3NHFScheduleOfRatesCode | Responsive/Window:Relocate Any Window Fitting | Responsive - Window:Relocate Any Window Fitting, unit of measure NO | Responsive-975001 | Y | Y | Y | Y | Y
M3NHFScheduleOfRatesCode | Responsive/Window:Replace With Extended Arm Stay | Responsive - Window:Replace With Extended Arm Stay, unit of measure NO | Responsive-975003 | Y | Y | Y | Y | Y
M3NHFScheduleOfRatesCode | Responsive/Window:Supply And Fix Teleflex Gear | Responsive - Window:Supply And Fix Teleflex Gear, unit of measure NO | Responsive-975005 | Y | Y | Y | Y | Y
M3NHFScheduleOfRatesCode | Responsive/Window:Supply And Fix Chain Drive Handle | Responsive - Window:Supply And Fix Chain Drive Handle, unit of measure NO | Responsive-975007 | Y | Y | Y | Y | Y
M3NHFScheduleOfRatesCode | Responsive/Door:Supply And Fix Kicking Plate 300Mm | Responsive - Door:Supply And Fix Kicking Plate 300Mm, unit of measure NO | Responsive-980001 | Y | Y | Y | Y | Y
M3NHFScheduleOfRatesCode | Responsive/Door:Replace Knobset With Lever Handles | Responsive - Door:Replace Knobset With Lever Handles, unit of measure IT | Responsive-980003 | Y | Y | Y | Y | Y
M3NHFScheduleOfRatesCode | Responsive/Door:Change To Two Way Operation | Responsive - Door:Change To Two Way Operation, unit of measure IT | Responsive-980005 | Y | Y | Y | Y | Y
M3NHFScheduleOfRatesCode | Responsive/Door:Change Inward To Out Opening | Responsive - Door:Change Inward To Out Opening, unit of measure IT | Responsive-980007 | Y | Y | Y | Y | Y
M3NHFScheduleOfRatesCode | Responsive/Angle Trim:Fix Saa Angle Trim | Responsive - Angle Trim:Fix Saa Angle Trim, unit of measure NO | Responsive-980009 | Y | Y | Y | Y | Y
M3NHFScheduleOfRatesCode | Responsive/Disabled Ramp:Construct Concrete Ramp | Responsive - Disabled Ramp:Construct Concrete Ramp, unit of measure LM | Responsive-985001 | Y | Y | Y | Y | Y
M3NHFScheduleOfRatesCode | Responsive/Disabled Ramp:Construct Timber Ramp | Responsive - Disabled Ramp:Construct Timber Ramp, unit of measure LM | Responsive-985003 | Y | Y | Y | Y | Y
M3NHFScheduleOfRatesCode | Responsive/Step:Form Half Step-Concrete | Responsive - Step:Form Half Step-Concrete, unit of measure IT | Responsive-985501 | Y | Y | Y | Y | Y
M3NHFScheduleOfRatesCode | Responsive/Step:Form Half Step-Timber/Ply | Responsive - Step:Form Half Step-Timber/Ply, unit of measure IT | Responsive-985503 | Y | Y | Y | Y | Y
M3NHFScheduleOfRatesCode | Responsive/Threshold:Remove For Access | Responsive - Threshold:Remove For Access, unit of measure NO | Responsive-986001 | Y | Y | Y | Y | Y
M3NHFScheduleOfRatesCode | Responsive/Threshold:Form Ramp For Wheelchair | Responsive - Threshold:Form Ramp For Wheelchair, unit of measure IT | Responsive-986003 | Y | Y | Y | Y | Y
M3NHFScheduleOfRatesCode | Retrofit/Edging:Lay 50X152Mm Pcc Edging | Retrofit - Edging:Lay 50X152Mm Pcc Edging, unit of measure LM | Retrofit-RE010101 | Y | Y | Y | Y | Y
M3NHFScheduleOfRatesCode | Retrofit/Edging:Remove 50X152Mm Pcc Edging | Retrofit - Edging:Remove 50X152Mm Pcc Edging, unit of measure LM | Retrofit-RE010103 | Y | Y | Y | Y | Y
M3NHFScheduleOfRatesCode | Retrofit/Edging:Renew 25X150Mm Timber | Retrofit - Edging:Renew 25X150Mm Timber, unit of measure LM | Retrofit-RE010201 | Y | Y | Y | Y | Y
M3NHFScheduleOfRatesCode | Retrofit/Path:Remove Any Type Ne 150Mm Inc Bed And Topsoil | Retrofit - Path:Remove Any Type Ne 150Mm Inc Bed And Topsoil, unit of measure SM | Retrofit-RE010301 | Y | Y | Y | Y | Y
M3NHFScheduleOfRatesCode | Retrofit/Macadam:Excavate And Lay 70Mm Paving | Retrofit - Macadam:Excavate And Lay 70Mm Paving, unit of measure SM | Retrofit-RE010401 | Y | Y | Y | Y | Y
M3NHFScheduleOfRatesCode | Retrofit/Macadam:Renew 70Mm Paving | Retrofit - Macadam:Renew 70Mm Paving, unit of measure SM | Retrofit-RE010403 | Y | Y | Y | Y | Y
M3NHFScheduleOfRatesCode | Retrofit/Flag:Lay New Precast Concrete Paving | Retrofit - Flag:Lay New Precast Concrete Paving, unit of measure SM | Retrofit-RE010501 | Y | Y | Y | Y | Y
M3NHFScheduleOfRatesCode | Retrofit/Flag:Lay Salvaged Precast Concrete Paving | Retrofit - Flag:Lay Salvaged Precast Concrete Paving, unit of measure SM | Retrofit-RE010503 | Y | Y | Y | Y | Y
M3NHFScheduleOfRatesCode | Retrofit/Flags:Lift And Set Aside Pcc Paving | Retrofit - Flags:Lift And Set Aside Pcc Paving, unit of measure SM | Retrofit-RE010505 | Y | Y | Y | Y | Y
M3NHFScheduleOfRatesCode | Retrofit/Flag:Renew Single Pcc Paving | Retrofit - Flag:Renew Single Pcc Paving, unit of measure NO | Retrofit-RE010507 | Y | Y | Y | Y | Y
M3NHFScheduleOfRatesCode | Retrofit/Flags:Renew Pcc Paving | Retrofit - Flags:Renew Pcc Paving, unit of measure SM | Retrofit-RE010509 | Y | Y | Y | Y | Y
M3NHFScheduleOfRatesCode | Retrofit/Pavings:Lift, Set Aside Brick/Block Paving Ne 80Mm | Retrofit - Pavings:Lift, Set Aside Brick/Block Paving Ne 80Mm, unit of measure SM | Retrofit-RE010601 | Y | Y | Y | Y | Y
M3NHFScheduleOfRatesCode | Retrofit/Paving:Renew Brick Or Block Paving Pc £30/Sm | Retrofit - Paving:Renew Brick Or Block Paving Pc £30/Sm, unit of measure SM | Retrofit-RE010603 | Y | Y | Y | Y | Y
M3NHFScheduleOfRatesCode | Retrofit/Paving:Lay New Brick Or Block Paving Pc £33/Sm | Retrofit - Paving:Lay New Brick Or Block Paving Pc £33/Sm, unit of measure SM | Retrofit-RE010605 | Y | Y | Y | Y | Y
M3NHFScheduleOfRatesCode | Retrofit/Paving:Lay Salvaged Brick/Block Paving Up To 80Mm | Retrofit - Paving:Lay Salvaged Brick/Block Paving Up To 80Mm, unit of measure SM | Retrofit-RE010607 | Y | Y | Y | Y | Y
M3NHFScheduleOfRatesCode | Retrofit/Mowing:Lay New Pcc Mowing Strip 300Mm Wide | Retrofit - Mowing:Lay New Pcc Mowing Strip 300Mm Wide, unit of measure LM | Retrofit-RE010701 | Y | Y | Y | Y | Y
M3NHFScheduleOfRatesCode | Retrofit/Hardcore:Additional Sub-Base Or Bed Ne 150 | Retrofit - Hardcore:Additional Sub-Base Or Bed Ne 150, unit of measure SM | Retrofit-RE010801 | Y | Y | Y | Y | Y
M3NHFScheduleOfRatesCode | Retrofit/Step:Breakout Renew Entrance Step Insitu Concrete | Retrofit - Step:Breakout Renew Entrance Step Insitu Concrete, unit of measure IT | Retrofit-RE010901 | Y | Y | Y | Y | Y
M3NHFScheduleOfRatesCode | Retrofit/Balustrade:Remove Refix Any To New Rendered Wall | Retrofit - Balustrade:Remove Refix Any To New Rendered Wall, unit of measure LM | Retrofit-RE011001 | Y | Y | Y | Y | Y
M3NHFScheduleOfRatesCode | Retrofit/Handrail:Remove And Refix Any To New Rendered Wall | Retrofit - Handrail:Remove And Refix Any To New Rendered Wall, unit of measure LM | Retrofit-RE011003 | Y | Y | Y | Y | Y
M3NHFScheduleOfRatesCode | Retrofit/Line:Remove And Refix Pulley To New Rendered Wall | Retrofit - Line:Remove And Refix Pulley To New Rendered Wall, unit of measure IT | Retrofit-RE011201 | Y | Y | Y | Y | Y
M3NHFScheduleOfRatesCode | Retrofit/Line:Renew Pulley To New Rendered Wall | Retrofit - Line:Renew Pulley To New Rendered Wall, unit of measure IT | Retrofit-RE011203 | Y | Y | Y | Y | Y
M3NHFScheduleOfRatesCode | Retrofit/Sign:Remove Refix Ne 0.50Sm To New Rendered Wall | Retrofit - Sign:Remove Refix Ne 0.50Sm To New Rendered Wall, unit of measure NO | Retrofit-RE011301 | Y | Y | Y | Y | Y
M3NHFScheduleOfRatesCode | Retrofit/Sign:Remove Refix Ne 1.00Sm To New Rendered Wall | Retrofit - Sign:Remove Refix Ne 1.00Sm To New Rendered Wall, unit of measure NO | Retrofit-RE011303 | Y | Y | Y | Y | Y
M3NHFScheduleOfRatesCode | Retrofit/Sign:Remove Refix Ne 2.00Sm To New Rendered Wall | Retrofit - Sign:Remove Refix Ne 2.00Sm To New Rendered Wall, unit of measure NO | Retrofit-RE011305 | Y | Y | Y | Y | Y
M3NHFScheduleOfRatesCode | Retrofit/Fencing:Renew Ne 2M Long Timber End Post | Retrofit - Fencing:Renew Ne 2M Long Timber End Post, unit of measure NO | Retrofit-RE011401 | Y | Y | Y | Y | Y
M3NHFScheduleOfRatesCode | Retrofit/Fencing:Renew Ne 2M Long Pcc End Post | Retrofit - Fencing:Renew Ne 2M Long Pcc End Post, unit of measure NO | Retrofit-RE011403 | Y | Y | Y | Y | Y
M3NHFScheduleOfRatesCode | Retrofit/Gate Post:Renew Ne 2M Long Timber | Retrofit - Gate Post:Renew Ne 2M Long Timber, unit of measure NO | Retrofit-RE011501 | Y | Y | Y | Y | Y
M3NHFScheduleOfRatesCode | Retrofit/Gate Post:Renew Ne 2M Long Pcc | Retrofit - Gate Post:Renew Ne 2M Long Pcc, unit of measure NO | Retrofit-RE011503 | Y | Y | Y | Y | Y
M3NHFScheduleOfRatesCode | Retrofit/Gully:Reposition And Renew Clay Back Inlet Gully | Retrofit - Gully:Reposition And Renew Clay Back Inlet Gully, unit of measure NO | Retrofit-RE011601 | Y | Y | Y | Y | Y
M3NHFScheduleOfRatesCode | Retrofit/Gully:Reposition And Renew Pvcu Back Inlet Gully | Retrofit - Gully:Reposition And Renew Pvcu Back Inlet Gully, unit of measure NO | Retrofit-RE011603 | Y | Y | Y | Y | Y
M3NHFScheduleOfRatesCode | Retrofit/Drain:Cctv Survey | Retrofit - Drain:Cctv Survey, unit of measure IT | Retrofit-RE011701 | Y | Y | Y | Y | Y
M3NHFScheduleOfRatesCode | Retrofit/Test:Smoke Or Pressure Test | Retrofit - Test:Smoke Or Pressure Test, unit of measure IT | Retrofit-RE011801 | Y | Y | Y | Y | Y
M3NHFScheduleOfRatesCode | Retrofit/Hole:Make Good Hole Any Diameter | Retrofit - Hole:Make Good Hole Any Diameter, unit of measure NO | Retrofit-RE020101 | Y | Y | Y | Y | Y
M3NHFScheduleOfRatesCode | Retrofit/Hole:Hole For Cavity Inspection | Retrofit - Hole:Hole For Cavity Inspection, unit of measure NO | Retrofit-RE020103 | Y | Y | Y | Y | Y
M3NHFScheduleOfRatesCode | Retrofit/Threshold:Renew With Pcc | Retrofit - Threshold:Renew With Pcc, unit of measure NO | Retrofit-RE020201 | Y | Y | Y | Y | Y
M3NHFScheduleOfRatesCode | Retrofit/Threshold:Renew With Insitu Concrete | Retrofit - Threshold:Renew With Insitu Concrete, unit of measure NO | Retrofit-RE020203 | Y | Y | Y | Y | Y
M3NHFScheduleOfRatesCode | Retrofit/Airbrick:Renew With Pvc | Retrofit - Airbrick:Renew With Pvc, unit of measure NO | Retrofit-RE020301 | Y | Y | Y | Y | Y
M3NHFScheduleOfRatesCode | Retrofit/Airbrick:Install New Pvc Vent | Retrofit - Airbrick:Install New Pvc Vent, unit of measure NO | Retrofit-RE020303 | Y | Y | Y | Y | Y
M3NHFScheduleOfRatesCode | Retrofit/Airbrick:Renew Clay Or Concrete Vent | Retrofit - Airbrick:Renew Clay Or Concrete Vent, unit of measure NO | Retrofit-RE020305 | Y | Y | Y | Y | Y
M3NHFScheduleOfRatesCode | Retrofit/Airbrick:Install New Clay Or Concrete Vent | Retrofit - Airbrick:Install New Clay Or Concrete Vent, unit of measure NO | Retrofit-RE020307 | Y | Y | Y | Y | Y
M3NHFScheduleOfRatesCode | Retrofit/Ventilator:Renew Pvc Or Aluminium | Retrofit - Ventilator:Renew Pvc Or Aluminium, unit of measure NO | Retrofit-RE020401 | Y | Y | Y | Y | Y
M3NHFScheduleOfRatesCode | Retrofit/Vent:Install Proprietary Vent Kit | Retrofit - Vent:Install Proprietary Vent Kit, unit of measure NO | Retrofit-RE020403 | Y | Y | Y | Y | Y
M3NHFScheduleOfRatesCode | Retrofit/Vent:Install Tumble Vent Kit | Retrofit - Vent:Install Tumble Vent Kit, unit of measure NO | Retrofit-RE020405 | Y | Y | Y | Y | Y
M3NHFScheduleOfRatesCode | Retrofit/Meter Cupboard:Proprietary Renew Or Supply New | Retrofit - Meter Cupboard:Proprietary Renew Or Supply New, unit of measure NO | Retrofit-RE020501 | Y | Y | Y | Y | Y
M3NHFScheduleOfRatesCode | Retrofit/Fire:Remove Fire And Seal Opening | Retrofit - Fire:Remove Fire And Seal Opening, unit of measure IT | Retrofit-RE020601 | Y | Y | Y | Y | Y
M3NHFScheduleOfRatesCode | Retrofit/Cooker:Remove Solid Fuel Cooker Complete | Retrofit - Cooker:Remove Solid Fuel Cooker Complete, unit of measure IT | Retrofit-RE020701 | Y | Y | Y | Y | Y
M3NHFScheduleOfRatesCode | Retrofit/Tile:Extend Interlocking Roof To Eaves Ne 1M Wide | Retrofit - Tile:Extend Interlocking Roof To Eaves Ne 1M Wide, unit of measure LM | Retrofit-RE030101 | Y | Y | Y | Y | Y
M3NHFScheduleOfRatesCode | Retrofit/Tile:Extend Plain Tile Roof To Eaves Ne 1M Wide | Retrofit - Tile:Extend Plain Tile Roof To Eaves Ne 1M Wide, unit of measure LM | Retrofit-RE030201 | Y | Y | Y | Y | Y
M3NHFScheduleOfRatesCode | Retrofit/Tile:Extend Plain Clay Roof To Eaves Ne 1M Wide | Retrofit - Tile:Extend Plain Clay Roof To Eaves Ne 1M Wide, unit of measure LM | Retrofit-RE030301 | Y | Y | Y | Y | Y
M3NHFScheduleOfRatesCode | Retrofit/Verge:Renew Dry Or Cloaked Verge Complete | Retrofit - Verge:Renew Dry Or Cloaked Verge Complete, unit of measure LM | Retrofit-RE030401 | Y | Y | Y | Y | Y
M3NHFScheduleOfRatesCode | Retrofit/Verge:Refix Dry Or Cloaked Verge Complete | Retrofit - Verge:Refix Dry Or Cloaked Verge Complete, unit of measure LM | Retrofit-RE030403 | Y | Y | Y | Y | Y
M3NHFScheduleOfRatesCode | Retrofit/Hip:Renew Dry Hip Tiles | Retrofit - Hip:Renew Dry Hip Tiles, unit of measure LM | Retrofit-RE030405 | Y | Y | Y | Y | Y
M3NHFScheduleOfRatesCode | Retrofit/Hip:Renew Galvanised Hip Iron | Retrofit - Hip:Renew Galvanised Hip Iron, unit of measure NO | Retrofit-RE030407 | Y | Y | Y | Y | Y
M3NHFScheduleOfRatesCode | Retrofit/Vent:Renew Eaves Ventilators | Retrofit - Vent:Renew Eaves Ventilators, unit of measure LM | Retrofit-RE030501 | Y | Y | Y | Y | Y
M3NHFScheduleOfRatesCode | Retrofit/Slate:Extend Fibre Cement Roof To Eaves Ne 1M Wide | Retrofit - Slate:Extend Fibre Cement Roof To Eaves Ne 1M Wide, unit of measure LM | Retrofit-RE030601 | Y | Y | Y | Y | Y
M3NHFScheduleOfRatesCode | Retrofit/Slate:Extend Natural Roof To Eaves Ne 1M Wide | Retrofit - Slate:Extend Natural Roof To Eaves Ne 1M Wide, unit of measure LM | Retrofit-RE030701 | Y | Y | Y | Y | Y
M3NHFScheduleOfRatesCode | Retrofit/Hip:Renew Half Round Hip To Slating | Retrofit - Hip:Renew Half Round Hip To Slating, unit of measure LM | Retrofit-RE030801 | Y | Y | Y | Y | Y
M3NHFScheduleOfRatesCode | Retrofit/Hip:Renew Roll Top To Slating | Retrofit - Hip:Renew Roll Top To Slating, unit of measure LM | Retrofit-RE030803 | Y | Y | Y | Y | Y
M3NHFScheduleOfRatesCode | Retrofit/Hip:Renew Duo-Pitch To Slating | Retrofit - Hip:Renew Duo-Pitch To Slating, unit of measure LM | Retrofit-RE030805 | Y | Y | Y | Y | Y
M3NHFScheduleOfRatesCode | Retrofit/Roof:Renew Insulated Green With New Waterproofing | Retrofit - Roof:Renew Insulated Green With New Waterproofing, unit of measure SM | Retrofit-RE030901 | Y | Y | Y | Y | Y
M3NHFScheduleOfRatesCode | Retrofit/Roof:Renew Green With New Waterproofing | Retrofit - Roof:Renew Green With New Waterproofing, unit of measure SM | Retrofit-RE030903 | Y | Y | Y | Y | Y
M3NHFScheduleOfRatesCode | Retrofit/Roof:Renew Green With Existing Waterproofing | Retrofit - Roof:Renew Green With Existing Waterproofing, unit of measure SM | Retrofit-RE030905 | Y | Y | Y | Y | Y
M3NHFScheduleOfRatesCode | Retrofit/Roof:Renew Insul Bio-Diverse Green New Waterproof | Retrofit - Roof:Renew Insul Bio-Diverse Green New Waterproof, unit of measure SM | Retrofit-RE031001 | Y | Y | Y | Y | Y
M3NHFScheduleOfRatesCode | Retrofit/Roof:Renew Bio-Diverse Green New Waterproofing | Retrofit - Roof:Renew Bio-Diverse Green New Waterproofing, unit of measure SM | Retrofit-RE031003 | Y | Y | Y | Y | Y
M3NHFScheduleOfRatesCode | Retrofit/Roof:Renew Bio-Diverse Green With Exist Waterproof | Retrofit - Roof:Renew Bio-Diverse Green With Exist Waterproof, unit of measure SM | Retrofit-RE031005 | Y | Y | Y | Y | Y
M3NHFScheduleOfRatesCode | Retrofit/Roof:Promenade Tiles For Access Or Exp Joints | Retrofit - Roof:Promenade Tiles For Access Or Exp Joints, unit of measure SM | Retrofit-RE031007 | Y | Y | Y | Y | Y
M3NHFScheduleOfRatesCode | Retrofit/Roof:Fall Restraint System To En795 Class E - 1P | Retrofit - Roof:Fall Restraint System To En795 Class E - 1P, unit of measure SM | Retrofit-RE031009 | Y | Y | Y | Y | Y
M3NHFScheduleOfRatesCode | Retrofit/Roof:Fall Restraint System To En795 Class E - 2P | Retrofit - Roof:Fall Restraint System To En795 Class E - 2P, unit of measure SM | Retrofit-RE031011 | Y | Y | Y | Y | Y
M3NHFScheduleOfRatesCode | Retrofit/Loft Insulation:Lay 400Mm Loose - Recycled Paper | Retrofit - Loft Insulation:Lay 400Mm Loose - Recycled Paper, unit of measure SM | Retrofit-RE031101 | Y | Y | Y | Y | Y
M3NHFScheduleOfRatesCode | Retrofit/Loft Insulation:Lay 100Mm Quilt - Mineral Fibre | Retrofit - Loft Insulation:Lay 100Mm Quilt - Mineral Fibre, unit of measure SM | Retrofit-RE031201 | Y | Y | Y | Y | Y
M3NHFScheduleOfRatesCode | Retrofit/Loft Insulation:Lay 300Mm Quilt - Mineral Fibre | Retrofit - Loft Insulation:Lay 300Mm Quilt - Mineral Fibre, unit of measure SM | Retrofit-RE031203 | Y | Y | Y | Y | Y
M3NHFScheduleOfRatesCode | Retrofit/Loft Insulation:Lay 100Mm Quilt - Glass Fibre | Retrofit - Loft Insulation:Lay 100Mm Quilt - Glass Fibre, unit of measure SM | Retrofit-RE031301 | Y | Y | Y | Y | Y
M3NHFScheduleOfRatesCode | Retrofit/Loft Insulation:Lay 300Mm Quilt - Glass Fibre | Retrofit - Loft Insulation:Lay 300Mm Quilt - Glass Fibre, unit of measure SM | Retrofit-RE031303 | Y | Y | Y | Y | Y
M3NHFScheduleOfRatesCode | Retrofit/Loft Insulation:Lay 100Mm Quilt - Glass/Mineral | Retrofit - Loft Insulation:Lay 100Mm Quilt - Glass/Mineral, unit of measure SM | Retrofit-RE031401 | Y | Y | Y | Y | Y
M3NHFScheduleOfRatesCode | Retrofit/Loft Insulation:Lay 300Mm Quilt - Glass/Mineral | Retrofit - Loft Insulation:Lay 300Mm Quilt - Glass/Mineral, unit of measure SM | Retrofit-RE031403 | Y | Y | Y | Y | Y
M3NHFScheduleOfRatesCode | Retrofit/Loft Insulation:Lay 100Mm Quilt - Hemp/Cotton | Retrofit - Loft Insulation:Lay 100Mm Quilt - Hemp/Cotton, unit of measure SM | Retrofit-RE031501 | Y | Y | Y | Y | Y
M3NHFScheduleOfRatesCode | Retrofit/Loft Insulation:Lay 300Mm Quilt - Hemp/Cotton | Retrofit - Loft Insulation:Lay 300Mm Quilt - Hemp/Cotton, unit of measure SM | Retrofit-RE031503 | Y | Y | Y | Y | Y
M3NHFScheduleOfRatesCode | Retrofit/Loft Insulation:Lay 100Mm Quilt - Recycled Plastic | Retrofit - Loft Insulation:Lay 100Mm Quilt - Recycled Plastic, unit of measure SM | Retrofit-RE031601 | Y | Y | Y | Y | Y
M3NHFScheduleOfRatesCode | Retrofit/Loft Insulation:Lay 300Mm Quilt - Recycled Plastic | Retrofit - Loft Insulation:Lay 300Mm Quilt - Recycled Plastic, unit of measure SM | Retrofit-RE031603 | Y | Y | Y | Y | Y
M3NHFScheduleOfRatesCode | Retrofit/Loft Insulation:Fix 100Mm Quilt - Recycled Plastic | Retrofit - Loft Insulation:Fix 100Mm Quilt - Recycled Plastic, unit of measure SM | Retrofit-RE031605 | Y | Y | Y | Y | Y
M3NHFScheduleOfRatesCode | Retrofit/Loft Insulation:Lay 100Mm Quilt - Sheeps Wool | Retrofit - Loft Insulation:Lay 100Mm Quilt - Sheeps Wool, unit of measure SM | Retrofit-RE031701 | Y | Y | Y | Y | Y
M3NHFScheduleOfRatesCode | Retrofit/Loft Insulation:Lay 300Mm Quilt - Sheeps Wool | Retrofit - Loft Insulation:Lay 300Mm Quilt - Sheeps Wool, unit of measure SM | Retrofit-RE031703 | Y | Y | Y | Y | Y
M3NHFScheduleOfRatesCode | Retrofit/Loft Insulation:Fix 100Mm Quilt - Sheeps Wool | Retrofit - Loft Insulation:Fix 100Mm Quilt - Sheeps Wool, unit of measure SM | Retrofit-RE031705 | Y | Y | Y | Y | Y
M3NHFScheduleOfRatesCode | Retrofit/Loft Insulation:Fix 130Mm Rigid Polystyrene | Retrofit - Loft Insulation:Fix 130Mm Rigid Polystyrene, unit of measure SM | Retrofit-RE031801 | Y | Y | Y | Y | Y
M3NHFScheduleOfRatesCode | Retrofit/Loft Insulation:Fix Foil And Insulation Layer | Retrofit - Loft Insulation:Fix Foil And Insulation Layer, unit of measure SM | Retrofit-RE031901 | Y | Y | Y | Y | Y
M3NHFScheduleOfRatesCode | Retrofit/Rafter:Extend Ne 150Mm Rafter End Ne 1.00M Long | Retrofit - Rafter:Extend Ne 150Mm Rafter End Ne 1.00M Long, unit of measure NO | Retrofit-RE040101 | Y | Y | Y | Y | Y
M3NHFScheduleOfRatesCode | Retrofit/Rafter:Extend Ne 200Mm Rafter End Ne 1.00M Long | Retrofit - Rafter:Extend Ne 200Mm Rafter End Ne 1.00M Long, unit of measure NO | Retrofit-RE040103 | Y | Y | Y | Y | Y
M3NHFScheduleOfRatesCode | Retrofit/Rafter:Extend Ne 250Mm Rafter End Ne 1.00M Long | Retrofit - Rafter:Extend Ne 250Mm Rafter End Ne 1.00M Long, unit of measure NO | Retrofit-RE040105 | Y | Y | Y | Y | Y
M3NHFScheduleOfRatesCode | Retrofit/Fascia:Renew In Softwood Ne 300Mm | Retrofit - Fascia:Renew In Softwood Ne 300Mm, unit of measure LM | Retrofit-RE040201 | Y | Y | Y | Y | Y